## iamc_data
Model | Scenario | Region | Variable | Unit | 2020 | 2025 | 2030 | 2035 | 2040 | 2045 | 2050 | variable | potential_use | commodity
Downscaling[MESSAGEix-GLOBIOM 1.1-M-R12] | Delayed transition | POL | Final Energy¦Industry¦Electricity | EJ/yr | 0.2224 | 0.2278 | 0.2359 | 0.2685 | 0.2837 | 0.3018 | 0.2878 | Final Energy¦Industry¦Electricity | demand_projection | elc_industry
Downscaling[MESSAGEix-GLOBIOM 1.1-M-R12] | Net Zero 2050 | POL | Final Energy¦Industry¦Electricity | EJ/yr | 0.224 | 0.2277 | 0.2565 | 0.3122 | 0.3598 | 0.3535 | 0.3677 | Final Energy¦Industry¦Electricity | demand_projection | elc_industry
Downscaling[MESSAGEix-GLOBIOM 1.1-M-R12] | Nationally Determined Contributions (NDCs) | POL | Final Energy¦Transportation¦Electricity | EJ/yr | 0.026 | 0.022 | 0.0162 | 0.0644 | 0.1116 | 0.1761 | 0.2621 | Final Energy¦Transportation¦Electricity | demand_projection | elc_transport
Downscaling[MESSAGEix-GLOBIOM 1.1-M-R12] | Nationally Determined Contributions (NDCs) | POL | Final Energy¦Residential and Commercial¦Electricity | EJ/yr | 0.3052 | 0.3504 | 0.395 | 0.5069 | 0.5084 | 0.4997 | 0.4789 | Final Energy¦Residential and Commercial¦Electricity | demand_projection | elc_buildings
Downscaling[MESSAGEix-GLOBIOM 1.1-M-R12] | Nationally Determined Contributions (NDCs) | POL | Final Energy¦Industry¦Electricity | EJ/yr | 0.2214 | 0.2228 | 0.2283 | 0.2657 | 0.271 | 0.2474 | 0.163 | Final Energy¦Industry¦Electricity | demand_projection | elc_industry
Downscaling[MESSAGEix-GLOBIOM 1.1-M-R12] | Below 2°C | POL | Final Energy¦Industry¦Electricity | EJ/yr | 0.2221 | 0.2252 | 0.2287 | 0.2731 | 0.2655 | 0.2618 | 0.2301 | Final Energy¦Industry¦Electricity | demand_projection | elc_industry
Downscaling[MESSAGEix-GLOBIOM 1.1-M-R12] | Below 2°C | POL | Final Energy¦Residential and Commercial¦Electricity | EJ/yr | 0.309 | 0.3588 | 0.383 | 0.448 | 0.4702 | 0.5057 | 0.5574 | Final Energy¦Residential and Commercial¦Electricity | demand_projection | elc_buildings
Downscaling[MESSAGEix-GLOBIOM 1.1-M-R12] | Below 2°C | POL | Final Energy¦Transportation¦Electricity | EJ/yr | 0.0252 | 0.0198 | 0.0357 | 0.1245 | 0.2133 | 0.2946 | 0.3571 | Final Energy¦Transportation¦Electricity | demand_projection | elc_transport
Downscaling[MESSAGEix-GLOBIOM 1.1-M-R12] | Current Policies | POL | Final Energy¦Transportation¦Electricity | EJ/yr | 0.0247 | 0.02 | 0.0352 | 0.0302 | 0.0219 | 0.0177 | 0.0336 | Final Energy¦Transportation¦Electricity | demand_projection | elc_transport
Downscaling[MESSAGEix-GLOBIOM 1.1-M-R12] | Net Zero 2050 | POL | Final Energy¦Residential and Commercial¦Electricity | EJ/yr | 0.3099 | 0.3597 | 0.427 | 0.5383 | 0.679 | 0.7693 | 0.8457 | Final Energy¦Residential and Commercial¦Electricity | demand_projection | elc_buildings
Downscaling[MESSAGEix-GLOBIOM 1.1-M-R12] | Current Policies | POL | Final Energy¦Industry¦Electricity | EJ/yr | 0.2225 | 0.228 | 0.2363 | 0.2473 | 0.2532 | 0.258 | 0.2241 | Final Energy¦Industry¦Electricity | demand_projection | elc_industry
Downscaling[MESSAGEix-GLOBIOM 1.1-M-R12] | Current Policies | POL | Final Energy¦Residential and Commercial¦Electricity | EJ/yr | 0.3023 | 0.347 | 0.4184 | 0.4306 | 0.4409 | 0.4699 | 0.4968 | Final Energy¦Residential and Commercial¦Electricity | demand_projection | elc_buildings
Downscaling[MESSAGEix-GLOBIOM 1.1-M-R12] | Net Zero 2050 | POL | Final Energy¦Transportation¦Electricity | EJ/yr | 0.0259 | 0.0216 | 0.0606 | 0.1081 | 0.1996 | 0.2607 | 0.2768 | Final Energy¦Transportation¦Electricity | demand_projection | elc_transport
Downscaling[MESSAGEix-GLOBIOM 1.1-M-R12] | Delayed transition | POL | Final Energy¦Residential and Commercial¦Electricity | EJ/yr | 0.3013 | 0.3454 | 0.4167 | 0.4641 | 0.4975 | 0.5446 | 0.5971 | Final Energy¦Residential and Commercial¦Electricity | demand_projection | elc_buildings
Downscaling[MESSAGEix-GLOBIOM 1.1-M-R12] | Low demand | POL | Final Energy¦Industry¦Electricity | EJ/yr | 0.2194 | 0.2235 | 0.1568 | 0.1501 | 0.1489 | 0.1393 | 0.1286 | Final Energy¦Industry¦Electricity | demand_projection | elc_industry
Downscaling[MESSAGEix-GLOBIOM 1.1-M-R12] | Fragmented World | POL | Final Energy¦Transportation¦Electricity | EJ/yr | 0.0274 | 0.0229 | 0.0393 | 0.0881 | 0.1518 | 0.2334 | 0.3217 | Final Energy¦Transportation¦Electricity | demand_projection | elc_transport
Downscaling[MESSAGEix-GLOBIOM 1.1-M-R12] | Fragmented World | POL | Final Energy¦Residential and Commercial¦Electricity | EJ/yr | 0.3016 | 0.3553 | 0.4288 | 0.4418 | 0.4389 | 0.4611 | 0.469 | Final Energy¦Residential and Commercial¦Electricity | demand_projection | elc_buildings
Downscaling[MESSAGEix-GLOBIOM 1.1-M-R12] | Fragmented World | POL | Final Energy¦Industry¦Electricity | EJ/yr | 0.221 | 0.2258 | 0.2343 | 0.2498 | 0.2548 | 0.2656 | 0.2067 | Final Energy¦Industry¦Electricity | demand_projection | elc_industry
Downscaling[MESSAGEix-GLOBIOM 1.1-M-R12] | Low demand | POL | Final Energy¦Residential and Commercial¦Electricity | EJ/yr | 0.3007 | 0.3478 | 0.4192 | 0.3815 | 0.3428 | 0.3204 | 0.3073 | Final Energy¦Residential and Commercial¦Electricity | demand_projection | elc_buildings
Downscaling[MESSAGEix-GLOBIOM 1.1-M-R12] | Low demand | POL | Final Energy¦Transportation¦Electricity | EJ/yr | 0.0265 | 0.022 | 0.0609 | 0.0939 | 0.1607 | 0.2422 | 0.3072 | Final Energy¦Transportation¦Electricity | demand_projection | elc_transport
Downscaling[MESSAGEix-GLOBIOM 1.1-M-R12] | Delayed transition | POL | Final Energy¦Transportation¦Electricity | EJ/yr | 0.0247 | 0.0199 | 0.0349 | 0.1068 | 0.1968 | 0.2793 | 0.3412 | Final Energy¦Transportation¦Electricity | demand_projection | elc_transport
Downscaling[MESSAGEix-GLOBIOM 1.1-M-R12] | Net Zero 2050 | POL | Price¦Primary Energy¦Biomass | US$2010/GJ | 5.6799 | 2.7907 | 38.3651 | 24.5133 | 34.8203 | 40.3772 | 41.4713 | Price¦Primary Energy¦Biomass | fuel_supply | bioenergy
Downscaling[MESSAGEix-GLOBIOM 1.1-M-R12] | Net Zero 2050 | POL | Price¦Primary Energy¦Coal | US$2010/GJ | 7.8779 | 2.1709 | 5.96 | 5.4842 | 7.5194 | 8.1404 | 8.1904 | Price¦Primary Energy¦Coal | fuel_supply | coal
Downscaling[MESSAGEix-GLOBIOM 1.1-M-R12] | Net Zero 2050 | POL | Price¦Primary Energy¦Gas | US$2010/GJ | 12.2198 | 3.7282 | 12.2509 | 1.6943 | 5.1761 | 6.4952 | 7.1673 | Price¦Primary Energy¦Gas | fuel_supply | gas
Downscaling[MESSAGEix-GLOBIOM 1.1-M-R12] | Below 2°C | POL | Price¦Primary Energy¦Gas | US$2010/GJ | 12.2198 | 3.7282 | 4.276 | 5.2468 | 5.945 | 5.7946 | 4.6173 | Price¦Primary Energy¦Gas | fuel_supply | gas
Downscaling[MESSAGEix-GLOBIOM 1.1-M-R12] | Low demand | POL | Price¦Primary Energy¦Coal | US$2010/GJ | 7.8779 | 2.1709 | 4.2545 | 2.6075 | 4.9932 | 4.8969 | 4.1 | Price¦Primary Energy¦Coal | fuel_supply | coal
Downscaling[MESSAGEix-GLOBIOM 1.1-M-R12] | Below 2°C | POL | Price¦Secondary Energy¦Liquids¦Oil | US$2010/GJ | 10.9808 | 4.1312 | 4.3116 | 4.7229 | 4.7932 | 6.1635 | 4.4868 | Price¦Secondary Energy¦Liquids¦Oil | fuel_supply | oil
Downscaling[MESSAGEix-GLOBIOM 1.1-M-R12] | Below 2°C | POL | Price¦Primary Energy¦Biomass | US$2010/GJ | 5.6799 | 2.7907 | 4.672 | 5.843 | 7.138 | 7.7228 | 8.7203 | Price¦Primary Energy¦Biomass | fuel_supply | bioenergy
Downscaling[MESSAGEix-GLOBIOM 1.1-M-R12] | Below 2°C | POL | Price¦Primary Energy¦Coal | US$2010/GJ | 7.8779 | 2.1709 | 1.7064 | 2.171 | 1.9769 | 2.564 | 1.0553 | Price¦Primary Energy¦Coal | fuel_supply | coal
Downscaling[MESSAGEix-GLOBIOM 1.1-M-R12] | Net Zero 2050 | POL | Price¦Secondary Energy¦Liquids¦Oil | US$2010/GJ | 10.9808 | 4.1312 | 6.4312 | 6.0521 | 9.98 | 3.1881 | 5.0054 | Price¦Secondary Energy¦Liquids¦Oil | fuel_supply | oil
Downscaling[MESSAGEix-GLOBIOM 1.1-M-R12] | Low demand | POL | Price¦Primary Energy¦Biomass | US$2010/GJ | 5.6799 | 2.7907 | 6.9224 | 7.9318 | 13.9848 | 19.5531 | 17.7737 | Price¦Primary Energy¦Biomass | fuel_supply | bioenergy
Downscaling[MESSAGEix-GLOBIOM 1.1-M-R12] | Nationally Determined Contributions (NDCs) | POL | Price¦Primary Energy¦Biomass | US$2010/GJ | 5.6799 | 2.7907 | 3.628 | 3.7857 | 5.659 | 5.248 | 6.1289 | Price¦Primary Energy¦Biomass | fuel_supply | bioenergy
Downscaling[MESSAGEix-GLOBIOM 1.1-M-R12] | Nationally Determined Contributions (NDCs) | POL | Price¦Primary Energy¦Gas | US$2010/GJ | 12.2198 | 3.7282 | 4.3112 | 4.707 | 5.0536 | 5.2408 | 4.4837 | Price¦Primary Energy¦Gas | fuel_supply | gas
Downscaling[MESSAGEix-GLOBIOM 1.1-M-R12] | Delayed transition | POL | Price¦Primary Energy¦Biomass | US$2010/GJ | 5.6799 | 2.1896 | 4.9041 | 7.2225 | 7.8587 | 9.27 | 11.3034 | Price¦Primary Energy¦Biomass | fuel_supply | bioenergy
Downscaling[MESSAGEix-GLOBIOM 1.1-M-R12] | Delayed transition | POL | Price¦Primary Energy¦Coal | US$2010/GJ | 7.8779 | 2.5169 | 6.4006 | 3.6256 | 2.6891 | 2.5642 | 3.4154 | Price¦Primary Energy¦Coal | fuel_supply | coal
Downscaling[MESSAGEix-GLOBIOM 1.1-M-R12] | Delayed transition | POL | Price¦Primary Energy¦Gas | US$2010/GJ | 12.2198 | 3.595 | 10.5539 | 6.1545 | 5.6175 | 4.8706 | 4.706 | Price¦Primary Energy¦Gas | fuel_supply | gas
Downscaling[MESSAGEix-GLOBIOM 1.1-M-R12] | Delayed transition | POL | Price¦Secondary Energy¦Liquids¦Oil | US$2010/GJ | 10.9808 | 4.2764 | 10.7896 | 4.8767 | 5.0852 | 5.5402 | 5.1144 | Price¦Secondary Energy¦Liquids¦Oil | fuel_supply | oil
Downscaling[MESSAGEix-GLOBIOM 1.1-M-R12] | Fragmented World | POL | Price¦Primary Energy¦Biomass | US$2010/GJ | 5.6799 | 2.1896 | 4.9041 | 3.8858 | 6.1735 | 7.2086 | 12.0103 | Price¦Primary Energy¦Biomass | fuel_supply | bioenergy
Downscaling[MESSAGEix-GLOBIOM 1.1-M-R12] | Fragmented World | POL | Price¦Primary Energy¦Coal | US$2010/GJ | 7.8779 | 2.5169 | 6.4006 | 2.922 | 2.5276 | 2.0146 | 2.7033 | Price¦Primary Energy¦Coal | fuel_supply | coal
Downscaling[MESSAGEix-GLOBIOM 1.1-M-R12] | Nationally Determined Contributions (NDCs) | POL | Price¦Secondary Energy¦Liquids¦Oil | US$2010/GJ | 10.9808 | 4.1312 | 4.6082 | 5.162 | 5.0397 | 5.9505 | 6.2307 | Price¦Secondary Energy¦Liquids¦Oil | fuel_supply | oil
Downscaling[MESSAGEix-GLOBIOM 1.1-M-R12] | Fragmented World | POL | Price¦Primary Energy¦Gas | US$2010/GJ | 12.2198 | 3.595 | 10.5539 | 4.985 | 4.9595 | 4.9358 | 2.8281 | Price¦Primary Energy¦Gas | fuel_supply | gas
Downscaling[MESSAGEix-GLOBIOM 1.1-M-R12] | Current Policies | POL | Price¦Primary Energy¦Biomass | US$2010/GJ | 5.6799 | 2.1896 | 4.9041 | 2.1085 | 3.7646 | 4.215 | 2.712 | Price¦Primary Energy¦Biomass | fuel_supply | bioenergy
Downscaling[MESSAGEix-GLOBIOM 1.1-M-R12] | Current Policies | POL | Price¦Primary Energy¦Coal | US$2010/GJ | 7.8779 | 2.5169 | 6.4006 | 2.485 | 1.9183 | 1.4338 | 2.3031 | Price¦Primary Energy¦Coal | fuel_supply | coal
Downscaling[MESSAGEix-GLOBIOM 1.1-M-R12] | Current Policies | POL | Price¦Primary Energy¦Gas | US$2010/GJ | 12.2198 | 3.595 | 10.5539 | 4.609 | 4.4168 | 4.7585 | 4.2888 | Price¦Primary Energy¦Gas | fuel_supply | gas
Downscaling[MESSAGEix-GLOBIOM 1.1-M-R12] | Current Policies | POL | Price¦Secondary Energy¦Liquids¦Oil | US$2010/GJ | 10.9808 | 4.2764 | 10.7896 | 6.0525 | 5.2763 | 6.635 | 6.2909 | Price¦Secondary Energy¦Liquids¦Oil | fuel_supply | oil
Downscaling[MESSAGEix-GLOBIOM 1.1-M-R12] | Low demand | POL | Price¦Primary Energy¦Gas | US$2010/GJ | 12.2198 | 3.7282 | 1.1921 | 1.9091 | 2.6674 | 5.6451 | 4.0972 | Price¦Primary Energy¦Gas | fuel_supply | gas
Downscaling[MESSAGEix-GLOBIOM 1.1-M-R12] | Nationally Determined Contributions (NDCs) | POL | Price¦Primary Energy¦Coal | US$2010/GJ | 7.8779 | 2.1709 | 0.5116 | 2.5145 | 1.9249 | 1.6804 | 0.0397 | Price¦Primary Energy¦Coal | fuel_supply | coal
Downscaling[MESSAGEix-GLOBIOM 1.1-M-R12] | Fragmented World | POL | Price¦Secondary Energy¦Liquids¦Oil | US$2010/GJ | 10.9808 | 4.2764 | 10.7896 | 5.1484 | 5.6142 | 5.8138 | 4.9897 | Price¦Secondary Energy¦Liquids¦Oil | fuel_supply | oil
Downscaling[MESSAGEix-GLOBIOM 1.1-M-R12] | Low demand | POL | Price¦Secondary Energy¦Liquids¦Oil | US$2010/GJ | 10.9808 | 4.1312 | 4.077 | 4.4991 | 4.9038 | 8.1531 | 3.7004 | Price¦Secondary Energy¦Liquids¦Oil | fuel_supply | oil

## weo_pg
scenario | technology | attribute | 2023 | 2030 | 2050 | model_attribute | model_fuel
Net Zero Emissions by 2050 | Bioenergy + CCUS | Annual O&M Costs (USD/kW) |  | 180 | 150 | ncap_fom | bioenergy
Net Zero Emissions by 2050 | Bioenergy + CCUS | Capacity factor (%) |  | 0.6 | 0.6 | ncap_af | bioenergy
Net Zero Emissions by 2050 | Bioenergy + CCUS | Capital costs (USD/kW) |  | 5150 | 4250 | ncap_cost | bioenergy
Net Zero Emissions by 2050 | Bioenergy + CCUS | Construction Time (years) |  | 3 | 3 | ncap_iled | bioenergy
Net Zero Emissions by 2050 | Bioenergy + CCUS | Efficiency (gross, LHV) |  | 0.3 | 0.3 | efficiency | bioenergy
Net Zero Emissions by 2050 | Bioenergy - Cofiring | Annual O&M Costs (USD/kW) |  | 20 | 20 | ncap_fom | bioenergy
Net Zero Emissions by 2050 | Bioenergy - Cofiring | Capacity factor (%) |  | 0.6 | 0.6 | ncap_af | bioenergy
Net Zero Emissions by 2050 | Bioenergy - Cofiring | Capital costs (USD/kW) |  | 575 | 550 | ncap_cost | bioenergy
Net Zero Emissions by 2050 | Bioenergy - Cofiring | Construction Time (years) |  | 2 | 2 | ncap_iled | bioenergy
Net Zero Emissions by 2050 | Bioenergy - Cofiring | Efficiency (gross, LHV) |  | 0.37 | 0.37 | efficiency | bioenergy
Net Zero Emissions by 2050 | Bioenergy - Large scale unit | Annual O&M Costs (USD/kW) |  | 80 | 75 | ncap_fom | bioenergy
Net Zero Emissions by 2050 | Bioenergy - Large scale unit | Capacity factor (%) |  | 0.6 | 0.6 | ncap_af | bioenergy
Net Zero Emissions by 2050 | Bioenergy - Large scale unit | Capital costs (USD/kW) |  | 2350 | 2200 | ncap_cost | bioenergy
Net Zero Emissions by 2050 | Bioenergy - Large scale unit | Construction Time (years) |  | 3 | 3 | ncap_iled | bioenergy
Net Zero Emissions by 2050 | Bioenergy - Large scale unit | Efficiency (gross, LHV) |  | 0.35 | 0.35 | efficiency | bioenergy
Net Zero Emissions by 2050 | Bioenergy - Medium-scale CHP | Annual O&M Costs (USD/kW) |  | 135 | 130 | ncap_fom | bioenergy
Net Zero Emissions by 2050 | Bioenergy - Medium-scale CHP | Capacity factor (%) |  | 0.7 | 0.7 | ncap_af | bioenergy
Net Zero Emissions by 2050 | Bioenergy - Medium-scale CHP | Capital costs (USD/kW) |  | 3650 | 3450 | ncap_cost | bioenergy
Net Zero Emissions by 2050 | Bioenergy - Medium-scale CHP | Construction Time (years) |  | 2 | 2 | ncap_iled | bioenergy
Net Zero Emissions by 2050 | Bioenergy - Medium-scale CHP | Efficiency (gross, LHV) |  | 0.7 | 0.7 | efficiency | bioenergy
Net Zero Emissions by 2050 | CCGT | Annual O&M Costs (USD/kW) |  | 25 | 25 | ncap_fom | gas
Net Zero Emissions by 2050 | CCGT | Capital costs (USD/kW) |  | 1000 | 1000 | ncap_cost | gas
Net Zero Emissions by 2050 | CCGT | Efficiency (gross, LHV) |  | 0.6 | 0.61 | efficiency | gas
Net Zero Emissions by 2050 | CCGT + CCS | Annual O&M Costs (USD/kW) |  | 60 | 50 | ncap_fom | gas
Net Zero Emissions by 2050 | CCGT + CCS | Capital costs (USD/kW) |  | 2400 | 2050 | ncap_cost | gas
Net Zero Emissions by 2050 | CCGT + CCS | Efficiency (gross, LHV) |  | 0.52 | 0.54 | efficiency | gas
Net Zero Emissions by 2050 | CCGT - CHP | Annual O&M Costs (USD/kW) |  | 40 | 40 | ncap_fom | gas
Net Zero Emissions by 2050 | CCGT - CHP | Capital costs (USD/kW) |  | 1300 | 1300 | ncap_cost | gas
Net Zero Emissions by 2050 | CCGT - CHP | Efficiency (gross, LHV) |  | 0.83 | 0.84 | efficiency | gas
Net Zero Emissions by 2050 | Coal + CCS | Annual O&M Costs (USD/kW) |  | 130 | 115 | ncap_fom | coal
Net Zero Emissions by 2050 | Coal + CCS | Capital costs (USD/kW) |  | 4350 | 3750 | ncap_cost | coal
Net Zero Emissions by 2050 | Coal + CCS | Efficiency (gross, LHV) |  | 0.38 | 0.39 | efficiency | coal
Net Zero Emissions by 2050 | Concentrating solar power | Annual O&M Costs (USD/kW) |  | 180 | 130 | ncap_fom | solar
Net Zero Emissions by 2050 | Concentrating solar power | Capacity factor (%) |  | 0.36 | 0.42 | ncap_af | solar
Net Zero Emissions by 2050 | Concentrating solar power | Capital costs (USD/kW) |  | 4400 | 3150 | ncap_cost | solar
Net Zero Emissions by 2050 | Concentrating solar power | Construction Time (years) |  | 3 | 3 | ncap_iled | solar
Net Zero Emissions by 2050 | Concentrating solar power | Efficiency (gross, LHV) |  | 0.4 | 0.4 | efficiency | solar
Net Zero Emissions by 2050 | Fuel cell (distributed electricity generation) | Annual O&M Costs (USD/kW) |  | 50 | 50 | ncap_fom | hydrogen
Net Zero Emissions by 2050 | Fuel cell (distributed electricity generation) | Capital costs (USD/kW) |  | 2500 | 2500 | ncap_cost | hydrogen
Net Zero Emissions by 2050 | Fuel cell (distributed electricity generation) | Efficiency (gross, LHV) |  | 0.54 | 0.6 | efficiency | hydrogen
Net Zero Emissions by 2050 | Gas turbine | Annual O&M Costs (USD/kW) |  | 20 | 20 | ncap_fom | gas
Net Zero Emissions by 2050 | Gas turbine | Capital costs (USD/kW) |  | 500 | 500 | ncap_cost | gas
Net Zero Emissions by 2050 | Gas turbine | Efficiency (gross, LHV) |  | 0.41 | 0.42 | efficiency | gas
Net Zero Emissions by 2050 | Geothermal plant | Annual O&M Costs (USD/kW) |  | 55 | 50 | ncap_fom | geothermal
Net Zero Emissions by 2050 | Geothermal plant | Capacity factor (%) |  | 0.85 | 0.85 | ncap_af | geothermal
Net Zero Emissions by 2050 | Geothermal plant | Capital costs (USD/kW) |  | 2700 | 2500 | ncap_cost | geothermal
Net Zero Emissions by 2050 | Geothermal plant | Construction Time (years) |  | 4 | 4 | ncap_iled | geothermal
Net Zero Emissions by 2050 | Geothermal plant | Efficiency (gross, LHV) |  | 0.1 | 0.1 | efficiency | geothermal
Net Zero Emissions by 2050 | Hydropower - large-scale unit | Annual O&M Costs (USD/kW) |  | 65 | 65 | ncap_fom | hydro
Net Zero Emissions by 2050 | Hydropower - large-scale unit | Capacity factor (%) |  | 0.35 | 0.35 | ncap_af | hydro
Net Zero Emissions by 2050 | Hydropower - large-scale unit | Capital costs (USD/kW) |  | 2650 | 2650 | ncap_cost | hydro
Net Zero Emissions by 2050 | Hydropower - large-scale unit | Construction Time (years) |  | 4 | 4 | ncap_iled | hydro
Net Zero Emissions by 2050 | Hydropower - large-scale unit | Efficiency (gross, LHV) |  | 1 | 1 | efficiency | hydro
Net Zero Emissions by 2050 | Hydropower - small-scale unit | Annual O&M Costs (USD/kW) |  | 75 | 75 | ncap_fom | hydro
Net Zero Emissions by 2050 | Hydropower - small-scale unit | Capacity factor (%) |  | 0.25 | 0.25 | ncap_af | hydro
Net Zero Emissions by 2050 | Hydropower - small-scale unit | Capital costs (USD/kW) |  | 3850 | 3850 | ncap_cost | hydro
Net Zero Emissions by 2050 | Hydropower - small-scale unit | Construction Time (years) |  | 4 | 4 | ncap_iled | hydro
Net Zero Emissions by 2050 | Hydropower - small-scale unit | Efficiency (gross, LHV) |  | 1 | 1 | efficiency | hydro
Net Zero Emissions by 2050 | IGCC | Annual O&M Costs (USD/kW) |  | 85 | 80 | ncap_fom | gas
Net Zero Emissions by 2050 | IGCC | Capital costs (USD/kW) |  | 2350 | 2300 | ncap_cost | gas
Net Zero Emissions by 2050 | IGCC | Efficiency (gross, LHV) |  | 0.47 | 0.5 | efficiency | gas
Net Zero Emissions by 2050 | IGCC + CCS | Annual O&M Costs (USD/kW) |  | 180 | 150 | ncap_fom | coal
Net Zero Emissions by 2050 | IGCC + CCS | Capital costs (USD/kW) |  | 5150 | 4350 | ncap_cost | coal
Net Zero Emissions by 2050 | IGCC + CCS | Efficiency (gross, LHV) |  | 0.38 | 0.43 | efficiency | coal
Net Zero Emissions by 2050 | Marine power | Annual O&M Costs (USD/kW) |  | 120 | 80 | ncap_fom | unknown
Net Zero Emissions by 2050 | Marine power | Capacity factor (%) |  | 0.25 | 0.25 | ncap_af | unknown
Net Zero Emissions by 2050 | Marine power | Capital costs (USD/kW) |  | 4000 | 2650 | ncap_cost | unknown
Net Zero Emissions by 2050 | Marine power | Construction Time (years) |  | 4 | 4 | ncap_iled | unknown
Net Zero Emissions by 2050 | Marine power | Efficiency (gross, LHV) |  | 1 | 1 | efficiency | unknown
Net Zero Emissions by 2050 | Nuclear large | Annual O&M Costs (USD/kW) |  | 165 | 160 | ncap_fom | nuclear
Net Zero Emissions by 2050 | Nuclear large | Capital costs (USD/kW) |  | 5100 | 4500 | ncap_cost | nuclear
Net Zero Emissions by 2050 | Nuclear large | Efficiency (gross, LHV) |  | 0.33 | 0.33 | efficiency | nuclear
Net Zero Emissions by 2050 | Oxyfuel + CCS | Annual O&M Costs (USD/kW) |  | 155 | 145 | ncap_fom | coal
Net Zero Emissions by 2050 | Oxyfuel + CCS | Capital costs (USD/kW) |  | 5100 | 4800 | ncap_cost | coal
Net Zero Emissions by 2050 | Oxyfuel + CCS | Efficiency (gross, LHV) |  | 0.38 | 0.39 | efficiency | coal
Net Zero Emissions by 2050 | Solar photovoltaics - Buildings | Annual O&M Costs (USD/kW) |  | 14 | 12 | ncap_fom | solar
Net Zero Emissions by 2050 | Solar photovoltaics - Buildings | Capacity factor (%) |  | 0.13 | 0.13 | ncap_af | solar
Net Zero Emissions by 2050 | Solar photovoltaics - Buildings | Capital costs (USD/kW) |  | 620 | 450 | ncap_cost | solar
Net Zero Emissions by 2050 | Solar photovoltaics - Buildings | Construction Time (years) |  | 1 | 1 | ncap_iled | solar
Net Zero Emissions by 2050 | Solar photovoltaics - Buildings | Efficiency (gross, LHV) |  | 1 | 1 | efficiency | solar
Net Zero Emissions by 2050 | Solar photovoltaics - Large scale unit | Annual O&M Costs (USD/kW) |  | 10 | 10 | ncap_fom | solar
Net Zero Emissions by 2050 | Solar photovoltaics - Large scale unit | Capacity factor (%) |  | 0.14 | 0.14 | ncap_af | solar
Net Zero Emissions by 2050 | Solar photovoltaics - Large scale unit | Capital costs (USD/kW) |  | 460 | 320 | ncap_cost | solar
Net Zero Emissions by 2050 | Solar photovoltaics - Large scale unit | Construction Time (years) |  | 1.5 | 1.5 | ncap_iled | solar
Net Zero Emissions by 2050 | Solar photovoltaics - Large scale unit | Efficiency (gross, LHV) |  | 1 | 1 | efficiency | solar
Net Zero Emissions by 2050 | Steam Coal - SUBCRITICAL | Annual O&M Costs (USD/kW) |  | 45 | 45 | ncap_fom | coal
Net Zero Emissions by 2050 | Steam Coal - SUBCRITICAL | Capital costs (USD/kW) |  | 1700 | 1700 | ncap_cost | coal
Net Zero Emissions by 2050 | Steam Coal - SUBCRITICAL | Efficiency (gross, LHV) |  | 0.39 | 0.39 | efficiency | coal
Net Zero Emissions by 2050 | Steam Coal - SUPERCRITICAL | Annual O&M Costs (USD/kW) |  | 60 | 60 | ncap_fom | coal
Net Zero Emissions by 2050 | Steam Coal - SUPERCRITICAL | Capital costs (USD/kW) |  | 2000 | 2000 | ncap_cost | coal
Net Zero Emissions by 2050 | Steam Coal - SUPERCRITICAL | Efficiency (gross, LHV) |  | 0.43 | 0.43 | efficiency | coal
Net Zero Emissions by 2050 | Steam Coal - ULTRASUPERCRITICAL | Annual O&M Costs (USD/kW) |  | 65 | 65 | ncap_fom | coal
Net Zero Emissions by 2050 | Steam Coal - ULTRASUPERCRITICAL | Capital costs (USD/kW) |  | 2200 | 2200 | ncap_cost | coal
Net Zero Emissions by 2050 | Steam Coal - ULTRASUPERCRITICAL | Efficiency (gross, LHV) |  | 0.46 | 0.48 | efficiency | coal
Net Zero Emissions by 2050 | Wind offshore | Annual O&M Costs (USD/kW) |  | 45 | 35 | ncap_fom | wind
Net Zero Emissions by 2050 | Wind offshore | Capacity factor (%) |  | 0.55 | 0.56 | ncap_af | wind
Net Zero Emissions by 2050 | Wind offshore | Capital costs (USD/kW) |  | 2140 | 1440 | ncap_cost | wind
Net Zero Emissions by 2050 | Wind offshore | Construction Time (years) |  | 3 | 3 | ncap_iled | wind
Net Zero Emissions by 2050 | Wind offshore | Efficiency (gross, LHV) |  | 1 | 1 | efficiency | wind
Net Zero Emissions by 2050 | Wind onshore | Annual O&M Costs (USD/kW) |  | 38 | 38 | ncap_fom | wind
Net Zero Emissions by 2050 | Wind onshore | Capacity factor (%) |  | 0.3 | 0.3 | ncap_af | wind
Net Zero Emissions by 2050 | Wind onshore | Capital costs (USD/kW) |  | 1530 | 1440 | ncap_cost | wind
Net Zero Emissions by 2050 | Wind onshore | Construction Time (years) |  | 1.5 | 1.5 | ncap_iled | wind
Net Zero Emissions by 2050 | Wind onshore | Efficiency (gross, LHV) |  | 1 | 1 | efficiency | wind
Stated Policies | Bioenergy + CCUS | Annual O&M Costs (USD/kW) | 200 | 200 | 175 | ncap_fom | bioenergy
Stated Policies | Bioenergy + CCUS | Capacity factor (%) | 0.6 | 0.6 | 0.6 | ncap_af | bioenergy
Stated Policies | Bioenergy + CCUS | Capital costs (USD/kW) | 5750 | 5700 | 5100 | ncap_cost | bioenergy
Stated Policies | Bioenergy + CCUS | Construction Time (years) | 3 | 3 | 3 | ncap_iled | bioenergy
Stated Policies | Bioenergy + CCUS | Efficiency (gross, LHV) | 0.3 | 0.3 | 0.3 | efficiency | bioenergy
Stated Policies | Bioenergy - Cofiring | Annual O&M Costs (USD/kW) | 25 | 20 | 20 | ncap_fom | bioenergy
Stated Policies | Bioenergy - Cofiring | Capacity factor (%) | 0.6 | 0.6 | 0.6 | ncap_af | bioenergy
Stated Policies | Bioenergy - Cofiring | Capital costs (USD/kW) | 600 | 575 | 575 | ncap_cost | bioenergy
Stated Policies | Bioenergy - Cofiring | Construction Time (years) | 2 | 2 | 2 | ncap_iled | bioenergy
Stated Policies | Bioenergy - Cofiring | Efficiency (gross, LHV) | 0.37 | 0.37 | 0.37 | efficiency | bioenergy
Stated Policies | Bioenergy - Large scale unit | Annual O&M Costs (USD/kW) | 85 | 85 | 80 | ncap_fom | bioenergy
Stated Policies | Bioenergy - Large scale unit | Capacity factor (%) | 0.6 | 0.6 | 0.6 | ncap_af | bioenergy
Stated Policies | Bioenergy - Large scale unit | Capital costs (USD/kW) | 2400 | 2350 | 2300 | ncap_cost | bioenergy
Stated Policies | Bioenergy - Large scale unit | Construction Time (years) | 3 | 3 | 3 | ncap_iled | bioenergy
Stated Policies | Bioenergy - Large scale unit | Efficiency (gross, LHV) | 0.35 | 0.35 | 0.35 | efficiency | bioenergy
Stated Policies | Bioenergy - Medium-scale CHP | Annual O&M Costs (USD/kW) | 140 | 140 | 135 | ncap_fom | bioenergy
Stated Policies | Bioenergy - Medium-scale CHP | Capacity factor (%) | 0.7 | 0.7 | 0.7 | ncap_af | bioenergy
Stated Policies | Bioenergy - Medium-scale CHP | Capital costs (USD/kW) | 3750 | 3700 | 3600 | ncap_cost | bioenergy
Stated Policies | Bioenergy - Medium-scale CHP | Construction Time (years) | 2 | 2 | 2 | ncap_iled | bioenergy
Stated Policies | Bioenergy - Medium-scale CHP | Efficiency (gross, LHV) | 0.7 | 0.7 | 0.7 | efficiency | bioenergy
Stated Policies | CCGT | Annual O&M Costs (USD/kW) | 25 | 25 | 25 | ncap_fom | gas
Stated Policies | CCGT | Capital costs (USD/kW) | 1000 | 1000 | 1000 | ncap_cost | gas
Stated Policies | CCGT | Efficiency (gross, LHV) | 0.59 | 0.6 | 0.61 | efficiency | gas
Stated Policies | CCGT + CCS | Annual O&M Costs (USD/kW) | 75 | 75 | 60 | ncap_fom | gas
Stated Policies | CCGT + CCS | Capital costs (USD/kW) | 3100 | 3100 | 2400 | ncap_cost | gas
Stated Policies | CCGT + CCS | Efficiency (gross, LHV) | 0.51 | 0.52 | 0.54 | efficiency | gas
Stated Policies | CCGT - CHP | Annual O&M Costs (USD/kW) | 40 | 40 | 40 | ncap_fom | gas
Stated Policies | CCGT - CHP | Capital costs (USD/kW) | 1300 | 1300 | 1300 | ncap_cost | gas
Stated Policies | CCGT - CHP | Efficiency (gross, LHV) | 0.82 | 0.83 | 0.84 | efficiency | gas
Stated Policies | Coal + CCS | Annual O&M Costs (USD/kW) | 165 | 165 | 130 | ncap_fom | coal
Stated Policies | Coal + CCS | Capital costs (USD/kW) | 5500 | 5500 | 4350 | ncap_cost | coal
Stated Policies | Coal + CCS | Efficiency (gross, LHV) | 0.37 | 0.38 | 0.39 | efficiency | coal
Stated Policies | Concentrating solar power | Annual O&M Costs (USD/kW) | 210 | 200 | 150 | ncap_fom | solar
Stated Policies | Concentrating solar power | Capacity factor (%) | 0.3 | 0.36 | 0.42 | ncap_af | solar
Stated Policies | Concentrating solar power | Capital costs (USD/kW) | 5650 | 4950 | 3850 | ncap_cost | solar
Stated Policies | Concentrating solar power | Construction Time (years) | 3 | 3 | 3 | ncap_iled | solar
Stated Policies | Concentrating solar power | Efficiency (gross, LHV) | 0.4 | 0.4 | 0.4 | efficiency | solar
Stated Policies | Fuel cell (distributed electricity generation) | Annual O&M Costs (USD/kW) | 100 | 50 | 50 | ncap_fom | hydrogen
Stated Policies | Fuel cell (distributed electricity generation) | Capital costs (USD/kW) | 5000 | 2500 | 2500 | ncap_cost | hydrogen
Stated Policies | Fuel cell (distributed electricity generation) | Efficiency (gross, LHV) | 0.5 | 0.54 | 0.6 | efficiency | hydrogen
Stated Policies | Gas turbine | Annual O&M Costs (USD/kW) | 20 | 20 | 20 | ncap_fom | gas
Stated Policies | Gas turbine | Capital costs (USD/kW) | 500 | 500 | 500 | ncap_cost | gas
Stated Policies | Gas turbine | Efficiency (gross, LHV) | 0.4 | 0.41 | 0.42 | efficiency | gas
Stated Policies | Geothermal plant | Annual O&M Costs (USD/kW) | 55 | 55 | 50 | ncap_fom | geothermal
Stated Policies | Geothermal plant | Capacity factor (%) | 0.85 | 0.85 | 0.85 | ncap_af | geothermal
Stated Policies | Geothermal plant | Capital costs (USD/kW) | 2850 | 2800 | 2600 | ncap_cost | geothermal
Stated Policies | Geothermal plant | Construction Time (years) | 4 | 4 | 4 | ncap_iled | geothermal
Stated Policies | Geothermal plant | Efficiency (gross, LHV) | 0.1 | 0.1 | 0.1 | efficiency | geothermal
Stated Policies | Hydropower - large-scale unit | Annual O&M Costs (USD/kW) | 65 | 65 | 65 | ncap_fom | hydro
Stated Policies | Hydropower - large-scale unit | Capacity factor (%) | 0.35 | 0.35 | 0.35 | ncap_af | hydro
Stated Policies | Hydropower - large-scale unit | Capital costs (USD/kW) | 2650 | 2650 | 2650 | ncap_cost | hydro
Stated Policies | Hydropower - large-scale unit | Construction Time (years) | 4 | 4 | 4 | ncap_iled | hydro
Stated Policies | Hydropower - large-scale unit | Efficiency (gross, LHV) | 1 | 1 | 1 | efficiency | hydro
Stated Policies | Hydropower - small-scale unit | Annual O&M Costs (USD/kW) | 75 | 75 | 75 | ncap_fom | hydro
Stated Policies | Hydropower - small-scale unit | Capacity factor (%) | 0.25 | 0.25 | 0.25 | ncap_af | hydro
Stated Policies | Hydropower - small-scale unit | Capital costs (USD/kW) | 3850 | 3850 | 3850 | ncap_cost | hydro
Stated Policies | Hydropower - small-scale unit | Construction Time (years) | 4 | 4 | 4 | ncap_iled | hydro
Stated Policies | Hydropower - small-scale unit | Efficiency (gross, LHV) | 1 | 1 | 1 | efficiency | hydro
Stated Policies | IGCC | Annual O&M Costs (USD/kW) | 95 | 85 | 80 | ncap_fom | gas
Stated Policies | IGCC | Capital costs (USD/kW) | 2500 | 2350 | 2300 | ncap_cost | gas
Stated Policies | IGCC | Efficiency (gross, LHV) | 0.45 | 0.47 | 0.5 | efficiency | gas
Stated Policies | IGCC + CCS | Annual O&M Costs (USD/kW) | 205 | 200 | 180 | ncap_fom | coal
Stated Policies | IGCC + CCS | Capital costs (USD/kW) | 5850 | 5700 | 5100 | ncap_cost | coal
Stated Policies | IGCC + CCS | Efficiency (gross, LHV) | 0.36 | 0.38 | 0.43 | efficiency | coal
Stated Policies | Marine power | Annual O&M Costs (USD/kW) | 200 | 150 | 90 | ncap_fom | unknown
Stated Policies | Marine power | Capacity factor (%) | 0.25 | 0.25 | 0.25 | ncap_af | unknown
Stated Policies | Marine power | Capital costs (USD/kW) | 6950 | 5000 | 2800 | ncap_cost | unknown
Stated Policies | Marine power | Construction Time (years) | 4 | 4 | 4 | ncap_iled | unknown
Stated Policies | Marine power | Efficiency (gross, LHV) | 1 | 1 | 1 | efficiency | unknown
Stated Policies | Nuclear large | Annual O&M Costs (USD/kW) | 165 | 165 | 160 | ncap_fom | nuclear
Stated Policies | Nuclear large | Capital costs (USD/kW) | 6600 | 5100 | 4500 | ncap_cost | nuclear
Stated Policies | Nuclear large | Efficiency (gross, LHV) | 0.33 | 0.33 | 0.33 | efficiency | nuclear
Stated Policies | Oxyfuel + CCS | Annual O&M Costs (USD/kW) | 170 | 170 | 155 | ncap_fom | coal
Stated Policies | Oxyfuel + CCS | Capital costs (USD/kW) | 5700 | 5700 | 5100 | ncap_cost | coal
Stated Policies | Oxyfuel + CCS | Efficiency (gross, LHV) | 0.37 | 0.38 | 0.39 | efficiency | coal
Stated Policies | Solar photovoltaics - Buildings | Annual O&M Costs (USD/kW) | 14 | 14 | 12 | ncap_fom | solar
Stated Policies | Solar photovoltaics - Buildings | Capacity factor (%) | 0.13 | 0.13 | 0.13 | ncap_af | solar
Stated Policies | Solar photovoltaics - Buildings | Capital costs (USD/kW) | 990 | 650 | 470 | ncap_cost | solar
Stated Policies | Solar photovoltaics - Buildings | Construction Time (years) | 1 | 1 | 1 | ncap_iled | solar
Stated Policies | Solar photovoltaics - Buildings | Efficiency (gross, LHV) | 1 | 1 | 1 | efficiency | solar
Stated Policies | Solar photovoltaics - Large scale unit | Annual O&M Costs (USD/kW) | 12 | 10 | 10 | ncap_fom | solar
Stated Policies | Solar photovoltaics - Large scale unit | Capacity factor (%) | 0.14 | 0.14 | 0.14 | ncap_af | solar
Stated Policies | Solar photovoltaics - Large scale unit | Capital costs (USD/kW) | 750 | 480 | 340 | ncap_cost | solar
Stated Policies | Solar photovoltaics - Large scale unit | Construction Time (years) | 1.5 | 1.5 | 1.5 | ncap_iled | solar
Stated Policies | Solar photovoltaics - Large scale unit | Efficiency (gross, LHV) | 1 | 1 | 1 | efficiency | solar
Stated Policies | Steam Coal - SUBCRITICAL | Annual O&M Costs (USD/kW) | 45 | 45 | 45 | ncap_fom | coal
Stated Policies | Steam Coal - SUBCRITICAL | Capital costs (USD/kW) | 1700 | 1700 | 1700 | ncap_cost | coal
Stated Policies | Steam Coal - SUBCRITICAL | Efficiency (gross, LHV) | 0.39 | 0.39 | 0.39 | efficiency | coal
Stated Policies | Steam Coal - SUPERCRITICAL | Annual O&M Costs (USD/kW) | 60 | 60 | 60 | ncap_fom | coal
Stated Policies | Steam Coal - SUPERCRITICAL | Capital costs (USD/kW) | 2000 | 2000 | 2000 | ncap_cost | coal
Stated Policies | Steam Coal - SUPERCRITICAL | Efficiency (gross, LHV) | 0.43 | 0.43 | 0.43 | efficiency | coal
Stated Policies | Steam Coal - ULTRASUPERCRITICAL | Annual O&M Costs (USD/kW) | 65 | 65 | 65 | ncap_fom | coal
Stated Policies | Steam Coal - ULTRASUPERCRITICAL | Capital costs (USD/kW) | 2200 | 2200 | 2200 | ncap_cost | coal
Stated Policies | Steam Coal - ULTRASUPERCRITICAL | Efficiency (gross, LHV) | 0.46 | 0.46 | 0.48 | efficiency | coal
Stated Policies | Wind offshore | Annual O&M Costs (USD/kW) | 60 | 50 | 40 | ncap_fom | wind
Stated Policies | Wind offshore | Capacity factor (%) | 0.5 | 0.55 | 0.56 | ncap_af | wind
Stated Policies | Wind offshore | Capital costs (USD/kW) | 3120 | 2280 | 1660 | ncap_cost | wind
Stated Policies | Wind offshore | Construction Time (years) | 3 | 3 | 3 | ncap_iled | wind
Stated Policies | Wind offshore | Efficiency (gross, LHV) | 1 | 1 | 1 | efficiency | wind
Stated Policies | Wind onshore | Annual O&M Costs (USD/kW) | 42 | 40 | 38 | ncap_fom | wind
Stated Policies | Wind onshore | Capacity factor (%) | 0.29 | 0.3 | 0.3 | ncap_af | wind
Stated Policies | Wind onshore | Capital costs (USD/kW) | 1630 | 1550 | 1490 | ncap_cost | wind
Stated Policies | Wind onshore | Construction Time (years) | 1.5 | 1.5 | 1.5 | ncap_iled | wind
Stated Policies | Wind onshore | Efficiency (gross, LHV) | 1 | 1 | 1 | efficiency | wind

## re_targets
TARGET_YEAR | FUEL_CATEGORY | METRIC | VALUE | SOURCE_TYPE | SOURCE_NAME | PUBLISHER | ANNOUNCEMENT_DATE | LINK | SOURCE_SUMMARY | NOTES
2030 | Bioenergy | capacity_total_gw | 1.737 | National strategy or plans (approved) | National Plan in the field of Energy and Climate by 2030 | Ministry of Climate and Environment | 2024-03-05 | https://commission.europa.eu/document/download/5118b15e-d380-49ae-b8bb-41cc81a28e15_en?filename=PL_NECPupdate_Projekt_EN.pdf | In March 2024, Poland updated its NECP document, with a plan to submit an updated draft NECP by 30 June 2024. Explicit 2030 targets for capacity are provided with fuel breakdowns, as well as the share of generation from renewables indicated as 51%. Other fossil includes fuel oil, as well as "high-methane and nitrogen-rich natural gas, mine drainage gas, associated petroleum gas." Hydro does not include pumped hydro. | p. 20 (WEM Scenario) Annex 1: p. 79, Table 2.65 "Gross electricity production (TWh)" p. 80, Table 2.66. "Net capacity of power generation sources by technology (reference scenario) [MW]"
2030 | Bioenergy | capacity_total_gw | 1.5 | National strategy or plans (approved) | National Plan in the field of Energy and Climate by 2030 | Ministry of Climate and Environment | 2024-10-01 | https://www.gov.pl/web/climate/national-energy-and-climate-plan | Poland is currently working on the update of the NECP. Initial version was sent to the European Commision on March 1, 2024. The updated draft of the NECP, including a new ambitious scenario and addtional attachments has been sent for public consultion on October 2024. The new scenario is the "With Additional Measures" or WAM scenario. | Annex 1: p. 62, Table 3.8 "Gross electricity production (TWh)-WAM scenario" p. 65, Table 3.9, "Net achievable power of electricity generation sources by technology (WAM scenario) MW"
2030 | Coal | capacity_total_gw | 21.2 | National strategy or plans (approved) | National Plan in the field of Energy and Climate by 2030 | Ministry of Climate and Environment | 2024-10-01 | https://www.gov.pl/web/climate/national-energy-and-climate-plan | Poland is currently working on the update of the NECP. Initial version was sent to the European Commision on March 1, 2024. The updated draft of the NECP, including a new ambitious scenario and addtional attachments has been sent for public consultion on October 2024. The new scenario is the "With Additional Measures" or WAM scenario. | Annex 1: p. 62, Table 3.8 "Gross electricity production (TWh)-WAM scenario" p. 65, Table 3.9, "Net achievable power of electricity generation sources by technology (WAM scenario) MW"
2030 | Coal | capacity_total_gw | 22.699 | National strategy or plans (approved) | National Plan in the field of Energy and Climate by 2030 | Ministry of Climate and Environment | 2024-03-05 | https://commission.europa.eu/document/download/5118b15e-d380-49ae-b8bb-41cc81a28e15_en?filename=PL_NECPupdate_Projekt_EN.pdf | In March 2024, Poland updated its NECP document, with a plan to submit an updated draft NECP by 30 June 2024. Explicit 2030 targets for capacity are provided with fuel breakdowns, as well as the share of generation from renewables indicated as 51%. Other fossil includes fuel oil, as well as "high-methane and nitrogen-rich natural gas, mine drainage gas, associated petroleum gas." Hydro does not include pumped hydro. | p. 20 (WEM Scenario) Annex 1: p. 79, Table 2.65 "Gross electricity production (TWh)" p. 80, Table 2.66. "Net capacity of power generation sources by technology (reference scenario) [MW]"
2030 | Gas | capacity_total_gw | 11 | National strategy or plans (approved) | National Plan in the field of Energy and Climate by 2030 | Ministry of Climate and Environment | 2024-10-01 | https://www.gov.pl/web/climate/national-energy-and-climate-plan | Poland is currently working on the update of the NECP. Initial version was sent to the European Commision on March 1, 2024. The updated draft of the NECP, including a new ambitious scenario and addtional attachments has been sent for public consultion on October 2024. The new scenario is the "With Additional Measures" or WAM scenario. | Annex 1: p. 62, Table 3.8 "Gross electricity production (TWh)-WAM scenario" p. 65, Table 3.9, "Net achievable power of electricity generation sources by technology (WAM scenario) MW"
2030 | Gas | capacity_total_gw | 11.034 | National strategy or plans (approved) | National Plan in the field of Energy and Climate by 2030 | Ministry of Climate and Environment | 2024-03-05 | https://commission.europa.eu/document/download/5118b15e-d380-49ae-b8bb-41cc81a28e15_en?filename=PL_NECPupdate_Projekt_EN.pdf | In March 2024, Poland updated its NECP document, with a plan to submit an updated draft NECP by 30 June 2024. Explicit 2030 targets for capacity are provided with fuel breakdowns, as well as the share of generation from renewables indicated as 51%. Other fossil includes fuel oil, as well as "high-methane and nitrogen-rich natural gas, mine drainage gas, associated petroleum gas." Hydro does not include pumped hydro. | p. 20 (WEM Scenario) Annex 1: p. 79, Table 2.65 "Gross electricity production (TWh)" p. 80, Table 2.66. "Net capacity of power generation sources by technology (reference scenario) [MW]"
2030 | Hydro | capacity_total_gw | 1.1 | National strategy or plans (approved) | National Plan in the field of Energy and Climate by 2030 | Ministry of Climate and Environment | 2024-10-01 | https://www.gov.pl/web/climate/national-energy-and-climate-plan | Poland is currently working on the update of the NECP. Initial version was sent to the European Commision on March 1, 2024. The updated draft of the NECP, including a new ambitious scenario and addtional attachments has been sent for public consultion on October 2024. The new scenario is the "With Additional Measures" or WAM scenario. | Annex 1: p. 62, Table 3.8 "Gross electricity production (TWh)-WAM scenario" p. 65, Table 3.9, "Net achievable power of electricity generation sources by technology (WAM scenario) MW"
2030 | Hydro | capacity_total_gw | 1.118 | National strategy or plans (approved) | National Plan in the field of Energy and Climate by 2030 | Ministry of Climate and Environment | 2024-03-05 | https://commission.europa.eu/document/download/5118b15e-d380-49ae-b8bb-41cc81a28e15_en?filename=PL_NECPupdate_Projekt_EN.pdf | In March 2024, Poland updated its NECP document, with a plan to submit an updated draft NECP by 30 June 2024. Explicit 2030 targets for capacity are provided with fuel breakdowns, as well as the share of generation from renewables indicated as 51%. Other fossil includes fuel oil, as well as "high-methane and nitrogen-rich natural gas, mine drainage gas, associated petroleum gas." Hydro does not include pumped hydro. | p. 20 (WEM Scenario) Annex 1: p. 79, Table 2.65 "Gross electricity production (TWh)" p. 80, Table 2.66. "Net capacity of power generation sources by technology (reference scenario) [MW]"
2030 | Nuclear | capacity_total_gw |  | National strategy or plans (approved) | National Plan in the field of Energy and Climate by 2030 | Ministry of Climate and Environment | 2024-03-05 | https://commission.europa.eu/document/download/5118b15e-d380-49ae-b8bb-41cc81a28e15_en?filename=PL_NECPupdate_Projekt_EN.pdf | In March 2024, Poland updated its NECP document, with a plan to submit an updated draft NECP by 30 June 2024. Explicit 2030 targets for capacity are provided with fuel breakdowns, as well as the share of generation from renewables indicated as 51%. Other fossil includes fuel oil, as well as "high-methane and nitrogen-rich natural gas, mine drainage gas, associated petroleum gas." Hydro does not include pumped hydro. | p. 20 (WEM Scenario) Annex 1: p. 79, Table 2.65 "Gross electricity production (TWh)" p. 80, Table 2.66. "Net capacity of power generation sources by technology (reference scenario) [MW]"
2030 | Offshore Wind | capacity_total_gw | 5.927 | National strategy or plans (approved) | National Plan in the field of Energy and Climate by 2030 | Ministry of Climate and Environment | 2024-03-05 | https://commission.europa.eu/document/download/5118b15e-d380-49ae-b8bb-41cc81a28e15_en?filename=PL_NECPupdate_Projekt_EN.pdf | In March 2024, Poland updated its NECP document, with a plan to submit an updated draft NECP by 30 June 2024. Explicit 2030 targets for capacity are provided with fuel breakdowns, as well as the share of generation from renewables indicated as 51%. Other fossil includes fuel oil, as well as "high-methane and nitrogen-rich natural gas, mine drainage gas, associated petroleum gas." Hydro does not include pumped hydro. | p. 20 (WEM Scenario) Annex 1: p. 79, Table 2.65 "Gross electricity production (TWh)" p. 80, Table 2.66. "Net capacity of power generation sources by technology (reference scenario) [MW]"
2030 | Offshore Wind | capacity_total_gw | 5.9 | National strategy or plans (approved) | National Plan in the field of Energy and Climate by 2030 | Ministry of Climate and Environment | 2024-10-01 | https://www.gov.pl/web/climate/national-energy-and-climate-plan | Poland is currently working on the update of the NECP. Initial version was sent to the European Commision on March 1, 2024. The updated draft of the NECP, including a new ambitious scenario and addtional attachments has been sent for public consultion on October 2024. The new scenario is the "With Additional Measures" or WAM scenario. | Annex 1: p. 62, Table 3.8 "Gross electricity production (TWh)-WAM scenario" p. 65, Table 3.9, "Net achievable power of electricity generation sources by technology (WAM scenario) MW"
2030 | Onshore Wind | capacity_total_gw | 19 | National strategy or plans (approved) | National Plan in the field of Energy and Climate by 2030 | Ministry of Climate and Environment | 2024-10-01 | https://www.gov.pl/web/climate/national-energy-and-climate-plan | Poland is currently working on the update of the NECP. Initial version was sent to the European Commision on March 1, 2024. The updated draft of the NECP, including a new ambitious scenario and addtional attachments has been sent for public consultion on October 2024. The new scenario is the "With Additional Measures" or WAM scenario. | Annex 1: p. 62, Table 3.8 "Gross electricity production (TWh)-WAM scenario" p. 65, Table 3.9, "Net achievable power of electricity generation sources by technology (WAM scenario) MW"
2030 | Onshore Wind | capacity_total_gw | 15.842 | National strategy or plans (approved) | National Plan in the field of Energy and Climate by 2030 | Ministry of Climate and Environment | 2024-03-05 | https://commission.europa.eu/document/download/5118b15e-d380-49ae-b8bb-41cc81a28e15_en?filename=PL_NECPupdate_Projekt_EN.pdf | In March 2024, Poland updated its NECP document, with a plan to submit an updated draft NECP by 30 June 2024. Explicit 2030 targets for capacity are provided with fuel breakdowns, as well as the share of generation from renewables indicated as 51%. Other fossil includes fuel oil, as well as "high-methane and nitrogen-rich natural gas, mine drainage gas, associated petroleum gas." Hydro does not include pumped hydro. | p. 20 (WEM Scenario) Annex 1: p. 79, Table 2.65 "Gross electricity production (TWh)" p. 80, Table 2.66. "Net capacity of power generation sources by technology (reference scenario) [MW]"
2030 | Other Fossil | capacity_total_gw | 0 | National strategy or plans (approved) | National Plan in the field of Energy and Climate by 2030 | Ministry of Climate and Environment | 2024-10-01 | https://www.gov.pl/web/climate/national-energy-and-climate-plan | Poland is currently working on the update of the NECP. Initial version was sent to the European Commision on March 1, 2024. The updated draft of the NECP, including a new ambitious scenario and addtional attachments has been sent for public consultion on October 2024. The new scenario is the "With Additional Measures" or WAM scenario. | Annex 1: p. 62, Table 3.8 "Gross electricity production (TWh)-WAM scenario" p. 65, Table 3.9, "Net achievable power of electricity generation sources by technology (WAM scenario) MW"
2030 | Other Fossil | capacity_total_gw | 0 | National strategy or plans (approved) | National Plan in the field of Energy and Climate by 2030 | Ministry of Climate and Environment | 2024-03-05 | https://commission.europa.eu/document/download/5118b15e-d380-49ae-b8bb-41cc81a28e15_en?filename=PL_NECPupdate_Projekt_EN.pdf | In March 2024, Poland updated its NECP document, with a plan to submit an updated draft NECP by 30 June 2024. Explicit 2030 targets for capacity are provided with fuel breakdowns, as well as the share of generation from renewables indicated as 51%. Other fossil includes fuel oil, as well as "high-methane and nitrogen-rich natural gas, mine drainage gas, associated petroleum gas." Hydro does not include pumped hydro. | p. 20 (WEM Scenario) Annex 1: p. 79, Table 2.65 "Gross electricity production (TWh)" p. 80, Table 2.66. "Net capacity of power generation sources by technology (reference scenario) [MW]"
2030 | Solar | capacity_total_gw | 36.59 | National strategy or plans (approved) | National Plan in the field of Energy and Climate by 2030 | Ministry of Climate and Environment | 2024-03-05 | https://commission.europa.eu/document/download/5118b15e-d380-49ae-b8bb-41cc81a28e15_en?filename=PL_NECPupdate_Projekt_EN.pdf | In March 2024, Poland updated its NECP document, with a plan to submit an updated draft NECP by 30 June 2024. Explicit 2030 targets for capacity are provided with fuel breakdowns, as well as the share of generation from renewables indicated as 51%. Other fossil includes fuel oil, as well as "high-methane and nitrogen-rich natural gas, mine drainage gas, associated petroleum gas." Hydro does not include pumped hydro. | p. 20 (WEM Scenario) Annex 1: p. 79, Table 2.65 "Gross electricity production (TWh)" p. 80, Table 2.66. "Net capacity of power generation sources by technology (reference scenario) [MW]"
2030 | Solar | capacity_total_gw | 36.2 | National strategy or plans (approved) | National Plan in the field of Energy and Climate by 2030 | Ministry of Climate and Environment | 2024-10-01 | https://www.gov.pl/web/climate/national-energy-and-climate-plan | Poland is currently working on the update of the NECP. Initial version was sent to the European Commision on March 1, 2024. The updated draft of the NECP, including a new ambitious scenario and addtional attachments has been sent for public consultion on October 2024. The new scenario is the "With Additional Measures" or WAM scenario. | Annex 1: p. 62, Table 3.8 "Gross electricity production (TWh)-WAM scenario" p. 65, Table 3.9, "Net achievable power of electricity generation sources by technology (WAM scenario) MW"
2030 | Bioenergy | generation_twh | 11.1 | National strategy or plans (approved) | National Plan in the field of Energy and Climate by 2030 | Ministry of Climate and Environment | 2024-10-01 | https://www.gov.pl/web/climate/national-energy-and-climate-plan | Poland is currently working on the update of the NECP. Initial version was sent to the European Commision on March 1, 2024. The updated draft of the NECP, including a new ambitious scenario and addtional attachments has been sent for public consultion on October 2024. The new scenario is the "With Additional Measures" or WAM scenario. | Annex 1: p. 62, Table 3.8 "Gross electricity production (TWh)-WAM scenario" p. 65, Table 3.9, "Net achievable power of electricity generation sources by technology (WAM scenario) MW"
2030 | Bioenergy | generation_twh | 11.5 | National strategy or plans (approved) | National Plan in the field of Energy and Climate by 2030 | Ministry of Climate and Environment | 2024-03-05 | https://commission.europa.eu/document/download/5118b15e-d380-49ae-b8bb-41cc81a28e15_en?filename=PL_NECPupdate_Projekt_EN.pdf | In March 2024, Poland updated its NECP document, with a plan to submit an updated draft NECP by 30 June 2024. Explicit 2030 targets for capacity are provided with fuel breakdowns, as well as the share of generation from renewables indicated as 51%. Other fossil includes fuel oil, as well as "high-methane and nitrogen-rich natural gas, mine drainage gas, associated petroleum gas." Hydro does not include pumped hydro. | p. 20 (WEM Scenario) Annex 1: p. 79, Table 2.65 "Gross electricity production (TWh)" p. 80, Table 2.66. "Net capacity of power generation sources by technology (reference scenario) [MW]"
2030 | Coal | generation_twh | 43.3 | National strategy or plans (approved) | National Plan in the field of Energy and Climate by 2030 | Ministry of Climate and Environment | 2024-10-01 | https://www.gov.pl/web/climate/national-energy-and-climate-plan | Poland is currently working on the update of the NECP. Initial version was sent to the European Commision on March 1, 2024. The updated draft of the NECP, including a new ambitious scenario and addtional attachments has been sent for public consultion on October 2024. The new scenario is the "With Additional Measures" or WAM scenario. | Annex 1: p. 62, Table 3.8 "Gross electricity production (TWh)-WAM scenario" p. 65, Table 3.9, "Net achievable power of electricity generation sources by technology (WAM scenario) MW"
2030 | Coal | generation_twh | 57.6 | National strategy or plans (approved) | National Plan in the field of Energy and Climate by 2030 | Ministry of Climate and Environment | 2024-03-05 | https://commission.europa.eu/document/download/5118b15e-d380-49ae-b8bb-41cc81a28e15_en?filename=PL_NECPupdate_Projekt_EN.pdf | In March 2024, Poland updated its NECP document, with a plan to submit an updated draft NECP by 30 June 2024. Explicit 2030 targets for capacity are provided with fuel breakdowns, as well as the share of generation from renewables indicated as 51%. Other fossil includes fuel oil, as well as "high-methane and nitrogen-rich natural gas, mine drainage gas, associated petroleum gas." Hydro does not include pumped hydro. | p. 20 (WEM Scenario) Annex 1: p. 79, Table 2.65 "Gross electricity production (TWh)" p. 80, Table 2.66. "Net capacity of power generation sources by technology (reference scenario) [MW]"
2030 | Gas | generation_twh | 30.8 | National strategy or plans (approved) | National Plan in the field of Energy and Climate by 2030 | Ministry of Climate and Environment | 2024-10-01 | https://www.gov.pl/web/climate/national-energy-and-climate-plan | Poland is currently working on the update of the NECP. Initial version was sent to the European Commision on March 1, 2024. The updated draft of the NECP, including a new ambitious scenario and addtional attachments has been sent for public consultion on October 2024. The new scenario is the "With Additional Measures" or WAM scenario. | Annex 1: p. 62, Table 3.8 "Gross electricity production (TWh)-WAM scenario" p. 65, Table 3.9, "Net achievable power of electricity generation sources by technology (WAM scenario) MW"
2030 | Gas | generation_twh | 31.9 | National strategy or plans (approved) | National Plan in the field of Energy and Climate by 2030 | Ministry of Climate and Environment | 2024-03-05 | https://commission.europa.eu/document/download/5118b15e-d380-49ae-b8bb-41cc81a28e15_en?filename=PL_NECPupdate_Projekt_EN.pdf | In March 2024, Poland updated its NECP document, with a plan to submit an updated draft NECP by 30 June 2024. Explicit 2030 targets for capacity are provided with fuel breakdowns, as well as the share of generation from renewables indicated as 51%. Other fossil includes fuel oil, as well as "high-methane and nitrogen-rich natural gas, mine drainage gas, associated petroleum gas." Hydro does not include pumped hydro. | p. 20 (WEM Scenario) Annex 1: p. 79, Table 2.65 "Gross electricity production (TWh)" p. 80, Table 2.66. "Net capacity of power generation sources by technology (reference scenario) [MW]"
2030 | Hydro | generation_twh | 2.9 | National strategy or plans (approved) | National Plan in the field of Energy and Climate by 2030 | Ministry of Climate and Environment | 2024-03-05 | https://commission.europa.eu/document/download/5118b15e-d380-49ae-b8bb-41cc81a28e15_en?filename=PL_NECPupdate_Projekt_EN.pdf | In March 2024, Poland updated its NECP document, with a plan to submit an updated draft NECP by 30 June 2024. Explicit 2030 targets for capacity are provided with fuel breakdowns, as well as the share of generation from renewables indicated as 51%. Other fossil includes fuel oil, as well as "high-methane and nitrogen-rich natural gas, mine drainage gas, associated petroleum gas." Hydro does not include pumped hydro. | p. 20 (WEM Scenario) Annex 1: p. 79, Table 2.65 "Gross electricity production (TWh)" p. 80, Table 2.66. "Net capacity of power generation sources by technology (reference scenario) [MW]"
2030 | Hydro | generation_twh | 2.9 | National strategy or plans (approved) | National Plan in the field of Energy and Climate by 2030 | Ministry of Climate and Environment | 2024-10-01 | https://www.gov.pl/web/climate/national-energy-and-climate-plan | Poland is currently working on the update of the NECP. Initial version was sent to the European Commision on March 1, 2024. The updated draft of the NECP, including a new ambitious scenario and addtional attachments has been sent for public consultion on October 2024. The new scenario is the "With Additional Measures" or WAM scenario. | Annex 1: p. 62, Table 3.8 "Gross electricity production (TWh)-WAM scenario" p. 65, Table 3.9, "Net achievable power of electricity generation sources by technology (WAM scenario) MW"
2030 | Nuclear | generation_twh |  | National strategy or plans (approved) | National Plan in the field of Energy and Climate by 2030 | Ministry of Climate and Environment | 2024-03-05 | https://commission.europa.eu/document/download/5118b15e-d380-49ae-b8bb-41cc81a28e15_en?filename=PL_NECPupdate_Projekt_EN.pdf | In March 2024, Poland updated its NECP document, with a plan to submit an updated draft NECP by 30 June 2024. Explicit 2030 targets for capacity are provided with fuel breakdowns, as well as the share of generation from renewables indicated as 51%. Other fossil includes fuel oil, as well as "high-methane and nitrogen-rich natural gas, mine drainage gas, associated petroleum gas." Hydro does not include pumped hydro. | p. 20 (WEM Scenario) Annex 1: p. 79, Table 2.65 "Gross electricity production (TWh)" p. 80, Table 2.66. "Net capacity of power generation sources by technology (reference scenario) [MW]"
2030 | Offshore Wind | generation_twh | 21.7 | National strategy or plans (approved) | National Plan in the field of Energy and Climate by 2030 | Ministry of Climate and Environment | 2024-03-05 | https://commission.europa.eu/document/download/5118b15e-d380-49ae-b8bb-41cc81a28e15_en?filename=PL_NECPupdate_Projekt_EN.pdf | In March 2024, Poland updated its NECP document, with a plan to submit an updated draft NECP by 30 June 2024. Explicit 2030 targets for capacity are provided with fuel breakdowns, as well as the share of generation from renewables indicated as 51%. Other fossil includes fuel oil, as well as "high-methane and nitrogen-rich natural gas, mine drainage gas, associated petroleum gas." Hydro does not include pumped hydro. | p. 20 (WEM Scenario) Annex 1: p. 79, Table 2.65 "Gross electricity production (TWh)" p. 80, Table 2.66. "Net capacity of power generation sources by technology (reference scenario) [MW]"
2030 | Offshore Wind | generation_twh | 21.7 | National strategy or plans (approved) | National Plan in the field of Energy and Climate by 2030 | Ministry of Climate and Environment | 2024-10-01 | https://www.gov.pl/web/climate/national-energy-and-climate-plan | Poland is currently working on the update of the NECP. Initial version was sent to the European Commision on March 1, 2024. The updated draft of the NECP, including a new ambitious scenario and addtional attachments has been sent for public consultion on October 2024. The new scenario is the "With Additional Measures" or WAM scenario. | Annex 1: p. 62, Table 3.8 "Gross electricity production (TWh)-WAM scenario" p. 65, Table 3.9, "Net achievable power of electricity generation sources by technology (WAM scenario) MW"
2030 | Onshore Wind | generation_twh | 38.1 | National strategy or plans (approved) | National Plan in the field of Energy and Climate by 2030 | Ministry of Climate and Environment | 2024-03-05 | https://commission.europa.eu/document/download/5118b15e-d380-49ae-b8bb-41cc81a28e15_en?filename=PL_NECPupdate_Projekt_EN.pdf | In March 2024, Poland updated its NECP document, with a plan to submit an updated draft NECP by 30 June 2024. Explicit 2030 targets for capacity are provided with fuel breakdowns, as well as the share of generation from renewables indicated as 51%. Other fossil includes fuel oil, as well as "high-methane and nitrogen-rich natural gas, mine drainage gas, associated petroleum gas." Hydro does not include pumped hydro. | p. 20 (WEM Scenario) Annex 1: p. 79, Table 2.65 "Gross electricity production (TWh)" p. 80, Table 2.66. "Net capacity of power generation sources by technology (reference scenario) [MW]"
2030 | Onshore Wind | generation_twh | 47.4 | National strategy or plans (approved) | National Plan in the field of Energy and Climate by 2030 | Ministry of Climate and Environment | 2024-10-01 | https://www.gov.pl/web/climate/national-energy-and-climate-plan | Poland is currently working on the update of the NECP. Initial version was sent to the European Commision on March 1, 2024. The updated draft of the NECP, including a new ambitious scenario and addtional attachments has been sent for public consultion on October 2024. The new scenario is the "With Additional Measures" or WAM scenario. | Annex 1: p. 62, Table 3.8 "Gross electricity production (TWh)-WAM scenario" p. 65, Table 3.9, "Net achievable power of electricity generation sources by technology (WAM scenario) MW"
2030 | Other Fossil | generation_twh | 3.8 | National strategy or plans (approved) | National Plan in the field of Energy and Climate by 2030 | Ministry of Climate and Environment | 2024-10-01 | https://www.gov.pl/web/climate/national-energy-and-climate-plan | Poland is currently working on the update of the NECP. Initial version was sent to the European Commision on March 1, 2024. The updated draft of the NECP, including a new ambitious scenario and addtional attachments has been sent for public consultion on October 2024. The new scenario is the "With Additional Measures" or WAM scenario. | Annex 1: p. 62, Table 3.8 "Gross electricity production (TWh)-WAM scenario" p. 65, Table 3.9, "Net achievable power of electricity generation sources by technology (WAM scenario) MW"
2030 | Other Fossil | generation_twh | 4.1 | National strategy or plans (approved) | National Plan in the field of Energy and Climate by 2030 | Ministry of Climate and Environment | 2024-03-05 | https://commission.europa.eu/document/download/5118b15e-d380-49ae-b8bb-41cc81a28e15_en?filename=PL_NECPupdate_Projekt_EN.pdf | In March 2024, Poland updated its NECP document, with a plan to submit an updated draft NECP by 30 June 2024. Explicit 2030 targets for capacity are provided with fuel breakdowns, as well as the share of generation from renewables indicated as 51%. Other fossil includes fuel oil, as well as "high-methane and nitrogen-rich natural gas, mine drainage gas, associated petroleum gas." Hydro does not include pumped hydro. | p. 20 (WEM Scenario) Annex 1: p. 79, Table 2.65 "Gross electricity production (TWh)" p. 80, Table 2.66. "Net capacity of power generation sources by technology (reference scenario) [MW]"
2030 | Solar | generation_twh | 24.8 | National strategy or plans (approved) | National Plan in the field of Energy and Climate by 2030 | Ministry of Climate and Environment | 2024-03-05 | https://commission.europa.eu/document/download/5118b15e-d380-49ae-b8bb-41cc81a28e15_en?filename=PL_NECPupdate_Projekt_EN.pdf | In March 2024, Poland updated its NECP document, with a plan to submit an updated draft NECP by 30 June 2024. Explicit 2030 targets for capacity are provided with fuel breakdowns, as well as the share of generation from renewables indicated as 51%. Other fossil includes fuel oil, as well as "high-methane and nitrogen-rich natural gas, mine drainage gas, associated petroleum gas." Hydro does not include pumped hydro. | p. 20 (WEM Scenario) Annex 1: p. 79, Table 2.65 "Gross electricity production (TWh)" p. 80, Table 2.66. "Net capacity of power generation sources by technology (reference scenario) [MW]"
2030 | Solar | generation_twh | 24.6 | National strategy or plans (approved) | National Plan in the field of Energy and Climate by 2030 | Ministry of Climate and Environment | 2024-10-01 | https://www.gov.pl/web/climate/national-energy-and-climate-plan | Poland is currently working on the update of the NECP. Initial version was sent to the European Commision on March 1, 2024. The updated draft of the NECP, including a new ambitious scenario and addtional attachments has been sent for public consultion on October 2024. The new scenario is the "With Additional Measures" or WAM scenario. | Annex 1: p. 62, Table 3.8 "Gross electricity production (TWh)-WAM scenario" p. 65, Table 3.9, "Net achievable power of electricity generation sources by technology (WAM scenario) MW"
2030 | Bioenergy | share_of_generation_pct | 6 | National strategy or plans (approved) | National Plan in the field of Energy and Climate by 2030 | Ministry of Climate and Environment | 2024-03-05 | https://commission.europa.eu/document/download/5118b15e-d380-49ae-b8bb-41cc81a28e15_en?filename=PL_NECPupdate_Projekt_EN.pdf | In March 2024, Poland updated its NECP document, with a plan to submit an updated draft NECP by 30 June 2024. Explicit 2030 targets for capacity are provided with fuel breakdowns, as well as the share of generation from renewables indicated as 51%. Other fossil includes fuel oil, as well as "high-methane and nitrogen-rich natural gas, mine drainage gas, associated petroleum gas." Hydro does not include pumped hydro. | p. 20 (WEM Scenario) Annex 1: p. 79, Table 2.65 "Gross electricity production (TWh)" p. 80, Table 2.66. "Net capacity of power generation sources by technology (reference scenario) [MW]"
2030 | Bioenergy | share_of_generation_pct | 6 | National strategy or plans (approved) | National Plan in the field of Energy and Climate by 2030 | Ministry of Climate and Environment | 2024-10-01 | https://www.gov.pl/web/climate/national-energy-and-climate-plan | Poland is currently working on the update of the NECP. Initial version was sent to the European Commision on March 1, 2024. The updated draft of the NECP, including a new ambitious scenario and addtional attachments has been sent for public consultion on October 2024. The new scenario is the "With Additional Measures" or WAM scenario. | Annex 1: p. 62, Table 3.8 "Gross electricity production (TWh)-WAM scenario" p. 65, Table 3.9, "Net achievable power of electricity generation sources by technology (WAM scenario) MW"
2030 | Coal | share_of_generation_pct | 23.3 | National strategy or plans (approved) | National Plan in the field of Energy and Climate by 2030 | Ministry of Climate and Environment | 2024-10-01 | https://www.gov.pl/web/climate/national-energy-and-climate-plan | Poland is currently working on the update of the NECP. Initial version was sent to the European Commision on March 1, 2024. The updated draft of the NECP, including a new ambitious scenario and addtional attachments has been sent for public consultion on October 2024. The new scenario is the "With Additional Measures" or WAM scenario. | Annex 1: p. 62, Table 3.8 "Gross electricity production (TWh)-WAM scenario" p. 65, Table 3.9, "Net achievable power of electricity generation sources by technology (WAM scenario) MW"
2030 | Coal | share_of_generation_pct | 29.9 | National strategy or plans (approved) | National Plan in the field of Energy and Climate by 2030 | Ministry of Climate and Environment | 2024-03-05 | https://commission.europa.eu/document/download/5118b15e-d380-49ae-b8bb-41cc81a28e15_en?filename=PL_NECPupdate_Projekt_EN.pdf | In March 2024, Poland updated its NECP document, with a plan to submit an updated draft NECP by 30 June 2024. Explicit 2030 targets for capacity are provided with fuel breakdowns, as well as the share of generation from renewables indicated as 51%. Other fossil includes fuel oil, as well as "high-methane and nitrogen-rich natural gas, mine drainage gas, associated petroleum gas." Hydro does not include pumped hydro. | p. 20 (WEM Scenario) Annex 1: p. 79, Table 2.65 "Gross electricity production (TWh)" p. 80, Table 2.66. "Net capacity of power generation sources by technology (reference scenario) [MW]"
2030 | Gas | share_of_generation_pct | 16.6 | National strategy or plans (approved) | National Plan in the field of Energy and Climate by 2030 | Ministry of Climate and Environment | 2024-10-01 | https://www.gov.pl/web/climate/national-energy-and-climate-plan | Poland is currently working on the update of the NECP. Initial version was sent to the European Commision on March 1, 2024. The updated draft of the NECP, including a new ambitious scenario and addtional attachments has been sent for public consultion on October 2024. The new scenario is the "With Additional Measures" or WAM scenario. | Annex 1: p. 62, Table 3.8 "Gross electricity production (TWh)-WAM scenario" p. 65, Table 3.9, "Net achievable power of electricity generation sources by technology (WAM scenario) MW"
2030 | Gas | share_of_generation_pct | 16.6 | National strategy or plans (approved) | National Plan in the field of Energy and Climate by 2030 | Ministry of Climate and Environment | 2024-03-05 | https://commission.europa.eu/document/download/5118b15e-d380-49ae-b8bb-41cc81a28e15_en?filename=PL_NECPupdate_Projekt_EN.pdf | In March 2024, Poland updated its NECP document, with a plan to submit an updated draft NECP by 30 June 2024. Explicit 2030 targets for capacity are provided with fuel breakdowns, as well as the share of generation from renewables indicated as 51%. Other fossil includes fuel oil, as well as "high-methane and nitrogen-rich natural gas, mine drainage gas, associated petroleum gas." Hydro does not include pumped hydro. | p. 20 (WEM Scenario) Annex 1: p. 79, Table 2.65 "Gross electricity production (TWh)" p. 80, Table 2.66. "Net capacity of power generation sources by technology (reference scenario) [MW]"
2030 | Hydro | share_of_generation_pct | 1.5 | National strategy or plans (approved) | National Plan in the field of Energy and Climate by 2030 | Ministry of Climate and Environment | 2024-03-05 | https://commission.europa.eu/document/download/5118b15e-d380-49ae-b8bb-41cc81a28e15_en?filename=PL_NECPupdate_Projekt_EN.pdf | In March 2024, Poland updated its NECP document, with a plan to submit an updated draft NECP by 30 June 2024. Explicit 2030 targets for capacity are provided with fuel breakdowns, as well as the share of generation from renewables indicated as 51%. Other fossil includes fuel oil, as well as "high-methane and nitrogen-rich natural gas, mine drainage gas, associated petroleum gas." Hydro does not include pumped hydro. | p. 20 (WEM Scenario) Annex 1: p. 79, Table 2.65 "Gross electricity production (TWh)" p. 80, Table 2.66. "Net capacity of power generation sources by technology (reference scenario) [MW]"
2030 | Hydro | share_of_generation_pct | 1.6 | National strategy or plans (approved) | National Plan in the field of Energy and Climate by 2030 | Ministry of Climate and Environment | 2024-10-01 | https://www.gov.pl/web/climate/national-energy-and-climate-plan | Poland is currently working on the update of the NECP. Initial version was sent to the European Commision on March 1, 2024. The updated draft of the NECP, including a new ambitious scenario and addtional attachments has been sent for public consultion on October 2024. The new scenario is the "With Additional Measures" or WAM scenario. | Annex 1: p. 62, Table 3.8 "Gross electricity production (TWh)-WAM scenario" p. 65, Table 3.9, "Net achievable power of electricity generation sources by technology (WAM scenario) MW"
2030 | Nuclear | share_of_generation_pct |  | National strategy or plans (approved) | National Plan in the field of Energy and Climate by 2030 | Ministry of Climate and Environment | 2024-03-05 | https://commission.europa.eu/document/download/5118b15e-d380-49ae-b8bb-41cc81a28e15_en?filename=PL_NECPupdate_Projekt_EN.pdf | In March 2024, Poland updated its NECP document, with a plan to submit an updated draft NECP by 30 June 2024. Explicit 2030 targets for capacity are provided with fuel breakdowns, as well as the share of generation from renewables indicated as 51%. Other fossil includes fuel oil, as well as "high-methane and nitrogen-rich natural gas, mine drainage gas, associated petroleum gas." Hydro does not include pumped hydro. | p. 20 (WEM Scenario) Annex 1: p. 79, Table 2.65 "Gross electricity production (TWh)" p. 80, Table 2.66. "Net capacity of power generation sources by technology (reference scenario) [MW]"
2030 | Offshore Wind | share_of_generation_pct | 11.7 | National strategy or plans (approved) | National Plan in the field of Energy and Climate by 2030 | Ministry of Climate and Environment | 2024-10-01 | https://www.gov.pl/web/climate/national-energy-and-climate-plan | Poland is currently working on the update of the NECP. Initial version was sent to the European Commision on March 1, 2024. The updated draft of the NECP, including a new ambitious scenario and addtional attachments has been sent for public consultion on October 2024. The new scenario is the "With Additional Measures" or WAM scenario. | Annex 1: p. 62, Table 3.8 "Gross electricity production (TWh)-WAM scenario" p. 65, Table 3.9, "Net achievable power of electricity generation sources by technology (WAM scenario) MW"
2030 | Offshore Wind | share_of_generation_pct | 11.3 | National strategy or plans (approved) | National Plan in the field of Energy and Climate by 2030 | Ministry of Climate and Environment | 2024-03-05 | https://commission.europa.eu/document/download/5118b15e-d380-49ae-b8bb-41cc81a28e15_en?filename=PL_NECPupdate_Projekt_EN.pdf | In March 2024, Poland updated its NECP document, with a plan to submit an updated draft NECP by 30 June 2024. Explicit 2030 targets for capacity are provided with fuel breakdowns, as well as the share of generation from renewables indicated as 51%. Other fossil includes fuel oil, as well as "high-methane and nitrogen-rich natural gas, mine drainage gas, associated petroleum gas." Hydro does not include pumped hydro. | p. 20 (WEM Scenario) Annex 1: p. 79, Table 2.65 "Gross electricity production (TWh)" p. 80, Table 2.66. "Net capacity of power generation sources by technology (reference scenario) [MW]"
2030 | Onshore Wind | share_of_generation_pct | 19.8 | National strategy or plans (approved) | National Plan in the field of Energy and Climate by 2030 | Ministry of Climate and Environment | 2024-03-05 | https://commission.europa.eu/document/download/5118b15e-d380-49ae-b8bb-41cc81a28e15_en?filename=PL_NECPupdate_Projekt_EN.pdf | In March 2024, Poland updated its NECP document, with a plan to submit an updated draft NECP by 30 June 2024. Explicit 2030 targets for capacity are provided with fuel breakdowns, as well as the share of generation from renewables indicated as 51%. Other fossil includes fuel oil, as well as "high-methane and nitrogen-rich natural gas, mine drainage gas, associated petroleum gas." Hydro does not include pumped hydro. | p. 20 (WEM Scenario) Annex 1: p. 79, Table 2.65 "Gross electricity production (TWh)" p. 80, Table 2.66. "Net capacity of power generation sources by technology (reference scenario) [MW]"
2030 | Onshore Wind | share_of_generation_pct | 25.5 | National strategy or plans (approved) | National Plan in the field of Energy and Climate by 2030 | Ministry of Climate and Environment | 2024-10-01 | https://www.gov.pl/web/climate/national-energy-and-climate-plan | Poland is currently working on the update of the NECP. Initial version was sent to the European Commision on March 1, 2024. The updated draft of the NECP, including a new ambitious scenario and addtional attachments has been sent for public consultion on October 2024. The new scenario is the "With Additional Measures" or WAM scenario. | Annex 1: p. 62, Table 3.8 "Gross electricity production (TWh)-WAM scenario" p. 65, Table 3.9, "Net achievable power of electricity generation sources by technology (WAM scenario) MW"
2030 | Other Fossil | share_of_generation_pct | 2.1 | National strategy or plans (approved) | National Plan in the field of Energy and Climate by 2030 | Ministry of Climate and Environment | 2024-03-05 | https://commission.europa.eu/document/download/5118b15e-d380-49ae-b8bb-41cc81a28e15_en?filename=PL_NECPupdate_Projekt_EN.pdf | In March 2024, Poland updated its NECP document, with a plan to submit an updated draft NECP by 30 June 2024. Explicit 2030 targets for capacity are provided with fuel breakdowns, as well as the share of generation from renewables indicated as 51%. Other fossil includes fuel oil, as well as "high-methane and nitrogen-rich natural gas, mine drainage gas, associated petroleum gas." Hydro does not include pumped hydro. | p. 20 (WEM Scenario) Annex 1: p. 79, Table 2.65 "Gross electricity production (TWh)" p. 80, Table 2.66. "Net capacity of power generation sources by technology (reference scenario) [MW]"
2030 | Other Fossil | share_of_generation_pct | 2 | National strategy or plans (approved) | National Plan in the field of Energy and Climate by 2030 | Ministry of Climate and Environment | 2024-10-01 | https://www.gov.pl/web/climate/national-energy-and-climate-plan | Poland is currently working on the update of the NECP. Initial version was sent to the European Commision on March 1, 2024. The updated draft of the NECP, including a new ambitious scenario and addtional attachments has been sent for public consultion on October 2024. The new scenario is the "With Additional Measures" or WAM scenario. | Annex 1: p. 62, Table 3.8 "Gross electricity production (TWh)-WAM scenario" p. 65, Table 3.9, "Net achievable power of electricity generation sources by technology (WAM scenario) MW"
2030 | Solar | share_of_generation_pct | 13.3 | National strategy or plans (approved) | National Plan in the field of Energy and Climate by 2030 | Ministry of Climate and Environment | 2024-10-01 | https://www.gov.pl/web/climate/national-energy-and-climate-plan | Poland is currently working on the update of the NECP. Initial version was sent to the European Commision on March 1, 2024. The updated draft of the NECP, including a new ambitious scenario and addtional attachments has been sent for public consultion on October 2024. The new scenario is the "With Additional Measures" or WAM scenario. | Annex 1: p. 62, Table 3.8 "Gross electricity production (TWh)-WAM scenario" p. 65, Table 3.9, "Net achievable power of electricity generation sources by technology (WAM scenario) MW"
2030 | Solar | share_of_generation_pct | 12.9 | National strategy or plans (approved) | National Plan in the field of Energy and Climate by 2030 | Ministry of Climate and Environment | 2024-03-05 | https://commission.europa.eu/document/download/5118b15e-d380-49ae-b8bb-41cc81a28e15_en?filename=PL_NECPupdate_Projekt_EN.pdf | In March 2024, Poland updated its NECP document, with a plan to submit an updated draft NECP by 30 June 2024. Explicit 2030 targets for capacity are provided with fuel breakdowns, as well as the share of generation from renewables indicated as 51%. Other fossil includes fuel oil, as well as "high-methane and nitrogen-rich natural gas, mine drainage gas, associated petroleum gas." Hydro does not include pumped hydro. | p. 20 (WEM Scenario) Annex 1: p. 79, Table 2.65 "Gross electricity production (TWh)" p. 80, Table 2.66. "Net capacity of power generation sources by technology (reference scenario) [MW]"
2030 | Bioenergy | capacity_total_gw | 2.47 | Official projections | SCENARIO 3. FOR PRECONSULATION OF THE KPEIK/PEP2040 UPDATE Analysis for the electricity sector, taking into account the change in the political and economic situation after Russia's invasion of Ukraine | The Ministry of Climate and Environment | 2023-06-01 | https://www.gov.pl/web/klimat/prekonsultacje-w-zkresie-aktualizacji-dokumentow-strategicznych-kpeikpep2040 | The government of Poland is undergoing the drafting process for the Polish Energy Policy 2040 (PEP2040) and NECP. A scenario analysis was conducted to inform this process, which would form the basis of updating national energy policies. Although the consultation process is not finished yet, we take the data from the scenario analysis as a proxy for its updated target. | Installed capacity: p.17, Table 7 Generation: p.20, Table 9
2030 | Coal | capacity_total_gw | 19.49 | Official projections | SCENARIO 3. FOR PRECONSULATION OF THE KPEIK/PEP2040 UPDATE Analysis for the electricity sector, taking into account the change in the political and economic situation after Russia's invasion of Ukraine | The Ministry of Climate and Environment | 2023-06-01 | https://www.gov.pl/web/klimat/prekonsultacje-w-zkresie-aktualizacji-dokumentow-strategicznych-kpeikpep2040 | The government of Poland is undergoing the drafting process for the Polish Energy Policy 2040 (PEP2040) and NECP. A scenario analysis was conducted to inform this process, which would form the basis of updating national energy policies. Although the consultation process is not finished yet, we take the data from the scenario analysis as a proxy for its updated target. | Installed capacity: p.17, Table 7 Generation: p.20, Table 9
2030 | Gas | capacity_total_gw | 13.01 | Official projections | SCENARIO 3. FOR PRECONSULATION OF THE KPEIK/PEP2040 UPDATE Analysis for the electricity sector, taking into account the change in the political and economic situation after Russia's invasion of Ukraine | The Ministry of Climate and Environment | 2023-06-01 | https://www.gov.pl/web/klimat/prekonsultacje-w-zkresie-aktualizacji-dokumentow-strategicznych-kpeikpep2040 | The government of Poland is undergoing the drafting process for the Polish Energy Policy 2040 (PEP2040) and NECP. A scenario analysis was conducted to inform this process, which would form the basis of updating national energy policies. Although the consultation process is not finished yet, we take the data from the scenario analysis as a proxy for its updated target. | Installed capacity: p.17, Table 7 Generation: p.20, Table 9
2030 | Hydro | capacity_total_gw | 1.13 | Official projections | SCENARIO 3. FOR PRECONSULATION OF THE KPEIK/PEP2040 UPDATE Analysis for the electricity sector, taking into account the change in the political and economic situation after Russia's invasion of Ukraine | The Ministry of Climate and Environment | 2023-06-01 | https://www.gov.pl/web/klimat/prekonsultacje-w-zkresie-aktualizacji-dokumentow-strategicznych-kpeikpep2040 | The government of Poland is undergoing the drafting process for the Polish Energy Policy 2040 (PEP2040) and NECP. A scenario analysis was conducted to inform this process, which would form the basis of updating national energy policies. Although the consultation process is not finished yet, we take the data from the scenario analysis as a proxy for its updated target. | Installed capacity: p.17, Table 7 Generation: p.20, Table 9
2030 | Nuclear | capacity_total_gw | 0.3 | Official projections | SCENARIO 3. FOR PRECONSULATION OF THE KPEIK/PEP2040 UPDATE Analysis for the electricity sector, taking into account the change in the political and economic situation after Russia's invasion of Ukraine | The Ministry of Climate and Environment | 2023-06-01 | https://www.gov.pl/web/klimat/prekonsultacje-w-zkresie-aktualizacji-dokumentow-strategicznych-kpeikpep2040 | The government of Poland is undergoing the drafting process for the Polish Energy Policy 2040 (PEP2040) and NECP. A scenario analysis was conducted to inform this process, which would form the basis of updating national energy policies. Although the consultation process is not finished yet, we take the data from the scenario analysis as a proxy for its updated target. | Installed capacity: p.17, Table 7 Generation: p.20, Table 9
2030 | Offshore Wind | capacity_total_gw | 5.9 | Official projections | SCENARIO 3. FOR PRECONSULATION OF THE KPEIK/PEP2040 UPDATE Analysis for the electricity sector, taking into account the change in the political and economic situation after Russia's invasion of Ukraine | The Ministry of Climate and Environment | 2023-06-01 | https://www.gov.pl/web/klimat/prekonsultacje-w-zkresie-aktualizacji-dokumentow-strategicznych-kpeikpep2040 | The government of Poland is undergoing the drafting process for the Polish Energy Policy 2040 (PEP2040) and NECP. A scenario analysis was conducted to inform this process, which would form the basis of updating national energy policies. Although the consultation process is not finished yet, we take the data from the scenario analysis as a proxy for its updated target. | Installed capacity: p.17, Table 7 Generation: p.20, Table 9
2030 | Onshore Wind | capacity_total_gw | 13.94 | Official projections | SCENARIO 3. FOR PRECONSULATION OF THE KPEIK/PEP2040 UPDATE Analysis for the electricity sector, taking into account the change in the political and economic situation after Russia's invasion of Ukraine | The Ministry of Climate and Environment | 2023-06-01 | https://www.gov.pl/web/klimat/prekonsultacje-w-zkresie-aktualizacji-dokumentow-strategicznych-kpeikpep2040 | The government of Poland is undergoing the drafting process for the Polish Energy Policy 2040 (PEP2040) and NECP. A scenario analysis was conducted to inform this process, which would form the basis of updating national energy policies. Although the consultation process is not finished yet, we take the data from the scenario analysis as a proxy for its updated target. | Installed capacity: p.17, Table 7 Generation: p.20, Table 9
2030 | Other Fossil | capacity_total_gw | 0.95 | Official projections | SCENARIO 3. FOR PRECONSULATION OF THE KPEIK/PEP2040 UPDATE Analysis for the electricity sector, taking into account the change in the political and economic situation after Russia's invasion of Ukraine | The Ministry of Climate and Environment | 2023-06-01 | https://www.gov.pl/web/klimat/prekonsultacje-w-zkresie-aktualizacji-dokumentow-strategicznych-kpeikpep2040 | The government of Poland is undergoing the drafting process for the Polish Energy Policy 2040 (PEP2040) and NECP. A scenario analysis was conducted to inform this process, which would form the basis of updating national energy policies. Although the consultation process is not finished yet, we take the data from the scenario analysis as a proxy for its updated target. | Installed capacity: p.17, Table 7 Generation: p.20, Table 9
2030 | Solar | capacity_total_gw | 27 | Official projections | SCENARIO 3. FOR PRECONSULATION OF THE KPEIK/PEP2040 UPDATE Analysis for the electricity sector, taking into account the change in the political and economic situation after Russia's invasion of Ukraine | The Ministry of Climate and Environment | 2023-06-01 | https://www.gov.pl/web/klimat/prekonsultacje-w-zkresie-aktualizacji-dokumentow-strategicznych-kpeikpep2040 | The government of Poland is undergoing the drafting process for the Polish Energy Policy 2040 (PEP2040) and NECP. A scenario analysis was conducted to inform this process, which would form the basis of updating national energy policies. Although the consultation process is not finished yet, we take the data from the scenario analysis as a proxy for its updated target. | Installed capacity: p.17, Table 7 Generation: p.20, Table 9
2030 | Bioenergy | generation_twh | 10.12 | Official projections | SCENARIO 3. FOR PRECONSULATION OF THE KPEIK/PEP2040 UPDATE Analysis for the electricity sector, taking into account the change in the political and economic situation after Russia's invasion of Ukraine | The Ministry of Climate and Environment | 2023-06-01 | https://www.gov.pl/web/klimat/prekonsultacje-w-zkresie-aktualizacji-dokumentow-strategicznych-kpeikpep2040 | The government of Poland is undergoing the drafting process for the Polish Energy Policy 2040 (PEP2040) and NECP. A scenario analysis was conducted to inform this process, which would form the basis of updating national energy policies. Although the consultation process is not finished yet, we take the data from the scenario analysis as a proxy for its updated target. | Installed capacity: p.17, Table 7 Generation: p.20, Table 9
2030 | Coal | generation_twh | 69.36 | Official projections | SCENARIO 3. FOR PRECONSULATION OF THE KPEIK/PEP2040 UPDATE Analysis for the electricity sector, taking into account the change in the political and economic situation after Russia's invasion of Ukraine | The Ministry of Climate and Environment | 2023-06-01 | https://www.gov.pl/web/klimat/prekonsultacje-w-zkresie-aktualizacji-dokumentow-strategicznych-kpeikpep2040 | The government of Poland is undergoing the drafting process for the Polish Energy Policy 2040 (PEP2040) and NECP. A scenario analysis was conducted to inform this process, which would form the basis of updating national energy policies. Although the consultation process is not finished yet, we take the data from the scenario analysis as a proxy for its updated target. | Installed capacity: p.17, Table 7 Generation: p.20, Table 9
2030 | Gas | generation_twh | 29.45 | Official projections | SCENARIO 3. FOR PRECONSULATION OF THE KPEIK/PEP2040 UPDATE Analysis for the electricity sector, taking into account the change in the political and economic situation after Russia's invasion of Ukraine | The Ministry of Climate and Environment | 2023-06-01 | https://www.gov.pl/web/klimat/prekonsultacje-w-zkresie-aktualizacji-dokumentow-strategicznych-kpeikpep2040 | The government of Poland is undergoing the drafting process for the Polish Energy Policy 2040 (PEP2040) and NECP. A scenario analysis was conducted to inform this process, which would form the basis of updating national energy policies. Although the consultation process is not finished yet, we take the data from the scenario analysis as a proxy for its updated target. | Installed capacity: p.17, Table 7 Generation: p.20, Table 9
2030 | Hydro | generation_twh | 2 | Official projections | SCENARIO 3. FOR PRECONSULATION OF THE KPEIK/PEP2040 UPDATE Analysis for the electricity sector, taking into account the change in the political and economic situation after Russia's invasion of Ukraine | The Ministry of Climate and Environment | 2023-06-01 | https://www.gov.pl/web/klimat/prekonsultacje-w-zkresie-aktualizacji-dokumentow-strategicznych-kpeikpep2040 | The government of Poland is undergoing the drafting process for the Polish Energy Policy 2040 (PEP2040) and NECP. A scenario analysis was conducted to inform this process, which would form the basis of updating national energy policies. Although the consultation process is not finished yet, we take the data from the scenario analysis as a proxy for its updated target. | Installed capacity: p.17, Table 7 Generation: p.20, Table 9
2030 | Nuclear | generation_twh | 1.05 | Official projections | SCENARIO 3. FOR PRECONSULATION OF THE KPEIK/PEP2040 UPDATE Analysis for the electricity sector, taking into account the change in the political and economic situation after Russia's invasion of Ukraine | The Ministry of Climate and Environment | 2023-06-01 | https://www.gov.pl/web/klimat/prekonsultacje-w-zkresie-aktualizacji-dokumentow-strategicznych-kpeikpep2040 | The government of Poland is undergoing the drafting process for the Polish Energy Policy 2040 (PEP2040) and NECP. A scenario analysis was conducted to inform this process, which would form the basis of updating national energy policies. Although the consultation process is not finished yet, we take the data from the scenario analysis as a proxy for its updated target. | Installed capacity: p.17, Table 7 Generation: p.20, Table 9
2030 | Offshore Wind | generation_twh | 21.57 | Official projections | SCENARIO 3. FOR PRECONSULATION OF THE KPEIK/PEP2040 UPDATE Analysis for the electricity sector, taking into account the change in the political and economic situation after Russia's invasion of Ukraine | The Ministry of Climate and Environment | 2023-06-01 | https://www.gov.pl/web/klimat/prekonsultacje-w-zkresie-aktualizacji-dokumentow-strategicznych-kpeikpep2040 | The government of Poland is undergoing the drafting process for the Polish Energy Policy 2040 (PEP2040) and NECP. A scenario analysis was conducted to inform this process, which would form the basis of updating national energy policies. Although the consultation process is not finished yet, we take the data from the scenario analysis as a proxy for its updated target. | Installed capacity: p.17, Table 7 Generation: p.20, Table 9
2030 | Onshore Wind | generation_twh | 34.37 | Official projections | SCENARIO 3. FOR PRECONSULATION OF THE KPEIK/PEP2040 UPDATE Analysis for the electricity sector, taking into account the change in the political and economic situation after Russia's invasion of Ukraine | The Ministry of Climate and Environment | 2023-06-01 | https://www.gov.pl/web/klimat/prekonsultacje-w-zkresie-aktualizacji-dokumentow-strategicznych-kpeikpep2040 | The government of Poland is undergoing the drafting process for the Polish Energy Policy 2040 (PEP2040) and NECP. A scenario analysis was conducted to inform this process, which would form the basis of updating national energy policies. Although the consultation process is not finished yet, we take the data from the scenario analysis as a proxy for its updated target. | Installed capacity: p.17, Table 7 Generation: p.20, Table 9
2030 | Other Fossil | generation_twh | 4.43 | Official projections | SCENARIO 3. FOR PRECONSULATION OF THE KPEIK/PEP2040 UPDATE Analysis for the electricity sector, taking into account the change in the political and economic situation after Russia's invasion of Ukraine | The Ministry of Climate and Environment | 2023-06-01 | https://www.gov.pl/web/klimat/prekonsultacje-w-zkresie-aktualizacji-dokumentow-strategicznych-kpeikpep2040 | The government of Poland is undergoing the drafting process for the Polish Energy Policy 2040 (PEP2040) and NECP. A scenario analysis was conducted to inform this process, which would form the basis of updating national energy policies. Although the consultation process is not finished yet, we take the data from the scenario analysis as a proxy for its updated target. | Installed capacity: p.17, Table 7 Generation: p.20, Table 9
2030 | Solar | generation_twh | 25.12 | Official projections | SCENARIO 3. FOR PRECONSULATION OF THE KPEIK/PEP2040 UPDATE Analysis for the electricity sector, taking into account the change in the political and economic situation after Russia's invasion of Ukraine | The Ministry of Climate and Environment | 2023-06-01 | https://www.gov.pl/web/klimat/prekonsultacje-w-zkresie-aktualizacji-dokumentow-strategicznych-kpeikpep2040 | The government of Poland is undergoing the drafting process for the Polish Energy Policy 2040 (PEP2040) and NECP. A scenario analysis was conducted to inform this process, which would form the basis of updating national energy policies. Although the consultation process is not finished yet, we take the data from the scenario analysis as a proxy for its updated target. | Installed capacity: p.17, Table 7 Generation: p.20, Table 9
2030 | Bioenergy | share_of_generation_pct | 5.12 | Official projections | SCENARIO 3. FOR PRECONSULATION OF THE KPEIK/PEP2040 UPDATE Analysis for the electricity sector, taking into account the change in the political and economic situation after Russia's invasion of Ukraine | The Ministry of Climate and Environment | 2023-06-01 | https://www.gov.pl/web/klimat/prekonsultacje-w-zkresie-aktualizacji-dokumentow-strategicznych-kpeikpep2040 | The government of Poland is undergoing the drafting process for the Polish Energy Policy 2040 (PEP2040) and NECP. A scenario analysis was conducted to inform this process, which would form the basis of updating national energy policies. Although the consultation process is not finished yet, we take the data from the scenario analysis as a proxy for its updated target. | Installed capacity: p.17, Table 7 Generation: p.20, Table 9
2030 | Coal | share_of_generation_pct | 35.12 | Official projections | SCENARIO 3. FOR PRECONSULATION OF THE KPEIK/PEP2040 UPDATE Analysis for the electricity sector, taking into account the change in the political and economic situation after Russia's invasion of Ukraine | The Ministry of Climate and Environment | 2023-06-01 | https://www.gov.pl/web/klimat/prekonsultacje-w-zkresie-aktualizacji-dokumentow-strategicznych-kpeikpep2040 | The government of Poland is undergoing the drafting process for the Polish Energy Policy 2040 (PEP2040) and NECP. A scenario analysis was conducted to inform this process, which would form the basis of updating national energy policies. Although the consultation process is not finished yet, we take the data from the scenario analysis as a proxy for its updated target. | Installed capacity: p.17, Table 7 Generation: p.20, Table 9
2030 | Gas | share_of_generation_pct | 14.92 | Official projections | SCENARIO 3. FOR PRECONSULATION OF THE KPEIK/PEP2040 UPDATE Analysis for the electricity sector, taking into account the change in the political and economic situation after Russia's invasion of Ukraine | The Ministry of Climate and Environment | 2023-06-01 | https://www.gov.pl/web/klimat/prekonsultacje-w-zkresie-aktualizacji-dokumentow-strategicznych-kpeikpep2040 | The government of Poland is undergoing the drafting process for the Polish Energy Policy 2040 (PEP2040) and NECP. A scenario analysis was conducted to inform this process, which would form the basis of updating national energy policies. Although the consultation process is not finished yet, we take the data from the scenario analysis as a proxy for its updated target. | Installed capacity: p.17, Table 7 Generation: p.20, Table 9
2030 | Hydro | share_of_generation_pct | 1.01 | Official projections | SCENARIO 3. FOR PRECONSULATION OF THE KPEIK/PEP2040 UPDATE Analysis for the electricity sector, taking into account the change in the political and economic situation after Russia's invasion of Ukraine | The Ministry of Climate and Environment | 2023-06-01 | https://www.gov.pl/web/klimat/prekonsultacje-w-zkresie-aktualizacji-dokumentow-strategicznych-kpeikpep2040 | The government of Poland is undergoing the drafting process for the Polish Energy Policy 2040 (PEP2040) and NECP. A scenario analysis was conducted to inform this process, which would form the basis of updating national energy policies. Although the consultation process is not finished yet, we take the data from the scenario analysis as a proxy for its updated target. | Installed capacity: p.17, Table 7 Generation: p.20, Table 9
2030 | Nuclear | share_of_generation_pct | 0.53 | Official projections | SCENARIO 3. FOR PRECONSULATION OF THE KPEIK/PEP2040 UPDATE Analysis for the electricity sector, taking into account the change in the political and economic situation after Russia's invasion of Ukraine | The Ministry of Climate and Environment | 2023-06-01 | https://www.gov.pl/web/klimat/prekonsultacje-w-zkresie-aktualizacji-dokumentow-strategicznych-kpeikpep2040 | The government of Poland is undergoing the drafting process for the Polish Energy Policy 2040 (PEP2040) and NECP. A scenario analysis was conducted to inform this process, which would form the basis of updating national energy policies. Although the consultation process is not finished yet, we take the data from the scenario analysis as a proxy for its updated target. | Installed capacity: p.17, Table 7 Generation: p.20, Table 9
2030 | Offshore Wind | share_of_generation_pct | 10.92 | Official projections | SCENARIO 3. FOR PRECONSULATION OF THE KPEIK/PEP2040 UPDATE Analysis for the electricity sector, taking into account the change in the political and economic situation after Russia's invasion of Ukraine | The Ministry of Climate and Environment | 2023-06-01 | https://www.gov.pl/web/klimat/prekonsultacje-w-zkresie-aktualizacji-dokumentow-strategicznych-kpeikpep2040 | The government of Poland is undergoing the drafting process for the Polish Energy Policy 2040 (PEP2040) and NECP. A scenario analysis was conducted to inform this process, which would form the basis of updating national energy policies. Although the consultation process is not finished yet, we take the data from the scenario analysis as a proxy for its updated target. | Installed capacity: p.17, Table 7 Generation: p.20, Table 9
2030 | Onshore Wind | share_of_generation_pct | 17.4 | Official projections | SCENARIO 3. FOR PRECONSULATION OF THE KPEIK/PEP2040 UPDATE Analysis for the electricity sector, taking into account the change in the political and economic situation after Russia's invasion of Ukraine | The Ministry of Climate and Environment | 2023-06-01 | https://www.gov.pl/web/klimat/prekonsultacje-w-zkresie-aktualizacji-dokumentow-strategicznych-kpeikpep2040 | The government of Poland is undergoing the drafting process for the Polish Energy Policy 2040 (PEP2040) and NECP. A scenario analysis was conducted to inform this process, which would form the basis of updating national energy policies. Although the consultation process is not finished yet, we take the data from the scenario analysis as a proxy for its updated target. | Installed capacity: p.17, Table 7 Generation: p.20, Table 9
2030 | Other Fossil | share_of_generation_pct | 2.24 | Official projections | SCENARIO 3. FOR PRECONSULATION OF THE KPEIK/PEP2040 UPDATE Analysis for the electricity sector, taking into account the change in the political and economic situation after Russia's invasion of Ukraine | The Ministry of Climate and Environment | 2023-06-01 | https://www.gov.pl/web/klimat/prekonsultacje-w-zkresie-aktualizacji-dokumentow-strategicznych-kpeikpep2040 | The government of Poland is undergoing the drafting process for the Polish Energy Policy 2040 (PEP2040) and NECP. A scenario analysis was conducted to inform this process, which would form the basis of updating national energy policies. Although the consultation process is not finished yet, we take the data from the scenario analysis as a proxy for its updated target. | Installed capacity: p.17, Table 7 Generation: p.20, Table 9
2030 | Solar | share_of_generation_pct | 12.72 | Official projections | SCENARIO 3. FOR PRECONSULATION OF THE KPEIK/PEP2040 UPDATE Analysis for the electricity sector, taking into account the change in the political and economic situation after Russia's invasion of Ukraine | The Ministry of Climate and Environment | 2023-06-01 | https://www.gov.pl/web/klimat/prekonsultacje-w-zkresie-aktualizacji-dokumentow-strategicznych-kpeikpep2040 | The government of Poland is undergoing the drafting process for the Polish Energy Policy 2040 (PEP2040) and NECP. A scenario analysis was conducted to inform this process, which would form the basis of updating national energy policies. Although the consultation process is not finished yet, we take the data from the scenario analysis as a proxy for its updated target. | Installed capacity: p.17, Table 7 Generation: p.20, Table 9

## ccs_retrofits
model_fuel | model_name | capex | fixom | varom | efficiency | AF | efficiency_old | plant_old
coal | ep_coal_subcritical_G100000100691_ccs-rf | 3144 | 43.8 | 3.94 | 0.13349 | 0.59565 | 0.3296 | ep_coal_subcritical_G100000100691
coal | ep_coal_subcritical_G100000100725_ccs-rf | 2757 | 39.2 | 3.35 | 0.17809 | 0.6308 | 0.3605 | ep_coal_subcritical_G100000100725
coal | ep_coal_subcritical_G100000100726_ccs-rf | 2757 | 39.2 | 3.35 | 0.17809 | 0.6308 | 0.3605 | ep_coal_subcritical_G100000100726
coal | ep_coal_subcritical_G100000100727_ccs-rf | 2757 | 39.2 | 3.35 | 0.17809 | 0.6308 | 0.3605 | ep_coal_subcritical_G100000100727
coal | ep_coal_subcritical_G100000100728_ccs-rf | 2757 | 39.2 | 3.35 | 0.17809 | 0.6308 | 0.3605 | ep_coal_subcritical_G100000100728
coal | ep_coal_subcritical_G100000100729_ccs-rf | 2757 | 39.2 | 3.35 | 0.17809 | 0.6308 | 0.3605 | ep_coal_subcritical_G100000100729
coal | ep_coal_subcritical_G100000100730_ccs-rf | 2757 | 39.2 | 3.35 | 0.17809 | 0.6308 | 0.3605 | ep_coal_subcritical_G100000100730
coal | ep_coal_subcritical_G100000100731_ccs-rf | 2757 | 39.2 | 3.35 | 0.17809 | 0.6308 | 0.3605 | ep_coal_subcritical_G100000100731
coal | ep_coal_subcritical_G100000100732_ccs-rf | 2757 | 39.2 | 3.35 | 0.17809 | 0.6308 | 0.3605 | ep_coal_subcritical_G100000100732
coal | ep_coal_subcritical_G100000100733_ccs-rf | 2757 | 39.2 | 3.35 | 0.17809 | 0.6308 | 0.3605 | ep_coal_subcritical_G100000100733
coal | ep_coal_subcritical_G100000100734_ccs-rf | 2757 | 39.2 | 3.35 | 0.17809 | 0.6308 | 0.3605 | ep_coal_subcritical_G100000100734
coal | ep_coal_subcritical_G100000100735_ccs-rf | 2757 | 39.2 | 3.35 | 0.17809 | 0.6308 | 0.3605 | ep_coal_subcritical_G100000100735
coal | ep_coal_subcritical_G100000100841_ccs-rf | 3144 | 43.8 | 3.94 | 0.13766 | 0.59565 | 0.3399 | ep_coal_subcritical_G100000100841
coal | ep_coal_subcritical_G100000100842_ccs-rf | 2757 | 39.2 | 3.35 | 0.173 | 0.6308 | 0.3502 | ep_coal_subcritical_G100000100842
coal | ep_coal_subcritical_G100000100846_ccs-rf | 2757 | 39.2 | 3.35 | 0.173 | 0.6308 | 0.3502 | ep_coal_subcritical_G100000100846
coal | ep_coal_subcritical_G100000100847_ccs-rf | 3144 | 43.8 | 3.94 | 0.13766 | 0.59565 | 0.3399 | ep_coal_subcritical_G100000100847
coal | ep_coal_subcritical_G100000101142_ccs-rf | 3144 | 43.8 | 3.94 | 0.13349 | 0.59565 | 0.3296 | ep_coal_subcritical_G100000101142
coal | ep_coal_subcritical_G100000101144_ccs-rf | 3144 | 43.8 | 3.94 | 0.13349 | 0.59565 | 0.3296 | ep_coal_subcritical_G100000101144
coal | ep_coal_subcritical_G100000101557_ccs-rf | 2757 | 39.2 | 3.35 | 0.173 | 0.6308 | 0.3502 | ep_coal_subcritical_G100000101557
coal | ep_coal_subcritical_G100000101558_ccs-rf | 2757 | 39.2 | 3.35 | 0.173 | 0.6308 | 0.3502 | ep_coal_subcritical_G100000101558
coal | ep_coal_subcritical_G100000101868_ccs-rf | 2757 | 39.2 | 3.35 | 0.173 | 0.6308 | 0.3502 | ep_coal_subcritical_G100000101868
coal | ep_coal_subcritical_G100000102395_ccs-rf | 3144 | 43.8 | 3.94 | 0.13349 | 0.59565 | 0.3296 | ep_coal_subcritical_G100000102395
coal | ep_coal_subcritical_G100000102396_ccs-rf | 3144 | 43.8 | 3.94 | 0.13349 | 0.59565 | 0.3296 | ep_coal_subcritical_G100000102396
coal | ep_coal_subcritical_G100000102397_ccs-rf | 3144 | 43.8 | 3.94 | 0.13349 | 0.59565 | 0.3296 | ep_coal_subcritical_G100000102397
coal | ep_coal_subcritical_G100000102398_ccs-rf | 3144 | 43.8 | 3.94 | 0.13349 | 0.59565 | 0.3296 | ep_coal_subcritical_G100000102398
coal | ep_coal_subcritical_G100000102966_ccs-rf | 3144 | 43.8 | 3.94 | 0.13349 | 0.59565 | 0.3296 | ep_coal_subcritical_G100000102966
coal | ep_coal_subcritical_G100000102967_ccs-rf | 3144 | 43.8 | 3.94 | 0.13349 | 0.59565 | 0.3296 | ep_coal_subcritical_G100000102967
coal | ep_coal_subcritical_G100000102968_ccs-rf | 3144 | 43.8 | 3.94 | 0.13766 | 0.59565 | 0.3399 | ep_coal_subcritical_G100000102968
coal | ep_coal_subcritical_G100000102969_ccs-rf | 2757 | 39.2 | 3.35 | 0.173 | 0.6308 | 0.3502 | ep_coal_subcritical_G100000102969
coal | ep_coal_subcritical_G100000102971_ccs-rf | 3144 | 43.8 | 3.94 | 0.13766 | 0.59565 | 0.3399 | ep_coal_subcritical_G100000102971
coal | ep_coal_subcritical_G100000104993_ccs-rf | 2757 | 39.2 | 3.35 | 0.173 | 0.6308 | 0.3502 | ep_coal_subcritical_G100000104993
coal | ep_coal_subcritical_G100000104994_ccs-rf | 2757 | 39.2 | 3.35 | 0.173 | 0.6308 | 0.3502 | ep_coal_subcritical_G100000104994
coal | ep_coal_subcritical_G100000104995_ccs-rf | 3144 | 43.8 | 3.94 | 0.13349 | 0.59565 | 0.3296 | ep_coal_subcritical_G100000104995
coal | ep_coal_subcritical_G100000104996_ccs-rf | 3144 | 43.8 | 3.94 | 0.13349 | 0.59565 | 0.3296 | ep_coal_subcritical_G100000104996
coal | ep_coal_subcritical_G100000104997_ccs-rf | 3144 | 43.8 | 3.94 | 0.13349 | 0.59565 | 0.3296 | ep_coal_subcritical_G100000104997
coal | ep_coal_subcritical_G100000104998_ccs-rf | 3144 | 43.8 | 3.94 | 0.13349 | 0.59565 | 0.3296 | ep_coal_subcritical_G100000104998
coal | ep_coal_subcritical_G100000104999_ccs-rf | 3144 | 43.8 | 3.94 | 0.13349 | 0.59565 | 0.3296 | ep_coal_subcritical_G100000104999
coal | ep_coal_subcritical_G100000105000_ccs-rf | 3144 | 43.8 | 3.94 | 0.13349 | 0.59565 | 0.3296 | ep_coal_subcritical_G100000105000
coal | ep_coal_subcritical_G100000105620_ccs-rf | 2757 | 39.2 | 3.35 | 0.173 | 0.6308 | 0.3502 | ep_coal_subcritical_G100000105620
coal | ep_coal_subcritical_G100000105919_ccs-rf | 3144 | 43.8 | 3.94 | 0.13349 | 0.59565 | 0.3296 | ep_coal_subcritical_G100000105919
coal | ep_coal_subcritical_G100000105920_ccs-rf | 1967 | 25.2 | 2.73 | 0.2672 | 0.7676 | 0.3502 | ep_coal_subcritical_G100000105920
coal | ep_coal_subcritical_G100000105921_ccs-rf | 3144 | 43.8 | 3.94 | 0.13349 | 0.59565 | 0.3296 | ep_coal_subcritical_G100000105921
coal | ep_coal_subcritical_G100000105922_ccs-rf | 3144 | 43.8 | 3.94 | 0.13349 | 0.59565 | 0.3296 | ep_coal_subcritical_G100000105922
coal | ep_coal_subcritical_G100000105923_ccs-rf | 3144 | 43.8 | 3.94 | 0.13349 | 0.59565 | 0.3296 | ep_coal_subcritical_G100000105923
coal | ep_coal_subcritical_G100000105924_ccs-rf | 3144 | 43.8 | 3.94 | 0.13349 | 0.59565 | 0.3296 | ep_coal_subcritical_G100000105924
coal | ep_coal_subcritical_G100000105925_ccs-rf | 3144 | 43.8 | 3.94 | 0.13349 | 0.59565 | 0.3296 | ep_coal_subcritical_G100000105925
coal | ep_coal_subcritical_G100000105926_ccs-rf | 3144 | 43.8 | 3.94 | 0.13349 | 0.59565 | 0.3296 | ep_coal_subcritical_G100000105926
coal | ep_coal_subcritical_G100000105927_ccs-rf | 3144 | 43.8 | 3.94 | 0.13349 | 0.59565 | 0.3296 | ep_coal_subcritical_G100000105927
coal | ep_coal_subcritical_G100000105928_ccs-rf | 1967 | 25.2 | 2.73 | 0.2672 | 0.7676 | 0.3502 | ep_coal_subcritical_G100000105928
coal | ep_coal_subcritical_G100000105933_ccs-rf | 3583 | 49 | 4.59 | 0.093936 | 0.5605 | 0.309 | ep_coal_subcritical_G100000105933
coal | ep_coal_subcritical_G100000105934_ccs-rf | 3144 | 43.8 | 3.94 | 0.13349 | 0.59565 | 0.3296 | ep_coal_subcritical_G100000105934
coal | ep_coal_subcritical_G100000105935_ccs-rf | 3144 | 43.8 | 3.94 | 0.13766 | 0.59565 | 0.3399 | ep_coal_subcritical_G100000105935
coal | ep_coal_subcritical_G100000106198_ccs-rf | 3144 | 43.8 | 3.94 | 0.13766 | 0.59565 | 0.3399 | ep_coal_subcritical_G100000106198
coal | ep_coal_subcritical_G100000106199_ccs-rf | 3144 | 43.8 | 3.94 | 0.13766 | 0.59565 | 0.3399 | ep_coal_subcritical_G100000106199
coal | ep_coal_subcritical_G100000106200_ccs-rf | 3144 | 43.8 | 3.94 | 0.13766 | 0.59565 | 0.3399 | ep_coal_subcritical_G100000106200
coal | ep_coal_subcritical_G100000106202_ccs-rf | 3144 | 43.8 | 3.94 | 0.13766 | 0.59565 | 0.3399 | ep_coal_subcritical_G100000106202
coal | ep_coal_subcritical_G100000106376_ccs-rf | 3583 | 49 | 4.59 | 0.093936 | 0.5605 | 0.309 | ep_coal_subcritical_G100000106376
coal | ep_coal_subcritical_G100000106377_ccs-rf | 3583 | 49 | 4.59 | 0.093936 | 0.5605 | 0.309 | ep_coal_subcritical_G100000106377
coal | ep_coal_subcritical_G100000106378_ccs-rf | 3583 | 49 | 4.59 | 0.093936 | 0.5605 | 0.309 | ep_coal_subcritical_G100000106378
coal | ep_coal_subcritical_G100000106379_ccs-rf | 3144 | 43.8 | 3.94 | 0.13349 | 0.59565 | 0.3296 | ep_coal_subcritical_G100000106379
coal | ep_coal_subcritical_G100000106380_ccs-rf | 3144 | 43.8 | 3.94 | 0.13349 | 0.59565 | 0.3296 | ep_coal_subcritical_G100000106380
coal | ep_coal_subcritical_G100000106381_ccs-rf | 2757 | 39.2 | 3.35 | 0.173 | 0.6308 | 0.3502 | ep_coal_subcritical_G100000106381
coal | ep_coal_subcritical_G100000107649_ccs-rf | 2757 | 39.2 | 3.35 | 0.18318 | 0.6308 | 0.3708 | ep_coal_subcritical_G100000107649
coal | ep_coal_subcritical_G100000107650_ccs-rf | 2757 | 39.2 | 3.35 | 0.18318 | 0.6308 | 0.3708 | ep_coal_subcritical_G100000107650
coal | ep_coal_subcritical_G100000107651_ccs-rf | 2757 | 39.2 | 3.35 | 0.18318 | 0.6308 | 0.3708 | ep_coal_subcritical_G100000107651
coal | ep_coal_subcritical_G100000107652_ccs-rf | 2757 | 39.2 | 3.35 | 0.18318 | 0.6308 | 0.3708 | ep_coal_subcritical_G100000107652
coal | ep_coal_subcritical_G100000107698_ccs-rf | 3144 | 43.8 | 3.94 | 0.13349 | 0.59565 | 0.3296 | ep_coal_subcritical_G100000107698
coal | ep_coal_subcritical_G100000107699_ccs-rf | 3144 | 43.8 | 3.94 | 0.13349 | 0.59565 | 0.3296 | ep_coal_subcritical_G100000107699
coal | ep_coal_subcritical_G100000107700_ccs-rf | 3144 | 43.8 | 3.94 | 0.13349 | 0.59565 | 0.3296 | ep_coal_subcritical_G100000107700
coal | ep_coal_subcritical_G100000108062_ccs-rf | 3144 | 43.8 | 3.94 | 0.13349 | 0.59565 | 0.3296 | ep_coal_subcritical_G100000108062
coal | ep_coal_subcritical_G100000108063_ccs-rf | 3144 | 43.8 | 3.94 | 0.13349 | 0.59565 | 0.3296 | ep_coal_subcritical_G100000108063
coal | ep_coal_subcritical_G100000108064_ccs-rf | 3144 | 43.8 | 3.94 | 0.13349 | 0.59565 | 0.3296 | ep_coal_subcritical_G100000108064
coal | ep_coal_subcritical_G100000108065_ccs-rf | 3144 | 43.8 | 3.94 | 0.13349 | 0.59565 | 0.3296 | ep_coal_subcritical_G100000108065
coal | ep_coal_subcritical_G100000108066_ccs-rf | 3144 | 43.8 | 3.94 | 0.13766 | 0.59565 | 0.3399 | ep_coal_subcritical_G100000108066
coal | ep_coal_subcritical_G100000108067_ccs-rf | 3144 | 43.8 | 3.94 | 0.13766 | 0.59565 | 0.3399 | ep_coal_subcritical_G100000108067
coal | ep_coal_subcritical_G100000108068_ccs-rf | 3144 | 43.8 | 3.94 | 0.13766 | 0.59565 | 0.3399 | ep_coal_subcritical_G100000108068
coal | ep_coal_subcritical_G100000108077_ccs-rf | 3583 | 49 | 4.59 | 0.093936 | 0.5605 | 0.309 | ep_coal_subcritical_G100000108077
coal | ep_coal_subcritical_G100000108078_ccs-rf | 3583 | 49 | 4.59 | 0.093936 | 0.5605 | 0.309 | ep_coal_subcritical_G100000108078
coal | ep_coal_subcritical_G100000108123_ccs-rf | 3144 | 43.8 | 3.94 | 0.13766 | 0.59565 | 0.3399 | ep_coal_subcritical_G100000108123
coal | ep_coal_subcritical_G100000108124_ccs-rf | 2757 | 39.2 | 3.35 | 0.173 | 0.6308 | 0.3502 | ep_coal_subcritical_G100000108124
coal | ep_coal_subcritical_G100000108125_ccs-rf | 2757 | 39.2 | 3.35 | 0.173 | 0.6308 | 0.3502 | ep_coal_subcritical_G100000108125
coal | ep_coal_subcritical_G100000108685_ccs-rf | 3144 | 43.8 | 3.94 | 0.13349 | 0.59565 | 0.3296 | ep_coal_subcritical_G100000108685
coal | ep_coal_subcritical_G100000108686_ccs-rf | 3144 | 43.8 | 3.94 | 0.13349 | 0.59565 | 0.3296 | ep_coal_subcritical_G100000108686
coal | ep_coal_subcritical_G100000108687_ccs-rf | 3144 | 43.8 | 3.94 | 0.13349 | 0.59565 | 0.3296 | ep_coal_subcritical_G100000108687
coal | ep_coal_subcritical_G100000108688_ccs-rf | 3144 | 43.8 | 3.94 | 0.13349 | 0.59565 | 0.3296 | ep_coal_subcritical_G100000108688
coal | ep_coal_subcritical_G100000109348_ccs-rf | 3583 | 49 | 4.59 | 0.084542 | 0.5605 | 0.2781 | ep_coal_subcritical_G100000109348
coal | ep_coal_subcritical_G100000109349_ccs-rf | 3583 | 49 | 4.59 | 0.084542 | 0.5605 | 0.2781 | ep_coal_subcritical_G100000109349
coal | ep_coal_subcritical_G100000109352_ccs-rf | 3583 | 49 | 4.59 | 0.093936 | 0.5605 | 0.309 | ep_coal_subcritical_G100000109352
coal | ep_coal_subcritical_G100000109353_ccs-rf | 3144 | 43.8 | 3.94 | 0.13349 | 0.59565 | 0.3296 | ep_coal_subcritical_G100000109353
coal | ep_coal_subcritical_G100000109354_ccs-rf | 3144 | 43.8 | 3.94 | 0.13349 | 0.59565 | 0.3296 | ep_coal_subcritical_G100000109354
coal | ep_coal_subcritical_G100000109355_ccs-rf | 3144 | 43.8 | 3.94 | 0.13349 | 0.59565 | 0.3296 | ep_coal_subcritical_G100000109355
coal | ep_coal_subcritical_G100000109356_ccs-rf | 2757 | 39.2 | 3.35 | 0.173 | 0.6308 | 0.3502 | ep_coal_subcritical_G100000109356
coal | ep_coal_subcritical_G100000109357_ccs-rf | 2757 | 39.2 | 3.35 | 0.173 | 0.6308 | 0.3502 | ep_coal_subcritical_G100000109357
coal | ep_coal_subcritical_G100000109472_ccs-rf | 3583 | 49 | 4.59 | 0.093936 | 0.5605 | 0.309 | ep_coal_subcritical_G100000109472
coal | ep_coal_subcritical_G100000109473_ccs-rf | 3583 | 49 | 4.59 | 0.093936 | 0.5605 | 0.309 | ep_coal_subcritical_G100000109473
coal | ep_coal_subcritical_G100000109474_ccs-rf | 3583 | 49 | 4.59 | 0.093936 | 0.5605 | 0.309 | ep_coal_subcritical_G100000109474
coal | ep_coal_subcritical_G100000110370_ccs-rf | 3583 | 49 | 4.59 | 0.093936 | 0.5605 | 0.309 | ep_coal_subcritical_G100000110370
coal | ep_coal_subcritical_G100000110373_ccs-rf | 3583 | 49 | 4.59 | 0.093936 | 0.5605 | 0.309 | ep_coal_subcritical_G100000110373
coal | ep_coal_subcritical_G100000110374_ccs-rf | 3583 | 49 | 4.59 | 0.093936 | 0.5605 | 0.309 | ep_coal_subcritical_G100000110374
coal | ep_coal_subcritical_G100000110375_ccs-rf | 3583 | 49 | 4.59 | 0.093936 | 0.5605 | 0.309 | ep_coal_subcritical_G100000110375
coal | ep_coal_subcritical_G100000110376_ccs-rf | 3583 | 49 | 4.59 | 0.093936 | 0.5605 | 0.309 | ep_coal_subcritical_G100000110376
coal | ep_coal_subcritical_G100000110377_ccs-rf | 3583 | 49 | 4.59 | 0.093936 | 0.5605 | 0.309 | ep_coal_subcritical_G100000110377
coal | ep_coal_subcritical_G100000110413_ccs-rf | 2757 | 39.2 | 3.35 | 0.173 | 0.6308 | 0.3502 | ep_coal_subcritical_G100000110413
coal | ep_coal_subcritical_G100000110973_ccs-rf | 3583 | 49 | 4.59 | 0.093936 | 0.5605 | 0.309 | ep_coal_subcritical_G100000110973
coal | ep_coal_subcritical_G100000110974_ccs-rf | 3144 | 43.8 | 3.94 | 0.13349 | 0.59565 | 0.3296 | ep_coal_subcritical_G100000110974
coal | ep_coal_subcritical_G100000110975_ccs-rf | 3144 | 43.8 | 3.94 | 0.13766 | 0.59565 | 0.3399 | ep_coal_subcritical_G100000110975
coal | ep_coal_subcritical_G100000111517_ccs-rf | 2757 | 39.2 | 3.35 | 0.173 | 0.6308 | 0.3502 | ep_coal_subcritical_G100000111517
coal | ep_coal_subcritical_G100000111548_ccs-rf | 3583 | 49 | 4.59 | 0.093936 | 0.5605 | 0.309 | ep_coal_subcritical_G100000111548
coal | ep_coal_subcritical_G100000111549_ccs-rf | 2757 | 39.2 | 3.35 | 0.173 | 0.6308 | 0.3502 | ep_coal_subcritical_G100000111549
coal | ep_coal_subcritical_G100000111550_ccs-rf | 3583 | 49 | 4.59 | 0.093936 | 0.5605 | 0.309 | ep_coal_subcritical_G100000111550
coal | ep_coal_subcritical_G100000111769_ccs-rf | 3144 | 43.8 | 3.94 | 0.13766 | 0.59565 | 0.3399 | ep_coal_subcritical_G100000111769
coal | ep_coal_subcritical_G100000111770_ccs-rf | 2757 | 39.2 | 3.35 | 0.173 | 0.6308 | 0.3502 | ep_coal_subcritical_G100000111770
coal | ep_coal_subcritical_G100000112582_ccs-rf | 3583 | 49 | 4.59 | 0.087674 | 0.5605 | 0.2884 | ep_coal_subcritical_G100000112582
coal | ep_coal_subcritical_G100000113458_ccs-rf | 3144 | 43.8 | 3.94 | 0.12932 | 0.59565 | 0.3193 | ep_coal_subcritical_G100000113458
coal | ep_coal_subcritical_G100000113459_ccs-rf | 3144 | 43.8 | 3.94 | 0.13349 | 0.59565 | 0.3296 | ep_coal_subcritical_G100000113459
coal | ep_coal_subcritical_G100000113571_ccs-rf | 2757 | 39.2 | 3.35 | 0.173 | 0.6308 | 0.3502 | ep_coal_subcritical_G100000113571
coal | ep_coal_subcritical__ccs-rf | 3583 | 49 | 4.59 | 0.11272 | 0.5605 | 0.3708 | ep_coal_subcritical_
coal | ep_coal_subcritical_ccs-rf | 3583 | 49 | 4.59 | 0.10333 | 0.5605 | 0.3399 | ep_coal_subcritical
coal | ep_coal_supercritical_G100000100722_ccs-rf | 1726 | 20.9 | 2.55 | 0.3612 | 0.8227 | 0.42745 | ep_coal_supercritical_G100000100722
coal | ep_coal_supercritical_G100000104991_ccs-rf | 1726 | 20.9 | 2.55 | 0.3612 | 0.8227 | 0.42745 | ep_coal_supercritical_G100000104991
coal | ep_coal_supercritical_G100000106102_ccs-rf | 1967 | 25.2 | 2.73 | 0.31043 | 0.7676 | 0.40685 | ep_coal_supercritical_G100000106102
coal | ep_coal_supercritical_G100000107859_ccs-rf | 1967 | 25.2 | 2.73 | 0.31043 | 0.7676 | 0.40685 | ep_coal_supercritical_G100000107859
coal | ep_coal_supercritical_G100001000616_ccs-rf | 1726 | 20.9 | 2.55 | 0.3612 | 0.8227 | 0.42745 | ep_coal_supercritical_G100001000616
coal | ep_coal_ultra-supercritical_G100000107653_ccs-rf | 1726 | 20.9 | 2.55 | 0.3786 | 0.8227 | 0.44805 | ep_coal_ultra-supercritical_G100000107653
coal | ep_coal_ultra-supercritical_G100000107654_ccs-rf | 1726 | 20.9 | 2.55 | 0.3786 | 0.8227 | 0.44805 | ep_coal_ultra-supercritical_G100000107654
coal | ep_coal_ultra-supercritical_G100000110372_ccs-rf | 1967 | 25.2 | 2.73 | 0.34972 | 0.7676 | 0.45835 | ep_coal_ultra-supercritical_G100000110372
gas | ep_gas_combined_cycle_G100000400573_ccs-rf | 1365 | 34.2 | 3.75 | 0.45062 | 0.84455 | 0.515 | ep_gas_combined_cycle_G100000400573
gas | ep_gas_combined_cycle_G100000400574_ccs-rf | 1365 | 34.2 | 3.75 | 0.5047 | 0.84455 | 0.5768 | ep_gas_combined_cycle_G100000400574
gas | ep_gas_combined_cycle_G100000400576_ccs-rf | 1365 | 34.2 | 3.75 | 0.46865 | 0.84455 | 0.5356 | ep_gas_combined_cycle_G100000400576
gas | ep_gas_combined_cycle_G100000400577_ccs-rf | 1365 | 34.2 | 3.75 | 0.52272 | 0.84455 | 0.5974 | ep_gas_combined_cycle_G100000400577
gas | ep_gas_combined_cycle_G100000400583_ccs-rf | 1365 | 34.2 | 3.75 | 0.46865 | 0.84455 | 0.5356 | ep_gas_combined_cycle_G100000400583
gas | ep_gas_combined_cycle_G100000400810_ccs-rf | 1365 | 34.2 | 3.75 | 0.45062 | 0.84455 | 0.515 | ep_gas_combined_cycle_G100000400810
gas | ep_gas_combined_cycle_G100000400812_ccs-rf | 1365 | 34.2 | 3.75 | 0.52272 | 0.84455 | 0.5974 | ep_gas_combined_cycle_G100000400812
gas | ep_gas_combined_cycle_G100000400813_ccs-rf | 1365 | 34.2 | 3.75 | 0.46865 | 0.84455 | 0.5356 | ep_gas_combined_cycle_G100000400813
gas | ep_gas_combined_cycle_G100000401072_ccs-rf | 1365 | 34.2 | 3.75 | 0.54075 | 0.84455 | 0.618 | ep_gas_combined_cycle_G100000401072
gas | ep_gas_combined_cycle_G100000401337_ccs-rf | 1365 | 34.2 | 3.75 | 0.54075 | 0.84455 | 0.618 | ep_gas_combined_cycle_G100000401337
gas | ep_gas_combined_cycle_G100000401338_ccs-rf | 1365 | 34.2 | 3.75 | 0.54075 | 0.84455 | 0.618 | ep_gas_combined_cycle_G100000401338
gas | ep_gas_combined_cycle_G100000401341_ccs-rf | 1365 | 34.2 | 3.75 | 0.52272 | 0.84455 | 0.5974 | ep_gas_combined_cycle_G100000401341
gas | ep_gas_combined_cycle_G100000401342_ccs-rf | 1365 | 34.2 | 3.75 | 0.54075 | 0.84455 | 0.618 | ep_gas_combined_cycle_G100000401342
gas | ep_gas_combined_cycle_G100000406283_ccs-rf | 1365 | 34.2 | 3.75 | 0.54075 | 0.84455 | 0.618 | ep_gas_combined_cycle_G100000406283
gas | ep_gas_combined_cycle_G100000406286_ccs-rf | 1365 | 34.2 | 3.75 | 0.52272 | 0.84455 | 0.5974 | ep_gas_combined_cycle_G100000406286
gas | ep_gas_combined_cycle_G100000406287_ccs-rf | 1365 | 34.2 | 3.75 | 0.52272 | 0.84455 | 0.5974 | ep_gas_combined_cycle_G100000406287
gas | ep_gas_combined_cycle_G100000410414_ccs-rf | 1365 | 34.2 | 3.75 | 0.54075 | 0.84455 | 0.618 | ep_gas_combined_cycle_G100000410414
gas | ep_gas_combined_cycle_G100001020486_ccs-rf | 1365 | 34.2 | 3.75 | 0.52272 | 0.84455 | 0.5974 | ep_gas_combined_cycle_G100001020486
gas | ep_gas_combined_cycle_G100001027892_ccs-rf | 1365 | 34.2 | 3.75 | 0.54075 | 0.84455 | 0.618 | ep_gas_combined_cycle_G100001027892
gas | ep_gas_combined_cycle_ccs-rf | 1365 | 34.2 | 3.75 | 0.5047 | 0.84455 | 0.5768 | ep_gas_combined_cycle
gas | ep_gas_gas_turbine_G100000400579_ccs-rf | 1365 | 34.2 | 3.75 | 0.27939 | 0.84455 | 0.3193 | ep_gas_gas_turbine_G100000400579
gas | ep_gas_gas_turbine_G100000410411_ccs-rf | 1365 | 34.2 | 3.75 | 0.27939 | 0.84455 | 0.3193 | ep_gas_gas_turbine_G100000410411
gas | ep_gas_internal_combustion_G100001000012_ccs-rf | 1365 | 34.2 | 3.75 | 0.32445 | 0.84455 | 0.3708 | ep_gas_internal_combustion_G100001000012
gas | ep_gas_internal_combustion_ccs-rf | 1365 | 34.2 | 3.75 | 0.31093 | 0.84455 | 0.35535 | ep_gas_internal_combustion
gas | ep_gas_steam_turbine_G100001000014_ccs-rf | 1365 | 34.2 | 3.75 | 0.31093 | 0.84455 | 0.35535 | ep_gas_steam_turbine_G100001000014
gas | ep_gas_steam_turbine_G100001000017_ccs-rf | 1365 | 34.2 | 3.75 | 0.26136 | 0.84455 | 0.2987 | ep_gas_steam_turbine_G100001000017
gas | ep_gas_steam_turbine_G100001000018_ccs-rf | 1365 | 34.2 | 3.75 | 0.26136 | 0.84455 | 0.2987 | ep_gas_steam_turbine_G100001000018
gas | ep_gas_steam_turbine_ccs-rf | 1365 | 34.2 | 3.75 | 0.29741 | 0.84455 | 0.3399 | ep_gas_steam_turbine

## historical_data
EMBER Utilization Factors
model_fuel | 2000 | 2001 | 2002 | 2003 | 2004 | 2005 | 2006 | 2007 | 2008 | 2009 | 2010 | 2011 | 2012 | 2013 | 2014 | 2015 | 2016 | 2017 | 2018 | 2019 | 2020 | 2021 | 2022 | 2023
bioenergy | 125.6% | 167.4% | 163.6% | 131.3% | 223.7% | 344.7% | 378.6% | 417.5% | 459.2% | 542.8% | 553.2% | 309.8% | 198.6% | 133% | 138.9% | 118.2% | 93.68% | 76.38% | 74.77% | 85.95% | 90.78% | 83.64% | 71.39% | 77.99%
coal | 53.31% | 52.95% | 51.53% | 54.43% | 54.61% | 54.9% | 56.89% | 55.84% | 53.13% | 50.65% | 52.08% | 52.21% | 51.6% | 53.62% | 51.09% | 51.91% | 52.16% | 51.63% | 51.27% | 44.72% | 41.99% | 50.29% | 49.17% | 41.25%
gas | 25.89% | 37.87% | 36.93% | 35.42% | 37.51% | 60.11% | 53.35% | 50.14% | 52.38% | 53.61% | 53.72% | 65.14% | 67.42% | 56.75% | 54.82% | 61.82% | 75.75% | 60.26% | 56.99% | 66.78% | 66.23% | 52.04% | 37.16% | 48.25%
hydro | 29.37% | 30.57% | 30.98% | 21.91% | 26.98% | 27.6% | 25.04% | 29.16% | 26.39% | 29.21% | 35.46% | 28.3% | 24.77% | 29.32% | 25.92% | 21.76% | 25.18% | 30.13% | 23.18% | 23.07% | 24.69% | 27.54% | 22.95% | 27.72%
oil | 6553500% | 6553500% | 6553500% | 6553500% | 6553500% | 6553500% | 6553500% | 6553500% | 6553500% | 6553500% | 6553500% | 6553500% | 6553500% | 6553500% | 6553500% | 6553500% | 6553500% | 6553500% | 6553500% | 6553500% | 6553500% | 6553500% | 6553500% | 6553500%
solar | [14 empty] | 3.805% | 6.227% | 7.21% | 6.692% | 6.115% | 5.263% | 5.664% | 6.046% | 7.795% | 8.838%
wind |  | 5.708% | 22.83% | 34.25% | 39.95% | 13.32% | 17.46% | 19.15% | 18.09% | 17.36% | 17.07% | 20.29% | 21.18% | 19.97% | 22.83% | 25.35% | 25% | 29.55% | 25.32% | 29.54% | 28.63% | 26.58% | 27.64% | 28.28%
IRENA Utilization Factors
model_fuel | 2000 | 2001 | 2002 | 2003 | 2004 | 2005 | 2006 | 2007 | 2008 | 2009 | 2010 | 2011 | 2012 | 2013 | 2014 | 2015 | 2016 | 2017 | 2018 | 2019 | 2020 | 2021 | 2022
bioenergy | 157.7% | 187.7% | 168.1% | 126.7% | 233.8% | 313.7% | 400.4% | 406.9% | 455.3% | 547.1% | 553.8% | 319.2% | 200.3% | 135.2% | 140.7% | 119.5% | 93.5% | 76.91% | 74.81% | 87.19% | 91.56% | 84.03% | 71.88%
hydro | 21.52% | 21.56% | 20.2% | 16.54% | 18.46% | 18.58% | 14.79% | 14.41% | 13.43% | 14.52% | 17% | 13.44% | 11.97% | 14.53% | 13.2% | 11.73% | 12.55% | 14.49% | 11.4% | 12.69% | 13.97% | 14.76% | 14.32%
oil | 0.819% | 1.011% | 1.028% | 0.9852% | 1.246% | 1.19% | 1.251% | 1.174% | 1.08% | 1.063% | 1.158% | 0.9809% | 0.8263% | 0.7509% | 0.7044% | 0.9088% | 1.023% | 0.8176% | 0.8095% | 0.8999% | 0.7488% | 0.8712% | 1.074%
solar | [11 empty] | 1.8% | 10.02% | 7.07% | 3.009% | 6.29% | 7.934% | 6.817% | 6.4% | 5.426% | 5.89% | 6.334% | 8.574%
wind | 14.27% | 8.411% | 21.76% | 40.44% | 40.62% | 12.78% | 17% | 19.46% | 18.16% | 17.35% | 17.15% | 20.32% | 21.13% | 19.99% | 22.84% | 25.37% | 25% | 29.55% | 25.34% | 29.54% | 28.64% | 26.6% | 27.7%
EMBER Generation (TWh)
model_fuel | 2000 | 2001 | 2002 | 2003 | 2004 | 2005 | 2006 | 2007 | 2008 | 2009 | 2010 | 2011 | 2012 | 2013 | 2014 | 2015 | 2016 | 2017 | 2018 | 2019 | 2020 | 2021 | 2022 | 2023
Total | 143.18 | 143.72 | 142.49 | 150.01 | 152.54 | 155.29 | 160.7 | 158.52 | 154.5 | 150.86 | 156.77 | 162.87 | 161.48 | 163.78 | 158.35 | 164.3 | 166 | 169.91 | 169.43 | 163.22 | 157.15 | 178.79 | 178.55 | 168.75
bioenergy | 0.22 | 0.44 | 0.43 | 0.46 | 0.98 | 1.51 | 1.99 | 2.56 | 3.62 | 5.23 | 6.3 | 7.6 | 10.09 | 8.62 | 9.98 | 9.94 | 7.96 | 6.49 | 6.55 | 7.68 | 8.35 | 8.06 | 7.63 | 8.13
coal | 135.89 | 134.97 | 132.94 | 140.66 | 141.12 | 141.88 | 147.01 | 144.01 | 138.89 | 133.38 | 136.51 | 139.76 | 134.57 | 137.72 | 129.52 | 130.52 | 130.32 | 131.16 | 130.56 | 118.14 | 107.4 | 127.57 | 124.73 | 103.02
gas | 0.93 | 1.36 | 2.2 | 2.42 | 3.22 | 5.16 | 4.58 | 4.48 | 4.68 | 4.79 | 4.8 | 5.82 | 6.26 | 5.27 | 5.33 | 6.39 | 7.83 | 10.03 | 12.63 | 14.8 | 17.29 | 15.82 | 11.36 | 14.75
hydro | 2.11 | 2.33 | 2.28 | 1.67 | 2.08 | 2.2 | 2.04 | 2.35 | 2.15 | 2.38 | 2.92 | 2.33 | 2.04 | 2.44 | 2.18 | 1.83 | 2.14 | 2.56 | 1.97 | 1.96 | 2.12 | 2.34 | 1.97 | 2.38
nuclear | 0 | 0 | 0 | 0 | 0 | 0 | 0 | 0 | 0 | 0 | 0 | 0 | 0 | 0 | 0 | 0 | 0 | 0 | 0 | 0 | 0 | 0 | 0 | 0
oil | 4.03 | 4.61 | 4.58 | 4.68 | 5 | 4.4 | 4.82 | 4.6 | 4.32 | 4 | 4.58 | 4.16 | 3.77 | 3.73 | 3.65 | 4.7 | 5.04 | 4.59 | 4.62 | 4.82 | 4.23 | 4.84 | 4.82 | 5.17
solar | 0 | 0 | 0 | 0 | 0 | 0 | 0 | 0 | 0 | 0 | 0 | 0 | 0 | 0 | 0.01 | 0.06 | 0.12 | 0.17 | 0.3 | 0.71 | 1.96 | 3.93 | 8.31 | 12.24
wind | 0 | 0.01 | 0.06 | 0.12 | 0.14 | 0.14 | 0.26 | 0.52 | 0.84 | 1.08 | 1.66 | 3.2 | 4.75 | 6 | 7.68 | 10.86 | 12.59 | 14.91 | 12.8 | 15.11 | 15.8 | 16.23 | 19.73 | 23.06
IRENA Generation (TWh)
model_fuel | 2000 | 2001 | 2002 | 2003 | 2004 | 2005 | 2006 | 2007 | 2008 | 2009 | 2010 | 2011 | 2012 | 2013 | 2014 | 2015 | 2016 | 2017 | 2018 | 2019 | 2020 | 2021 | 2022
Total | 155.074 | 155.506 | 154.016 | 161.521 | 154.1591 | 156.937 | 161.7486 | 159.3939 | 155.3557 | 151.7861 | 157.8732 | 163.7045 | 162.2812 | 164.6669 | 159.1465 | 165.0704 | 166.6602 | 170.4986 | 170.073 | 164.0221 | 158.0765 | 179.665 | 179.7824
bioenergy | 0.221 | 0.444 | 0.427 | 0.455 | 0.983 | 1.5116 | 1.9995 | 2.6019 | 3.6694 | 5.2915 | 6.5198 | 7.7572 | 10.2362 | 8.7097 | 10.0652 | 10.0622 | 7.981 | 6.5213 | 6.5815 | 7.7166 | 8.384 | 8.0948 | 7.6655
coal | 147.765 | 146.951 | 144.849 | 152.692 | 142.897 | 143.245 | 148.627 | 145.785 | 140.612 | 134.873 | 138.383 | 141.571 | 136.416 | 139.758 | 131.551 | 132.962 | 132.933 | 133.4387 | 133.0076 | 120.4515 | 109.3701 | 129.8102 | 126.6546
gas | 0.932 | 1.362 | 2.202 | 2.429 | 3.225 | 5.165 | 4.58 | 4.483 | 4.679 | 4.787 | 4.798 | 5.821 | 6.26 | 5.27 | 5.328 | 6.387 | 7.831 | 10.0349 | 12.6343 | 14.7974 | 17.2875 | 15.8237 | 11.3548
hydro | 4.116 | 4.22 | 3.906 | 3.293 | 3.6907 | 3.7779 | 3.0201 | 2.9395 | 2.7476 | 2.9744 | 3.4881 | 2.7616 | 2.4652 | 2.9969 | 2.7338 | 2.4352 | 2.6217 | 3.0339 | 2.3874 | 2.6649 | 2.937 | 3.1008 | 3.0183
oil | 2.035 | 2.515 | 2.571 | 2.528 | 3.221 | 3.102 | 3.266 | 3.063 | 2.811 | 2.783 | 3.02 | 2.589 | 2.156 | 1.927 | 1.786 | 2.309 | 2.582 | 2.3954 | 2.363 | 2.5743 | 2.3399 | 2.6675 | 2.9999
solar | [11 empty] | 0.000175 | 0.001141 | 0.001482 | 0.006891 | 0.056639 | 0.12387 | 0.16546 | 0.30049 | 0.71067 | 1.9579 | 3.9344 | 8.3097
wind | 0.005 | 0.014 | 0.061 | 0.124 | 0.14232 | 0.13547 | 0.25608 | 0.52158 | 0.8368 | 1.0773 | 1.6643 | 3.2045 | 4.7466 | 6.0038 | 7.6756 | 10.8584 | 12.5876 | 14.909 | 12.7988 | 15.1068 | 15.8 | 16.2335 | 19.7795
EMBER Capacity (GW)
model_fuel | 2000 | 2001 | 2002 | 2003 | 2004 | 2005 | 2006 | 2007 | 2008 | 2009 | 2010 | 2011 | 2012 | 2013 | 2014 | 2015 | 2016 | 2017 | 2018 | 2019 | 2020 | 2021 | 2022 | 2023
bioenergy | 0.02 | 0.03 | 0.03 | 0.04 | 0.05 | 0.05 | 0.06 | 0.07 | 0.09 | 0.11 | 0.13 | 0.28 | 0.58 | 0.74 | 0.82 | 0.96 | 0.97 | 0.97 | 1 | 1.02 | 1.05 | 1.1 | 1.22 | 1.19
coal | 29.1 | 29.1 | 29.45 | 29.5 | 29.5 | 29.5 | 29.5 | 29.44 | 29.84 | 30.06 | 29.92 | 30.56 | 29.77 | 29.32 | 28.94 | 28.7 | 28.52 | 29 | 29.07 | 30.16 | 29.2 | 28.96 | 28.96 | 28.51
gas | 0.41 | 0.41 | 0.68 | 0.78 | 0.98 | 0.98 | 0.98 | 1.02 | 1.02 | 1.02 | 1.02 | 1.02 | 1.06 | 1.06 | 1.11 | 1.18 | 1.18 | 1.9 | 2.53 | 2.53 | 2.98 | 3.47 | 3.49 | 3.49
hydro | 0.82 | 0.87 | 0.84 | 0.87 | 0.88 | 0.91 | 0.93 | 0.92 | 0.93 | 0.93 | 0.94 | 0.94 | 0.94 | 0.95 | 0.96 | 0.96 | 0.97 | 0.97 | 0.97 | 0.97 | 0.98 | 0.97 | 0.98 | 0.98
nuclear | 0 | 0 | 0 | 0 | 0 | 0 | 0 | 0 | 0 | 0 | 0 | 0 | 0 | 0 | 0 | 0 | 0 | 0 | 0 | 0 | 0 | 0 | 0 | 0
oil | 0 | 0 | 0 | 0 | 0 | 0 | 0 | 0 | 0 | 0 | 0 | 0 | 0 | 0 | 0 | 0 | 0 | 0 | 0 | 0 | 0 | 0 | 0 | 0
solar | 0 | 0 | 0 | 0 | 0 | 0 | 0 | 0 | 0 | 0 | 0 | 0 | 0 | 0 | 0.03 | 0.11 | 0.19 | 0.29 | 0.56 | 1.54 | 3.95 | 7.42 | 12.17 | 15.81
wind | 0 | 0.02 | 0.03 | 0.04 | 0.04 | 0.12 | 0.17 | 0.31 | 0.53 | 0.71 | 1.11 | 1.8 | 2.56 | 3.43 | 3.84 | 4.89 | 5.75 | 5.76 | 5.77 | 5.84 | 6.3 | 6.97 | 8.15 | 9.31
IRENA Capacity (GW)
model_fuel | 2000 | 2001 | 2002 | 2003 | 2004 | 2005 | 2006 | 2007 | 2008 | 2009 | 2010 | 2011 | 2012 | 2013 | 2014 | 2015 | 2016 | 2017 | 2018 | 2019 | 2020 | 2021 | 2022 | 2023 | 2024
bioenergy | 0.016 | 0.027 | 0.029 | 0.041 | 0.048 | 0.055 | 0.057 | 0.073 | 0.092 | 0.1104 | 0.1344 | 0.2774 | 0.5834 | 0.7354 | 0.8164 | 0.9609 | 0.9744 | 0.96799 | 1.0043 | 1.0103 | 1.0454 | 1.0997 | 1.2175 | 1.1763 | 1.1763
hydro | 2.183 | 2.234 | 2.207 | 2.273 | 2.282 | 2.321 | 2.331 | 2.328 | 2.335 | 2.338 | 2.342 | 2.346 | 2.351 | 2.355 | 2.364 | 2.37 | 2.385 | 2.3901 | 2.3913 | 2.397 | 2.3996 | 2.3975 | 2.4068 | 2.4104 | 2.3474
oil | 28.363 | 28.408 | 28.562 | 29.293 | 29.518 | 29.76 | 29.8 | 29.79 | 29.724 | 29.875 | 29.776 | 30.13 | 29.784 | 29.294 | 28.946 | 29.0025 | 28.811 | 33.4465 | 33.3225 | 32.6564 | 35.6705 | 34.9544 | 31.8907 | 31.9064 | 32.0524
solar | [11 empty] | 0.00111 | 0.0013 | 0.002393 | 0.026144 | 0.10279 | 0.17824 | 0.27709 | 0.53598 | 1.4953 | 3.795 | 7.0905 | 11.0631 | 16.4275 | 20.1991
wind | 0.004 | 0.019 | 0.032 | 0.035 | 0.04 | 0.121 | 0.172 | 0.306 | 0.526 | 0.709 | 1.108 | 1.8 | 2.564 | 3.429 | 3.836 | 4.886 | 5.747 | 5.7594 | 5.7661 | 5.8378 | 6.2983 | 6.9673 | 8.1502 | 9.3433 | 10.0593
Electricity Trade Data (TWh) - Source: UNSD
ISO | attribute | 2000 | 2001 | 2002 | 2003 | 2004 | 2005 | 2006 | 2007 | 2008 | 2009 | 2010 | 2011 | 2012 | 2013 | 2014 | 2015 | 2016 | 2017 | 2018 | 2019 | 2020 | 2021 | 2022 | 2023
POL | Export | 9.7 | 11 | 11.5 | 15.1 | 14.6 | 16.2 | 15.8 | 13.1 | 9.7 | 9.6 | 7.7 | 12 | 12.6 | 12.3 | 11.3 | 14.8 | 12 | 11 | 8.1 | 7.2 | 7.4 | 14.2 | 16.9 | 11.4
POL | Import | 3.3 | 4.3 | 4.5 | 5 | 5.3 | 5 | 4.8 | 7.8 | 9 | 7.4 | 6.3 | 6.8 | 9.8 | 7.8 | 13.5 | 14.5 | 14 | 13.3 | 13.8 | 17.9 | 20.6 | 15.1 | 15.2 | 15.1

## Calibration
iso_code | model_fuel | capacity_gw_gem | capacity_gw_irena | capacity_gw_ember
POL | bioenergy | 1.2 | 1.2 | 1.2
POL | coal | 29 |  | 29
POL | gas | 3.5 |  | 3.5
POL | hydro | 2.4 | 2.4 | 1
POL | solar | 11.1 | 11.1 | 12.2
POL | wind | 8.2 | 8.2 | 8.2
iso_code | model_fuel | generation_twh_gem_irena | generation_twh_gem_ember | generation_twh_irena | generation_twh_ember
POL | bioenergy | 7.7 | 7.6 | 7.7 | 7.6
POL | coal |  | 124.7 |  | 124.7
POL | gas |  | 11.4 |  | 11.4
POL | hydro | 3 | 4.8 | 3 | 2
POL | solar | 8.3 | 7.6 | 8.3 | 8.3
POL | wind | 19.8 | 19.7 | 19.8 | 19.7
iso_code | model_fuel | utilization_factor_irena | utilization_factor_ember | avg_efficiency | fuel_consumed_twh_irena | fuel_consumed_twh_ember | fuel_consumed_unsd_twh
POL | bioenergy | 0.72 | 0.71 | 0.31 | 25 | 24.8 | 26.2
POL | coal |  | 0.49 | 0.36 |  | 351.5 | 484.5
POL | gas |  | 0.37 | 0.55 |  | 21.6 | 30.9
POL | hydro | 0.14 | 0.23 | 1 | 3 | 4.8
POL | solar | 0.09 | 0.08 | 1 | 8.3 | 7.6
POL | wind | 0.28 | 0.28 | 1 | 19.8 | 19.7

## existing_stock
model_name | model_description | model_fuel | iso_code | Start year | retirement_year | state | city | status_group | Capacity_GW | capex | fixom | varom | efficiency | min_stable_factor_pct | min_up_time_h | min_down_time_h | max_ramp_up_pct_h | max_ramp_down_pct_h | startup_time_h | startup_cost_per_mw | shutdown_cost_per_mw
ep_bioenergy | Aggregated Plant | bioenergy | POL | 2010 |  |  |  | active | 0.037 | 5197.5 | 185.9 | 10.08 | 0.2884 | 38 | 5 | 5 | 30 | 30 | 5 | 40 | 10
ep_bioenergy | Aggregated Plant | bioenergy | POL | 2013 |  |  |  | active | 0.04 | 5197.5 | 185.9 | 10.08 | 0.309 | 38 | 5 | 5 | 30 | 30 | 5 | 40 | 10
ep_bioenergy_ | Aggregated Plant - EMBER Gap_Missing Bioenergy Capacity | bioenergy | POL | 2022 |  |  |  | active | 0.507 | 3850 | 143 | 8.4 | 0.3605 | 42 | 7 | 7 | 20 | 20 | 8 | 60 | 14
ep_bioenergy_G100000201417 | Konin power station_6 | bioenergy | POL | 2012 |  | Wielkopolskie | Gosławice | active | 0.05 | 5197.5 | 185.9 | 10.08 | 0.309 | 38 | 5 | 5 | 30 | 30 | 5 | 40 | 10
ep_bioenergy_G100000201421 | Swiecie Pulp Mill power station_6 | bioenergy | POL | 2015 |  | Kujawsko-Pomorskie | Mondi Świecie pulp mill | active | 0.088 | 4427.5 | 157.3 | 9.24 | 0.3193 | 38 | 5 | 5 | 30 | 30 | 5 | 40 | 10
ep_bioenergy_G100000201422 | Szczecin power station_4R | bioenergy | POL | 2011 |  | West Pomerania | Szczecin | active | 0.068 | 4427.5 | 157.3 | 9.24 | 0.3193 | 38 | 5 | 5 | 30 | 30 | 5 | 40 | 10
ep_bioenergy_G1000002499 | Bialystok power station_1R, timepoint 2 | bioenergy | POL | 1978 |  | Podlaskie | Białystok | active | 0.055 | 4427.5 | 157.3 | 9.24 | 0.2575 | 38 | 5 | 5 | 30 | 30 | 5 | 40 | 10
ep_bioenergy_G1000002500 | Jaworzno power station_1R, timepoint 2 | bioenergy | POL | 1953 |  | Śląskie | Jaworzno | active | 0.05 | 5197.5 | 185.9 | 10.08 | 0.2369 | 38 | 5 | 5 | 30 | 30 | 5 | 40 | 10
ep_bioenergy_G1000002501 | Konin power station_5, timepoint 2 | bioenergy | POL | 1958 |  | Wielkopolskie | Gosławice | active | 0.05 | 5197.5 | 185.9 | 10.08 | 0.2369 | 38 | 5 | 5 | 30 | 30 | 5 | 40 | 10
ep_bioenergy_G1000002502 | Polaniec power station_8R, timepoint 2 | bioenergy | POL | 1983 |  | Świętokrzyskie | Tursko Małe | active | 0.225 | 4427.5 | 157.3 | 9.24 | 0.26265 | 38 | 5 | 5 | 30 | 30 | 5 | 40 | 10
ep_bioenergy_G100001017887 | Jaworzno power station_Phase 2 Unit 1, timepoint 2 | bioenergy | POL | 2013 |  | Śląskie | Jaworzno | active | 0.05 | 5197.5 | 185.9 | 10.08 | 0.309 | 38 | 5 | 5 | 30 | 30 | 5 | 40 | 10
ep_coal_subcritical | Aggregated Plant | coal | POL | 1955 |  |  |  | active | 0.032 | 2970 | 85.8 | 6.3 | 0.2781 | 38 | 5 | 5 | 30 | 30 | 5 | 40 | 10
ep_coal_subcritical | Aggregated Plant | coal | POL | 1958 |  |  |  | active | 0.0341 | 2970 | 85.8 | 6.3 | 0.2781 | 38 | 5 | 5 | 30 | 30 | 5 | 40 | 10
ep_coal_subcritical | Aggregated Plant | coal | POL | 1965 |  |  |  | active | 0.06 | 2970 | 85.8 | 6.3 | 0.2987 | 38 | 5 | 5 | 30 | 30 | 5 | 40 | 10
ep_coal_subcritical | Aggregated Plant | coal | POL | 1966 |  |  |  | active | 0.041 | 2970 | 85.8 | 6.3 | 0.2987 | 38 | 5 | 5 | 30 | 30 | 5 | 40 | 10
ep_coal_subcritical | Aggregated Plant | coal | POL | 1968 |  |  |  | active | 0.033 | 2970 | 85.8 | 6.3 | 0.2987 | 38 | 5 | 5 | 30 | 30 | 5 | 40 | 10
ep_coal_subcritical | Aggregated Plant | coal | POL | 1970 |  |  |  | active | 0.032 | 2970 | 85.8 | 6.3 | 0.2987 | 38 | 5 | 5 | 30 | 30 | 5 | 40 | 10
ep_coal_subcritical | Aggregated Plant | coal | POL | 1971 |  |  |  | active | 0.032 | 2970 | 85.8 | 6.3 | 0.3193 | 38 | 5 | 5 | 30 | 30 | 5 | 40 | 10
ep_coal_subcritical | Aggregated Plant | coal | POL | 1974 |  |  |  | active | 0.032 | 2970 | 85.8 | 6.3 | 0.3193 | 38 | 5 | 5 | 30 | 30 | 5 | 40 | 10
ep_coal_subcritical | Aggregated Plant | coal | POL | 1976 |  |  |  | active | 0.032 | 2970 | 85.8 | 6.3 | 0.3193 | 38 | 5 | 5 | 30 | 30 | 5 | 40 | 10
ep_coal_subcritical | Aggregated Plant | coal | POL | 1992 |  |  |  | active | 0.048 | 2970 | 85.8 | 6.3 | 0.3399 | 38 | 5 | 5 | 30 | 30 | 5 | 40 | 10
ep_coal_subcritical | Aggregated Plant | coal | POL | 2003 |  |  |  | active | 0.032 | 2970 | 85.8 | 6.3 | 0.3399 | 38 | 5 | 5 | 30 | 30 | 5 | 40 | 10
ep_coal_subcritical | Aggregated Plant | coal | POL | 2007 |  |  |  | active | 0.033 | 2970 | 85.8 | 6.3 | 0.3399 | 38 | 5 | 5 | 30 | 30 | 5 | 40 | 10
ep_coal_subcritical_ | Aggregated Plant - EMBER Gap_Missing Coal Capacity | coal | POL | 2022 |  |  |  | active | 1.103 | 2200 | 66 | 5.25 | 0.3708 | 42 | 7 | 7 | 20 | 20 | 8 | 60 | 14
ep_coal_subcritical_G100000100691 | Bedzin power station_Unit 1 | coal | POL | 1975 |  | Śląskie | Bedzin | active | 0.0815 | 2530 | 72.6 | 5.775 | 0.3296 | 38 | 5 | 5 | 30 | 30 | 5 | 40 | 10
ep_coal_subcritical_G100000100725 | Belchatow power station_Phase 1 Unit 10 | coal | POL | 1987 | 2034 | Lodzkie | Rogowiec | active | 0.37 | 2200 | 66 | 5.25 | 0.3605 | 42 | 7 | 7 | 20 | 20 | 8 | 60 | 14
ep_coal_subcritical_G100000100726 | Belchatow power station_Phase 1 Unit 11 | coal | POL | 1988 | 2035 | Lodzkie | Rogowiec | active | 0.39 | 2200 | 66 | 5.25 | 0.3605 | 42 | 7 | 7 | 20 | 20 | 8 | 60 | 14
ep_coal_subcritical_G100000100727 | Belchatow power station_Phase 1 Unit 12 | coal | POL | 1988 | 2035 | Lodzkie | Rogowiec | active | 0.37 | 2200 | 66 | 5.25 | 0.3605 | 42 | 7 | 7 | 20 | 20 | 8 | 60 | 14
ep_coal_subcritical_G100000100728 | Belchatow power station_Phase 1 Unit 2 | coal | POL | 1983 | 2030 | Lodzkie | Rogowiec | active | 0.358 | 2200 | 66 | 5.25 | 0.3605 | 42 | 7 | 7 | 20 | 20 | 8 | 60 | 14
ep_coal_subcritical_G100000100729 | Belchatow power station_Phase 1 Unit 3 | coal | POL | 1984 | 2031 | Lodzkie | Rogowiec | active | 0.38 | 2200 | 66 | 5.25 | 0.3605 | 42 | 7 | 7 | 20 | 20 | 8 | 60 | 14
ep_coal_subcritical_G100000100730 | Belchatow power station_Phase 1 Unit 4 | coal | POL | 1984 | 2032 | Lodzkie | Rogowiec | active | 0.38 | 2200 | 66 | 5.25 | 0.3605 | 42 | 7 | 7 | 20 | 20 | 8 | 60 | 14
ep_coal_subcritical_G100000100731 | Belchatow power station_Phase 1 Unit 5 | coal | POL | 1985 | 2032 | Lodzkie | Rogowiec | active | 0.38 | 2200 | 66 | 5.25 | 0.3605 | 42 | 7 | 7 | 20 | 20 | 8 | 60 | 14
ep_coal_subcritical_G100000100732 | Belchatow power station_Phase 1 Unit 6 | coal | POL | 1985 | 2033 | Lodzkie | Rogowiec | active | 0.394 | 2200 | 66 | 5.25 | 0.3605 | 42 | 7 | 7 | 20 | 20 | 8 | 60 | 14
ep_coal_subcritical_G100000100733 | Belchatow power station_Phase 1 Unit 7 | coal | POL | 1985 | 2033 | Lodzkie | Rogowiec | active | 0.39 | 2200 | 66 | 5.25 | 0.3605 | 42 | 7 | 7 | 20 | 20 | 8 | 60 | 14
ep_coal_subcritical_G100000100734 | Belchatow power station_Phase 1 Unit 8 | coal | POL | 1986 | 2034 | Lodzkie | Rogowiec | active | 0.39 | 2200 | 66 | 5.25 | 0.3605 | 42 | 7 | 7 | 20 | 20 | 8 | 60 | 14
ep_coal_subcritical_G100000100735 | Belchatow power station_Phase 1 Unit 9 | coal | POL | 1986 | 2034 | Lodzkie | Rogowiec | active | 0.37 | 2200 | 66 | 5.25 | 0.3605 | 42 | 7 | 7 | 20 | 20 | 8 | 60 | 14
ep_coal_subcritical_G100000100841 | Bialystok power station_Unit 2 | coal | POL | 1981 |  | Podlaskie | Białystok | active | 0.055 | 2530 | 72.6 | 5.775 | 0.3399 | 38 | 5 | 5 | 30 | 30 | 5 | 40 | 10
ep_coal_subcritical_G100000100842 | Bialystok power station_Unit 3 | coal | POL | 1991 |  | Podlaskie | Białystok | active | 0.055 | 2530 | 72.6 | 5.775 | 0.3502 | 38 | 5 | 5 | 30 | 30 | 5 | 40 | 10
ep_coal_subcritical_G100000100846 | Bielsko-Biala power station_EC2 | coal | POL | 1997 |  | Śląskie | Bielsko-Biała | active | 0.055 | 2530 | 72.6 | 5.775 | 0.3502 | 38 | 5 | 5 | 30 | 30 | 5 | 40 | 10
ep_coal_subcritical_G100000100847 | Bielsko-Biala power station_EC1 Unit 1A | coal | POL | 2013 |  | Śląskie | Bielsko-Biała | active | 0.05 | 2970 | 85.8 | 6.3 | 0.3399 | 38 | 5 | 5 | 30 | 30 | 5 | 40 | 10
ep_coal_subcritical_G100000101142 | Bydgoszcz power station_Phase 2 Unit 1 | coal | POL | 1971 | 2025 | Kujawsko-pomorskie |  | active | 0.055 | 2530 | 72.6 | 5.775 | 0.3296 | 38 | 5 | 5 | 30 | 30 | 5 | 40 | 10
ep_coal_subcritical_G100000101144 | Bydgoszcz power station_Phase 2 Unit 3 | coal | POL | 1976 | 2030 | Kujawsko-pomorskie |  | active | 0.055 | 2530 | 72.6 | 5.775 | 0.3296 | 38 | 5 | 5 | 30 | 30 | 5 | 40 | 10
ep_coal_subcritical_G100000101557 | Chorzow Elcho power station_Unit 1 | coal | POL | 2003 |  | Śląskie | Chorzów | active | 0.113 | 2530 | 72.6 | 5.775 | 0.3502 | 38 | 5 | 5 | 30 | 30 | 5 | 40 | 10
ep_coal_subcritical_G100000101558 | Chorzow Elcho power station_Unit 2 | coal | POL | 2003 |  | Śląskie | Chorzów | active | 0.113 | 2530 | 72.6 | 5.775 | 0.3502 | 38 | 5 | 5 | 30 | 30 | 5 | 40 | 10
ep_coal_subcritical_G100000101868 | Czestochowa CHP power station_-- | coal | POL | 2010 | 2027 | Śląskie | Czestochowa | active | 0.064 | 2530 | 72.6 | 5.775 | 0.3502 | 38 | 5 | 5 | 30 | 30 | 5 | 40 | 10
ep_coal_subcritical_G100000102395 | Dolna Odra power station_Unit 5 | coal | POL | 1974 | 2025 | Zachodniopomorskie | Nowe Czarnowo | active | 0.222 | 2530 | 72.6 | 5.775 | 0.3296 | 38 | 5 | 5 | 30 | 30 | 5 | 40 | 10
ep_coal_subcritical_G100000102396 | Dolna Odra power station_Unit 6 | coal | POL | 1974 | 2025 | Zachodniopomorskie | Nowe Czarnowo | active | 0.222 | 2530 | 72.6 | 5.775 | 0.3296 | 38 | 5 | 5 | 30 | 30 | 5 | 40 | 10
ep_coal_subcritical_G100000102397 | Dolna Odra power station_Unit 7 | coal | POL | 1974 | 2025 | Zachodniopomorskie | Nowe Czarnowo | active | 0.232 | 2530 | 72.6 | 5.775 | 0.3296 | 38 | 5 | 5 | 30 | 30 | 5 | 40 | 10
ep_coal_subcritical_G100000102398 | Dolna Odra power station_Unit 8 | coal | POL | 1977 | 2025 | Zachodniopomorskie | Nowe Czarnowo | active | 0.232 | 2530 | 72.6 | 5.775 | 0.3296 | 38 | 5 | 5 | 30 | 30 | 5 | 40 | 10
ep_coal_subcritical_G100000102966 | Gdansk-2 power station_Unit 2 | coal | POL | 1973 | 2030 | Pomorskie | Gdańsk | active | 0.0528 | 2530 | 72.6 | 5.775 | 0.3296 | 38 | 5 | 5 | 30 | 30 | 5 | 40 | 10
ep_coal_subcritical_G100000102967 | Gdansk-2 power station_Unit 3 | coal | POL | 1978 | 2030 | Pomorskie | Gdańsk | active | 0.054 | 2530 | 72.6 | 5.775 | 0.3296 | 38 | 5 | 5 | 30 | 30 | 5 | 40 | 10
ep_coal_subcritical_G100000102968 | Gdansk-2 power station_Unit 4 | coal | POL | 1984 | 2030 | Pomorskie | Gdańsk | active | 0.058 | 2530 | 72.6 | 5.775 | 0.3399 | 38 | 5 | 5 | 30 | 30 | 5 | 40 | 10
ep_coal_subcritical_G100000102969 | Gdansk-2 power station_Unit 5 | coal | POL | 1994 | 2030 | Pomorskie | Gdańsk | active | 0.053 | 2530 | 72.6 | 5.775 | 0.3502 | 38 | 5 | 5 | 30 | 30 | 5 | 40 | 10
ep_coal_subcritical_G100000102971 | Gdynia-3 power station_Unit 2 | coal | POL | 1990 | 2030 | Pomorskie | Gdynia | active | 0.0526 | 2530 | 72.6 | 5.775 | 0.3399 | 38 | 5 | 5 | 30 | 30 | 5 | 40 | 10
ep_coal_subcritical_G100000104993 | Jaworzno power station_Phase 2 Unit 2 | coal | POL | 1998 |  | Śląskie | Jaworzno | active | 0.07 | 2530 | 72.6 | 5.775 | 0.3502 | 38 | 5 | 5 | 30 | 30 | 5 | 40 | 10
ep_coal_subcritical_G100000104994 | Jaworzno power station_Phase 2 Unit 3 | coal | POL | 1998 |  | Śląskie | Jaworzno | active | 0.07 | 2530 | 72.6 | 5.775 | 0.3502 | 38 | 5 | 5 | 30 | 30 | 5 | 40 | 10
ep_coal_subcritical_G100000104995 | Jaworzno power station_Phase 3 Unit 1 | coal | POL | 1977 |  | Śląskie | Jaworzno | active | 0.225 | 2530 | 72.6 | 5.775 | 0.3296 | 38 | 5 | 5 | 30 | 30 | 5 | 40 | 10
ep_coal_subcritical_G100000104996 | Jaworzno power station_Phase 3 Unit 2 | coal | POL | 1977 |  | Śląskie | Jaworzno | active | 0.225 | 2530 | 72.6 | 5.775 | 0.3296 | 38 | 5 | 5 | 30 | 30 | 5 | 40 | 10
ep_coal_subcritical_G100000104997 | Jaworzno power station_Phase 3 Unit 3 | coal | POL | 1977 |  | Śląskie | Jaworzno | active | 0.225 | 2530 | 72.6 | 5.775 | 0.3296 | 38 | 5 | 5 | 30 | 30 | 5 | 40 | 10
ep_coal_subcritical_G100000104998 | Jaworzno power station_Phase 3 Unit 4 | coal | POL | 1977 |  | Śląskie | Jaworzno | active | 0.225 | 2530 | 72.6 | 5.775 | 0.3296 | 38 | 5 | 5 | 30 | 30 | 5 | 40 | 10
ep_coal_subcritical_G100000104999 | Jaworzno power station_Phase 3 Unit 5 | coal | POL | 1978 |  | Śląskie | Jaworzno | active | 0.22 | 2530 | 72.6 | 5.775 | 0.3296 | 38 | 5 | 5 | 30 | 30 | 5 | 40 | 10
ep_coal_subcritical_G100000105000 | Jaworzno power station_Phase 3 Unit 6 | coal | POL | 1978 |  | Śląskie | Jaworzno | active | 0.225 | 2530 | 72.6 | 5.775 | 0.3296 | 38 | 5 | 5 | 30 | 30 | 5 | 40 | 10
ep_coal_subcritical_G100000105620 | Katowice PKE power station_Unit 1 | coal | POL | 1999 |  | Śląskie | Katowice | active | 0.135 | 2530 | 72.6 | 5.775 | 0.3502 | 38 | 5 | 5 | 30 | 30 | 5 | 40 | 10
ep_coal_subcritical_G100000105919 | Kozienice power station_Unit 1 | coal | POL | 1972 | 2025 | Masovian | Świerże Górne | active | 0.215 | 2530 | 72.6 | 5.775 | 0.3296 | 38 | 5 | 5 | 30 | 30 | 5 | 40 | 10
ep_coal_subcritical_G100000105920 | Kozienice power station_Unit 10 | coal | POL | 1979 | 2042 | Masovian | Świerże Górne | active | 0.56 | 2200 | 66 | 5.25 | 0.3502 | 42 | 7 | 7 | 20 | 20 | 8 | 60 | 14
ep_coal_subcritical_G100000105921 | Kozienice power station_Unit 2 | coal | POL | 1973 | 2025 | Masovian | Świerże Górne | active | 0.225 | 2530 | 72.6 | 5.775 | 0.3296 | 38 | 5 | 5 | 30 | 30 | 5 | 40 | 10
ep_coal_subcritical_G100000105922 | Kozienice power station_Unit 3 | coal | POL | 1973 | 2025 | Masovian | Świerże Górne | active | 0.225 | 2530 | 72.6 | 5.775 | 0.3296 | 38 | 5 | 5 | 30 | 30 | 5 | 40 | 10
ep_coal_subcritical_G100000105923 | Kozienice power station_Unit 4 | coal | POL | 1973 | 2025 | Masovian | Świerże Górne | active | 0.228 | 2530 | 72.6 | 5.775 | 0.3296 | 38 | 5 | 5 | 30 | 30 | 5 | 40 | 10
ep_coal_subcritical_G100000105924 | Kozienice power station_Unit 5 | coal | POL | 1973 | 2027 | Masovian | Świerże Górne | active | 0.225 | 2530 | 72.6 | 5.775 | 0.3296 | 38 | 5 | 5 | 30 | 30 | 5 | 40 | 10
ep_coal_subcritical_G100000105925 | Kozienice power station_Unit 6 | coal | POL | 1974 | 2027 | Masovian | Świerże Górne | active | 0.228 | 2530 | 72.6 | 5.775 | 0.3296 | 38 | 5 | 5 | 30 | 30 | 5 | 40 | 10
ep_coal_subcritical_G100000105926 | Kozienice power station_Unit 7 | coal | POL | 1974 | 2027 | Masovian | Świerże Górne | active | 0.225 | 2530 | 72.6 | 5.775 | 0.3296 | 38 | 5 | 5 | 30 | 30 | 5 | 40 | 10
ep_coal_subcritical_G100000105927 | Kozienice power station_Unit 8 | coal | POL | 1975 | 2027 | Masovian | Świerże Górne | active | 0.228 | 2530 | 72.6 | 5.775 | 0.3296 | 38 | 5 | 5 | 30 | 30 | 5 | 40 | 10
ep_coal_subcritical_G100000105928 | Kozienice power station_Unit 9 | coal | POL | 1978 | 2041 | Masovian | Świerże Górne | active | 0.56 | 2200 | 66 | 5.25 | 0.3502 | 42 | 7 | 7 | 20 | 20 | 8 | 60 | 14
ep_coal_subcritical_G100000105933 | Krakow-Leg power station_Unit 1 | coal | POL | 1970 | 2030 | Małopolskie | Kraków | active | 0.12 | 2530 | 72.6 | 5.775 | 0.309 | 38 | 5 | 5 | 30 | 30 | 5 | 40 | 10
ep_coal_subcritical_G100000105934 | Krakow-Leg power station_Unit 2 | coal | POL | 1978 | 2030 | Małopolskie | Kraków | active | 0.12 | 2530 | 72.6 | 5.775 | 0.3296 | 38 | 5 | 5 | 30 | 30 | 5 | 40 | 10
ep_coal_subcritical_G100000105935 | Krakow-Leg power station_Unit 3 | coal | POL | 1985 | 2030 | Małopolskie | Kraków | active | 0.11 | 2530 | 72.6 | 5.775 | 0.3399 | 38 | 5 | 5 | 30 | 30 | 5 | 40 | 10
ep_coal_subcritical_G100000106198 | Laziska power station_Unit 10 | coal | POL | 1982 |  | Śląskie | Łaziska Górne | active | 0.225 | 2530 | 72.6 | 5.775 | 0.3399 | 38 | 5 | 5 | 30 | 30 | 5 | 40 | 10
ep_coal_subcritical_G100000106199 | Laziska power station_Unit 11 | coal | POL | 1982 |  | Śląskie | Łaziska Górne | active | 0.225 | 2530 | 72.6 | 5.775 | 0.3399 | 38 | 5 | 5 | 30 | 30 | 5 | 40 | 10
ep_coal_subcritical_G100000106200 | Laziska power station_Unit 12 | coal | POL | 1982 |  | Śląskie | Łaziska Górne | active | 0.225 | 2530 | 72.6 | 5.775 | 0.3399 | 38 | 5 | 5 | 30 | 30 | 5 | 40 | 10
ep_coal_subcritical_G100000106202 | Laziska power station_Unit 9 | coal | POL | 1982 |  | Śląskie | Łaziska Górne | active | 0.23 | 2530 | 72.6 | 5.775 | 0.3399 | 38 | 5 | 5 | 30 | 30 | 5 | 40 | 10
ep_coal_subcritical_G100000106376 | Lodz-3 power station_Unit 2 | coal | POL | 1968 | 2025 | Lodzkie | Łódź | active | 0.055 | 2530 | 72.6 | 5.775 | 0.309 | 38 | 5 | 5 | 30 | 30 | 5 | 40 | 10
ep_coal_subcritical_G100000106377 | Lodz-3 power station_Unit 3 | coal | POL | 1968 | 2025 | Lodzkie | Łódź | active | 0.055 | 2530 | 72.6 | 5.775 | 0.309 | 38 | 5 | 5 | 30 | 30 | 5 | 40 | 10
ep_coal_subcritical_G100000106378 | Lodz-3 power station_Unit 4 | coal | POL | 1968 | 2025 | Lodzkie | Łódź | active | 0.055 | 2530 | 72.6 | 5.775 | 0.309 | 38 | 5 | 5 | 30 | 30 | 5 | 40 | 10
ep_coal_subcritical_G100000106379 | Lodz-4 power station_Unit 1 | coal | POL | 1977 | 2025 | Łódzkie |  | active | 0.055 | 2530 | 72.6 | 5.775 | 0.3296 | 38 | 5 | 5 | 30 | 30 | 5 | 40 | 10
ep_coal_subcritical_G100000106380 | Lodz-4 power station_Unit 2 | coal | POL | 1978 | 2025 | Łódzkie |  | active | 0.055 | 2530 | 72.6 | 5.775 | 0.3296 | 38 | 5 | 5 | 30 | 30 | 5 | 40 | 10
ep_coal_subcritical_G100000106381 | Lodz-4 power station_Unit 3 | coal | POL | 1992 | 2025 | Łódzkie |  | active | 0.105 | 2530 | 72.6 | 5.775 | 0.3502 | 38 | 5 | 5 | 30 | 30 | 5 | 40 | 10
ep_coal_subcritical_G100000107649 | Opole power station_Unit 1 | coal | POL | 1993 | 2020 | Opolskie | Brzezie | active | 0.386 | 2200 | 66 | 5.25 | 0.3708 | 42 | 7 | 7 | 20 | 20 | 8 | 60 | 14
ep_coal_subcritical_G100000107650 | Opole power station_Unit 2 | coal | POL | 1994 | 2020 | Opolskie | Brzezie | active | 0.383 | 2200 | 66 | 5.25 | 0.3708 | 42 | 7 | 7 | 20 | 20 | 8 | 60 | 14
ep_coal_subcritical_G100000107651 | Opole power station_Unit 3 | coal | POL | 1996 |  | Opolskie | Brzezie | active | 0.383 | 2200 | 66 | 5.25 | 0.3708 | 42 | 7 | 7 | 20 | 20 | 8 | 60 | 14
ep_coal_subcritical_G100000107652 | Opole power station_Unit 4 | coal | POL | 1997 |  | Opolskie | Brzezie | active | 0.38 | 2200 | 66 | 5.25 | 0.3708 | 42 | 7 | 7 | 20 | 20 | 8 | 60 | 14
ep_coal_subcritical_G100000107698 | Ostrołęka power station_Phase B Unit 1 | coal | POL | 1972 |  | Masovian | Ostroleka | active | 0.221 | 2530 | 72.6 | 5.775 | 0.3296 | 38 | 5 | 5 | 30 | 30 | 5 | 40 | 10
ep_coal_subcritical_G100000107699 | Ostrołęka power station_Phase B Unit 2 | coal | POL | 1972 |  | Masovian | Ostroleka | active | 0.2 | 2530 | 72.6 | 5.775 | 0.3296 | 38 | 5 | 5 | 30 | 30 | 5 | 40 | 10
ep_coal_subcritical_G100000107700 | Ostrołęka power station_Phase B Unit 3 | coal | POL | 1972 |  | Masovian | Ostroleka | active | 0.226 | 2530 | 72.6 | 5.775 | 0.3296 | 38 | 5 | 5 | 30 | 30 | 5 | 40 | 10
ep_coal_subcritical_G100000108062 | Polaniec power station_Unit 1 | coal | POL | 1979 |  | Świętokrzyskie | Tursko Małe | active | 0.225 | 2530 | 72.6 | 5.775 | 0.3296 | 38 | 5 | 5 | 30 | 30 | 5 | 40 | 10
ep_coal_subcritical_G100000108063 | Polaniec power station_Unit 2 | coal | POL | 1979 |  | Świętokrzyskie | Tursko Małe | active | 0.242 | 2530 | 72.6 | 5.775 | 0.3296 | 38 | 5 | 5 | 30 | 30 | 5 | 40 | 10
ep_coal_subcritical_G100000108064 | Polaniec power station_Unit 3 | coal | POL | 1979 |  | Świętokrzyskie | Tursko Małe | active | 0.242 | 2530 | 72.6 | 5.775 | 0.3296 | 38 | 5 | 5 | 30 | 30 | 5 | 40 | 10
ep_coal_subcritical_G100000108065 | Polaniec power station_Unit 4 | coal | POL | 1979 |  | Świętokrzyskie | Tursko Małe | active | 0.242 | 2530 | 72.6 | 5.775 | 0.3296 | 38 | 5 | 5 | 30 | 30 | 5 | 40 | 10
ep_coal_subcritical_G100000108066 | Polaniec power station_Unit 5 | coal | POL | 1982 |  | Świętokrzyskie | Tursko Małe | active | 0.225 | 2530 | 72.6 | 5.775 | 0.3399 | 38 | 5 | 5 | 30 | 30 | 5 | 40 | 10
ep_coal_subcritical_G100000108067 | Polaniec power station_Unit 6 | coal | POL | 1982 |  | Świętokrzyskie | Tursko Małe | active | 0.242 | 2530 | 72.6 | 5.775 | 0.3399 | 38 | 5 | 5 | 30 | 30 | 5 | 40 | 10
ep_coal_subcritical_G100000108068 | Polaniec power station_Unit 7 | coal | POL | 1983 |  | Świętokrzyskie | Tursko Małe | active | 0.239 | 2530 | 72.6 | 5.775 | 0.3399 | 38 | 5 | 5 | 30 | 30 | 5 | 40 | 10
ep_coal_subcritical_G100000108077 | Pomorzany power station_Unit 1 | coal | POL | 1961 |  | Zachodnio-Pomorskie | Szczecin | active | 0.067 | 2530 | 72.6 | 5.775 | 0.309 | 38 | 5 | 5 | 30 | 30 | 5 | 40 | 10
ep_coal_subcritical_G100000108078 | Pomorzany power station_Unit 2 | coal | POL | 1961 |  | Zachodnio-Pomorskie | Szczecin | active | 0.067 | 2530 | 72.6 | 5.775 | 0.309 | 38 | 5 | 5 | 30 | 30 | 5 | 40 | 10
ep_coal_subcritical_G100000108123 | Poznan Karolin power station_Unit 1 | coal | POL | 1985 | 2025 | Wielkopolskie | Poznań | active | 0.055 | 2530 | 72.6 | 5.775 | 0.3399 | 38 | 5 | 5 | 30 | 30 | 5 | 40 | 10
ep_coal_subcritical_G100000108124 | Poznan Karolin power station_Unit 2 | coal | POL | 1991 | 2025 | Wielkopolskie | Poznań | active | 0.1 | 2530 | 72.6 | 5.775 | 0.3502 | 38 | 5 | 5 | 30 | 30 | 5 | 40 | 10
ep_coal_subcritical_G100000108125 | Poznan Karolin power station_Unit 3 | coal | POL | 1998 | 2025 | Wielkopolskie | Poznań | active | 0.13 | 2530 | 72.6 | 5.775 | 0.3502 | 38 | 5 | 5 | 30 | 30 | 5 | 40 | 10
ep_coal_subcritical_G100000108685 | Rybnik power station_Unit 5 | coal | POL | 1978 | 2026 | Slaskie | Rybnik Wielopole | active | 0.215 | 2530 | 72.6 | 5.775 | 0.3296 | 38 | 5 | 5 | 30 | 30 | 5 | 40 | 10
ep_coal_subcritical_G100000108686 | Rybnik power station_Unit 6 | coal | POL | 1978 | 2026 | Slaskie | Rybnik Wielopole | active | 0.215 | 2530 | 72.6 | 5.775 | 0.3296 | 38 | 5 | 5 | 30 | 30 | 5 | 40 | 10
ep_coal_subcritical_G100000108687 | Rybnik power station_Unit 7 | coal | POL | 1978 | 2027 | Slaskie | Rybnik Wielopole | active | 0.22 | 2530 | 72.6 | 5.775 | 0.3296 | 38 | 5 | 5 | 30 | 30 | 5 | 40 | 10
ep_coal_subcritical_G100000108688 | Rybnik power station_Unit 8 | coal | POL | 1978 | 2027 | Slaskie | Rybnik Wielopole | active | 0.225 | 2530 | 72.6 | 5.775 | 0.3296 | 38 | 5 | 5 | 30 | 30 | 5 | 40 | 10
ep_coal_subcritical_G100000109348 | Siechnice power station_Unit 1 | coal | POL | 1955 | 2024 | Dolnośląskie | Siechnice | active | 0.05 | 2970 | 85.8 | 6.3 | 0.2781 | 38 | 5 | 5 | 30 | 30 | 5 | 40 | 10
ep_coal_subcritical_G100000109349 | Siechnice power station_Unit 2 | coal | POL | 1955 | 2024 | Dolnośląskie | Siechnice | active | 0.05 | 2970 | 85.8 | 6.3 | 0.2781 | 38 | 5 | 5 | 30 | 30 | 5 | 40 | 10
ep_coal_subcritical_G100000109352 | Siekierki power station_Unit 5 | coal | POL | 1961 | 2035 |  | Warszawa | active | 0.102 | 2530 | 72.6 | 5.775 | 0.309 | 38 | 5 | 5 | 30 | 30 | 5 | 40 | 10
ep_coal_subcritical_G100000109353 | Siekierki power station_Unit 6 | coal | POL | 1975 | 2035 |  | Warszawa | active | 0.12 | 2530 | 72.6 | 5.775 | 0.3296 | 38 | 5 | 5 | 30 | 30 | 5 | 40 | 10
ep_coal_subcritical_G100000109354 | Siekierki power station_Unit 7 | coal | POL | 1975 | 2035 |  | Warszawa | active | 0.102 | 2530 | 72.6 | 5.775 | 0.3296 | 38 | 5 | 5 | 30 | 30 | 5 | 40 | 10
ep_coal_subcritical_G100000109355 | Siekierki power station_Unit 8 | coal | POL | 1975 | 2035 |  | Warszawa | active | 0.102 | 2530 | 72.6 | 5.775 | 0.3296 | 38 | 5 | 5 | 30 | 30 | 5 | 40 | 10
ep_coal_subcritical_G100000109356 | Siersza power station_Unit 1 | coal | POL | 2002 | 2028 | Małopolskie | Czyżówka | active | 0.153 | 2530 | 72.6 | 5.775 | 0.3502 | 38 | 5 | 5 | 30 | 30 | 5 | 40 | 10
ep_coal_subcritical_G100000109357 | Siersza power station_Unit 2 | coal | POL | 2002 | 2028 | Małopolskie | Czyżówka | active | 0.153 | 2530 | 72.6 | 5.775 | 0.3502 | 38 | 5 | 5 | 30 | 30 | 5 | 40 | 10
ep_coal_subcritical_G100000109472 | Skawina power station_Unit 3 | coal | POL | 1961 |  | Małopolskie | Skawina | active | 0.11 | 2530 | 72.6 | 5.775 | 0.309 | 38 | 5 | 5 | 30 | 30 | 5 | 40 | 10
ep_coal_subcritical_G100000109473 | Skawina power station_Unit 4 | coal | POL | 1961 |  | Małopolskie | Skawina | active | 0.11 | 2530 | 72.6 | 5.775 | 0.309 | 38 | 5 | 5 | 30 | 30 | 5 | 40 | 10
ep_coal_subcritical_G100000109474 | Skawina power station_Unit 5 | coal | POL | 1961 |  | Małopolskie | Skawina | active | 0.11 | 2530 | 72.6 | 5.775 | 0.309 | 38 | 5 | 5 | 30 | 30 | 5 | 40 | 10
ep_coal_subcritical_G100000110370 | Turów power station_Unit 1 | coal | POL | 1962 |  | Dolnośląskie | Bogatynia | active | 0.235 | 2530 | 72.6 | 5.775 | 0.309 | 38 | 5 | 5 | 30 | 30 | 5 | 40 | 10
ep_coal_subcritical_G100000110373 | Turów power station_Unit 2 | coal | POL | 1962 |  | Dolnośląskie | Bogatynia | active | 0.235 | 2530 | 72.6 | 5.775 | 0.309 | 38 | 5 | 5 | 30 | 30 | 5 | 40 | 10
ep_coal_subcritical_G100000110374 | Turów power station_Unit 3 | coal | POL | 1963 |  | Dolnośląskie | Bogatynia | active | 0.235 | 2530 | 72.6 | 5.775 | 0.309 | 38 | 5 | 5 | 30 | 30 | 5 | 40 | 10
ep_coal_subcritical_G100000110375 | Turów power station_Unit 4 | coal | POL | 1963 |  | Dolnośląskie | Bogatynia | active | 0.261 | 2530 | 72.6 | 5.775 | 0.309 | 38 | 5 | 5 | 30 | 30 | 5 | 40 | 10
ep_coal_subcritical_G100000110376 | Turów power station_Unit 5 | coal | POL | 1964 |  | Dolnośląskie | Bogatynia | active | 0.261 | 2530 | 72.6 | 5.775 | 0.309 | 38 | 5 | 5 | 30 | 30 | 5 | 40 | 10
ep_coal_subcritical_G100000110377 | Turów power station_Unit 6 | coal | POL | 1964 |  | Dolnośląskie | Bogatynia | active | 0.261 | 2530 | 72.6 | 5.775 | 0.309 | 38 | 5 | 5 | 30 | 30 | 5 | 40 | 10
ep_coal_subcritical_G100000110413 | Tychy power station_Unit 2 | coal | POL | 2016 |  | Śląskie | Tychy | active | 0.065 | 2530 | 72.6 | 5.775 | 0.3502 | 38 | 5 | 5 | 30 | 30 | 5 | 40 | 10
ep_coal_subcritical_G100000110973 | Wroclaw power station_Unit 1 | coal | POL | 1970 |  | Dolnośląskie | Wrocław | active | 0.055 | 2530 | 72.6 | 5.775 | 0.309 | 38 | 5 | 5 | 30 | 30 | 5 | 40 | 10
ep_coal_subcritical_G100000110974 | Wroclaw power station_Unit 2 | coal | POL | 1980 |  | Dolnośląskie | Wrocław | active | 0.104 | 2530 | 72.6 | 5.775 | 0.3296 | 38 | 5 | 5 | 30 | 30 | 5 | 40 | 10
ep_coal_subcritical_G100000110975 | Wroclaw power station_Unit 3 | coal | POL | 1985 |  | Dolnośląskie | Wrocław | active | 0.104 | 2530 | 72.6 | 5.775 | 0.3399 | 38 | 5 | 5 | 30 | 30 | 5 | 40 | 10
ep_coal_subcritical_G100000111517 | Zabrze power station_Phase II | coal | POL | 2018 | 2027 | Śląskie | Zabrze | active | 0.075 | 2530 | 72.6 | 5.775 | 0.3502 | 38 | 5 | 5 | 30 | 30 | 5 | 40 | 10
ep_coal_subcritical_G100000111548 | Zeran power station_Unit 11 | coal | POL | 1965 | 2035 | Mazowieckie | Warszawa | active | 0.1 | 2530 | 72.6 | 5.775 | 0.309 | 38 | 5 | 5 | 30 | 30 | 5 | 40 | 10
ep_coal_subcritical_G100000111549 | Zeran power station_Unit 12 | coal | POL | 2009 | 2035 | Mazowieckie | Warszawa | active | 0.1 | 2530 | 72.6 | 5.775 | 0.3502 | 38 | 5 | 5 | 30 | 30 | 5 | 40 | 10
ep_coal_subcritical_G100000111550 | Zeran power station_Unit 9 | coal | POL | 1954 | 2035 | Mazowieckie | Warszawa | active | 0.386 | 2200 | 66 | 5.25 | 0.309 | 42 | 7 | 7 | 20 | 20 | 8 | 60 | 14
ep_coal_subcritical_G100000111769 | ZW Nowa power station_Unit 5 | coal | POL | 1992 |  | Śląskie | Dąbrowa Górnicza | active | 0.05 | 2970 | 85.8 | 6.3 | 0.3399 | 38 | 5 | 5 | 30 | 30 | 5 | 40 | 10
ep_coal_subcritical_G100000111770 | ZW Nowa power station_Unit 6 | coal | POL | 2015 |  | Śląskie | Dąbrowa Górnicza | active | 0.055 | 2530 | 72.6 | 5.775 | 0.3502 | 38 | 5 | 5 | 30 | 30 | 5 | 40 | 10
ep_coal_subcritical_G100000112582 | Szczecin power station_Unit 1 | coal | POL | 1957 |  | West Pomerania | Szczecin | active | 0.069 | 2530 | 72.6 | 5.775 | 0.2884 | 38 | 5 | 5 | 30 | 30 | 5 | 40 | 10
ep_coal_subcritical_G100000113458 | Bydgoszcz power station_Phase 2 Unit 4 | coal | POL | 1971 | 2030 | Kujawsko-pomorskie |  | active | 0.05 | 2970 | 85.8 | 6.3 | 0.3193 | 38 | 5 | 5 | 30 | 30 | 5 | 40 | 10
ep_coal_subcritical_G100000113459 | Siekierki power station_Unit 9 | coal | POL | 1975 | 2035 |  | Warszawa | active | 0.165 | 2530 | 72.6 | 5.775 | 0.3296 | 38 | 5 | 5 | 30 | 30 | 5 | 40 | 10
ep_coal_subcritical_G100000113571 | Pulawy power station (Grupa Azoty)_-- | coal | POL | 2025 |  | Lubelskie | Puławy | active | 0.1 | 2530 | 72.6 | 5.775 | 0.3502 | 38 | 5 | 5 | 30 | 30 | 5 | 40 | 10
ep_coal_supercritical_G100000100722 | Belchatow power station_Phase 2 Unit 1 | coal | POL | 2011 | 2036 | Lodzkie | Rogowiec | active | 0.858 | 2420 | 71.5 | 5.775 | 0.42745 | 48 | 8 | 8 | 15 | 15 | 9 | 70 | 16
ep_coal_supercritical_G100000104991 | Jaworzno power station_Phase 3 Unit 7 | coal | POL | 2020 | 2035 | Śląskie | Jaworzno | active | 0.91 | 2420 | 71.5 | 5.775 | 0.42745 | 48 | 8 | 8 | 15 | 15 | 9 | 70 | 16
ep_coal_supercritical_G100000106102 | Lagisza power station_Unit 8 | coal | POL | 2009 | 2035 | Śląskie | Bedzin | active | 0.46 | 2420 | 71.5 | 5.775 | 0.40685 | 45 | 6 | 6 | 25 | 25 | 6 | 50 | 12
ep_coal_supercritical_G100000107859 | Patnow power station_Unit II-1 | coal | POL | 2008 | 2026 | Lodzkie | Pątnów | active | 0.474 | 2420 | 71.5 | 5.775 | 0.40685 | 45 | 6 | 6 | 25 | 25 | 6 | 50 | 12
ep_coal_supercritical_G100001000616 | Kozienice power station_Unit 11 | coal | POL | 2017 | 2048 | Masovian | Świerże Górne | active | 1.075 | 2420 | 71.5 | 5.775 | 0.42745 | 48 | 8 | 8 | 15 | 15 | 9 | 70 | 16
ep_coal_ultra-supercritical_G100000107653 | Opole power station_Unit 5 | coal | POL | 2019 |  | Opolskie | Brzezie | active | 0.9 | 2640 | 77 | 5.775 | 0.44805 | 48 | 8 | 8 | 15 | 15 | 9 | 70 | 16
ep_coal_ultra-supercritical_G100000107654 | Opole power station_Unit 6 | coal | POL | 2019 |  | Opolskie | Brzezie | active | 0.9 | 2640 | 77 | 5.775 | 0.44805 | 48 | 8 | 8 | 15 | 15 | 9 | 70 | 16
ep_coal_ultra-supercritical_G100000110372 | Turów power station_Unit 7R | coal | POL | 2021 |  | Dolnośląskie | Bogatynia | active | 0.46 | 2640 | 77 | 5.775 | 0.45835 | 45 | 6 | 6 | 25 | 25 | 6 | 50 | 12
ep_gas_combined_cycle | Aggregated Plant | gas | POL | 2002 |  |  |  | active | 0.036 | 1485 | 42.9 | 3.78 | 0.515 | 50 | 2 | 2 | 60 | 60 | 1.75 | 25 | 6
ep_gas_combined_cycle | Aggregated Plant | gas | POL | 2012 |  |  |  | active | 0.04 | 1485 | 42.9 | 3.78 | 0.5562 | 50 | 2 | 2 | 60 | 60 | 1.75 | 25 | 6
ep_gas_combined_cycle | Aggregated Plant | gas | POL | 2014 |  |  |  | active | 0.0495 | 1485 | 42.9 | 3.78 | 0.5562 | 50 | 2 | 2 | 60 | 60 | 1.75 | 25 | 6
ep_gas_combined_cycle | Aggregated Plant | gas | POL | 2022 |  |  |  | active | 0.0245 | 1485 | 42.9 | 3.78 | 0.5768 | 50 | 2 | 2 | 60 | 60 | 1.75 | 25 | 6
ep_gas_combined_cycle_G100000400573 | Gorzow power station_EC I | gas | POL | 1999 | 2030 | Lubuskie | Gorzów Wielkopolski | active | 0.066 | 1265 | 36.3 | 3.465 | 0.515 | 50 | 2 | 2 | 60 | 60 | 1.75 | 25 | 6
ep_gas_combined_cycle_G100000400574 | Gorzow power station_EC III | gas | POL | 2017 |  | Lubuskie | Gorzów Wielkopolski | active | 0.138 | 1265 | 36.3 | 3.465 | 0.5768 | 50 | 2 | 2 | 60 | 60 | 1.75 | 25 | 6
ep_gas_combined_cycle_G100000400576 | Rzeszow power station_1 | gas | POL | 2003 |  | Podkarpackie | Rzeszow | active | 0.101 | 1265 | 36.3 | 3.465 | 0.5356 | 50 | 2 | 2 | 60 | 60 | 1.75 | 25 | 6
ep_gas_combined_cycle_G100000400577 | Siechnice power station_CC4 | gas | POL | 2024 |  | Dolnośląskie | Siechnice | active | 0.179 | 1265 | 36.3 | 3.465 | 0.5974 | 50 | 2 | 2 | 60 | 60 | 1.75 | 25 | 6
ep_gas_combined_cycle_G100000400583 | Zielona Góra power station_TGG | gas | POL | 2004 |  | Lubuskie | Zielona Gora | active | 0.198 | 1265 | 36.3 | 3.465 | 0.5356 | 50 | 2 | 2 | 60 | 60 | 1.75 | 25 | 6
ep_gas_combined_cycle_G100000400810 | Nowa Sarzyna power station_1 | gas | POL | 2000 |  | Podkarpackie | Nowa Sarzyna | active | 0.129 | 1265 | 36.3 | 3.465 | 0.515 | 50 | 2 | 2 | 60 | 60 | 1.75 | 25 | 6
ep_gas_combined_cycle_G100000400812 | Włocławek power station_B1 | gas | POL | 2017 |  | Kujawsko-Pomorskie | Włocławek | active | 0.465 | 1100 | 33 | 3.15 | 0.5974 | 55 | 4 | 4 | 45 | 45 | 3 | 40 | 9
ep_gas_combined_cycle_G100000400813 | Wrotków power station_B1 | gas | POL | 2002 | 2033 | Lubelskie | Lublin | active | 0.231 | 1265 | 36.3 | 3.465 | 0.5356 | 50 | 2 | 2 | 60 | 60 | 1.75 | 25 | 6
ep_gas_combined_cycle_G100000401072 | Grudziądz power station_CC1, timepoint 1 | gas | POL | 2025 |  | Kujawsko-Pomorskie | Grudziadz | active | 0.56 | 1100 | 33 | 3.15 | 0.618 | 55 | 4 | 4 | 45 | 45 | 3 | 40 | 9
ep_gas_combined_cycle_G100000401337 | Dolna Odra power station_CC 1 | gas | POL | 2024 |  | Zachodniopomorskie | Nowe Czarnowo | active | 0.683 | 1100 | 33 | 3.15 | 0.618 | 55 | 4 | 4 | 45 | 45 | 3 | 40 | 9
ep_gas_combined_cycle_G100000401338 | Dolna Odra power station_CC 2 | gas | POL | 2024 |  | Zachodniopomorskie | Nowe Czarnowo | active | 0.683 | 1100 | 33 | 3.15 | 0.618 | 55 | 4 | 4 | 45 | 45 | 3 | 40 | 9
ep_gas_combined_cycle_G100000401341 | Stalowa Wola power station_CC1 | gas | POL | 2020 |  | Podkarpackie | Stalowa Wola | active | 0.45 | 1100 | 33 | 3.15 | 0.5974 | 55 | 4 | 4 | 45 | 45 | 3 | 40 | 9
ep_gas_combined_cycle_G100000401342 | Zeran power station_CC13 | gas | POL | 2021 |  | Mazowieckie | Warszawa | active | 0.49 | 1100 | 33 | 3.15 | 0.618 | 55 | 4 | 4 | 45 | 45 | 3 | 40 | 9
ep_gas_combined_cycle_G100000406283 | Ostrołęka power station_C | gas | POL | 2025 |  | Masovian | Ostroleka | active | 0.75 | 1100 | 33 | 3.15 | 0.618 | 55 | 4 | 4 | 45 | 45 | 3 | 40 | 9
ep_gas_combined_cycle_G100000406286 | Plock power station_B1 | gas | POL | 2018 |  | Masovian | Plock | active | 0.63 | 1100 | 33 | 3.15 | 0.5974 | 55 | 4 | 4 | 45 | 45 | 3 | 40 | 9
ep_gas_combined_cycle_G100000406287 | Synthos Oswiecim power station_CC1 | gas | POL | 2024 |  | Lesser Poland | Oświęcim | active | 0.12 | 1265 | 36.3 | 3.465 | 0.5974 | 50 | 2 | 2 | 60 | 60 | 1.75 | 25 | 6
ep_gas_combined_cycle_G100000410414 | Adamow power station_GT1 | gas | POL | 2027 |  | Wielkopolskie | Turek | active | 0.6 | 1100 | 33 | 3.15 | 0.618 | 55 | 4 | 4 | 45 | 45 | 3 | 40 | 9
ep_gas_combined_cycle_G100001020486 | Poznan Karolin power station_GT | gas | POL | 2025 |  | Wielkopolskie | Poznań | active | 0.2 | 1265 | 36.3 | 3.465 | 0.5974 | 50 | 2 | 2 | 60 | 60 | 1.75 | 25 | 6
ep_gas_combined_cycle_G100001027892 | Lodz-4 power station_CC2 | gas | POL | 2027 |  | Łódzkie |  | active | 0.35 | 1100 | 33 | 3.15 | 0.618 | 55 | 4 | 4 | 45 | 45 | 3 | 40 | 9
ep_gas_gas_turbine_G100000400579 | Toruń power station_GT1 | gas | POL | 2017 |  | Kujawsko-Pomorskie | Torun | active | 0.055 | 1012 | 24.2 | 4.62 | 0.3193 | 30 | 1 | 1 | 100 | 100 | 0.75 | 15 | 4
ep_gas_gas_turbine_G100000410411 | Toruń power station_GT2 | gas | POL | 2017 |  | Kujawsko-Pomorskie | Torun | active | 0.055 | 1012 | 24.2 | 4.62 | 0.3193 | 30 | 1 | 1 | 100 | 100 | 0.75 | 15 | 4
ep_gas_internal_combustion | Aggregated Plant | gas | POL | 1980 |  |  |  | active | 0.04 | 1633.5 | 64.35 | 8.19 | 0.3193 | 35 | 2 | 2 | 60 | 60 | 1.5 | 20 | 6
ep_gas_internal_combustion | Aggregated Plant | gas | POL | 2007 |  |  |  | active | 0.042 | 1633.5 | 64.35 | 8.19 | 0.35535 | 35 | 2 | 2 | 60 | 60 | 1.5 | 20 | 6
ep_gas_internal_combustion_G100001000012 | Bydgoszcz power station_IC1-5 | gas | POL | 2025 |  | Kujawsko-pomorskie |  | active | 0.053 | 1391.5 | 54.45 | 7.5075 | 0.3708 | 35 | 2 | 2 | 60 | 60 | 1.5 | 20 | 6
ep_gas_steam_turbine | Aggregated Plant | gas | POL | 1960 |  |  |  | active | 0.048 | 1782 | 57.2 | 5.67 | 0.2781 | 35 | 3 | 3 | 40 | 40 | 2 | 25 | 5
ep_gas_steam_turbine | Aggregated Plant | gas | POL | 2008 |  |  |  | active | 0.021 | 1782 | 57.2 | 5.67 | 0.3399 | 35 | 3 | 3 | 40 | 40 | 2 | 25 | 5
ep_gas_steam_turbine_G100001000014 | Dąbrowa Górnicza Coking Plant power station_GT1 | gas | POL | 2015 |  |  |  | active | 0.071 | 1518 | 48.4 | 5.1975 | 0.35535 | 35 | 3 | 3 | 40 | 40 | 2 | 25 | 5
ep_gas_steam_turbine_G100001000017 | Blachownia Manufacturing Plant power station_TG1 | gas | POL | 1955 |  |  | Kędzierzyn-Koźle | active | 0.055 | 1518 | 48.4 | 5.1975 | 0.2987 | 35 | 3 | 3 | 40 | 40 | 2 | 25 | 5
ep_gas_steam_turbine_G100001000018 | Blachownia Manufacturing Plant power station_TG2 | gas | POL | 1958 |  |  | Kędzierzyn-Koźle | active | 0.055 | 1518 | 48.4 | 5.1975 | 0.2987 | 35 | 3 | 3 | 40 | 40 | 2 | 25 | 5
ep_hydro_dam_ | Aggregated Plant - IRENA Gap_Missing Hydro Capacity | hydro | POL | 2022 |  |  |  | active | 0.30585 | 2750 | 55 | 2.1 | 1
ep_hydro_dam_G100001030677 | Rożnów hydroelectric plant_ | hydro | POL | 1942 |  | Lesser Poland | Rożnów | active | 0.058 | 3162.5 | 60.5 | 2.31 | 1
ep_hydro_ps_G100000603211 | Dychów hydroelectric plant_ | hydro | POL | 1936 |  | Lubusz Voivodeship |  | active | 0.088 | 2277 | 48.4 | 1.7325 | 1
ep_hydro_ps_G100000603213 | Niedzica hydroelectric plant_ | hydro | POL | 1997 |  | Lesser Poland Voivodeship |  | active | 0.092 | 2277 | 48.4 | 1.7325 | 1
ep_hydro_ps_G100000603214 | Porąbka-Żar hydroelectric plant_ | hydro | POL | 1953 |  | Silesian Voivodeship |  | active | 0.552 | 1980 | 44 | 1.575 | 1
ep_hydro_ps_G100000603216 | Solina hydroelectric plant_ | hydro | POL | 1968 |  | Subcarpathian Voivodeship |  | active | 0.198 | 2277 | 48.4 | 1.7325 | 1
ep_hydro_ps_G100000603218 | Żarnowiec hydroelectric plant_ | hydro | POL | 1983 |  | Pomeranian Voivodeship |  | active | 0.78 | 1980 | 44 | 1.575 | 1
ep_hydro_ps_G100000603219 | Żydowo hydroelectric plant_ | hydro | POL | 1972 |  | West Pomeranian Voivodeship |  | active | 0.165 | 2277 | 48.4 | 1.7325 | 1
ep_hydro_ror_G100000603217 | Włocławek hydroelectric plant_ | hydro | POL | 1969 |  | Kuyavian-Pomeranian Voivodeship | Włocławek | active | 0.168 | 2783 | 66.55 | 2.8875 | 1
ep_solar_pv | Aggregated Plant | solar | POL | 2015 |  |  |  | active | 0.7781 | 1336.5 | 21.45 | 0 | 1
ep_solar_pv | Aggregated Plant | solar | POL | 2019 |  |  |  | active | 0.012 | 1336.5 | 21.45 | 0 | 1
ep_solar_pv | Aggregated Plant | solar | POL | 2020 |  |  |  | active | 0.054 | 1336.5 | 21.45 | 0 | 1
ep_solar_pv | Aggregated Plant | solar | POL | 2022 |  |  |  | active | 0.02 | 1336.5 | 21.45 | 0 | 1
ep_solar_pv | Aggregated Plant | solar | POL | 2023 |  |  |  | active | 0.189 | 1336.5 | 21.45 | 0 | 1
ep_solar_pv | Aggregated Plant | solar | POL | 2024 |  |  |  | active | 0.0895 | 1336.5 | 21.45 | 0 | 1
ep_solar_pv_ | Aggregated Plant - IRENA Gap_Missing Solar Capacity | solar | POL | 2022 |  |  |  | active | 9.804 | 990 | 16.5 | 0 | 1
ep_solar_pv_G100000807000 | Witnica solar farm_-- | solar | POL | 2021 |  | Lubusz | Witnica | active | 0.064 | 1138.5 | 18.15 | 0 | 1
ep_solar_pv_G100000807639 | Jeziórko solar farm_1 | solar | POL | 2023 |  | Subcarpathia | Grębów | active | 0.1 | 1138.5 | 18.15 | 0 | 1
ep_solar_pv_G100000807640 | Jeziórko solar farm_2 | solar | POL | 2028 |  | Subcarpathia | Grębów | active | 0.053 | 1138.5 | 18.15 | 0 | 1
ep_solar_pv_G100000807706 | Zwartowo solar farm_1 | solar | POL | 2022 |  | Pomeranian | Zwartowo | active | 0.203 | 1138.5 | 18.15 | 0 | 1
ep_solar_pv_G100000807949 | Brudzew solar farm_-- | solar | POL | 2021 |  | Greater Poland | Brudzew | active | 0.07 | 1138.5 | 18.15 | 0 | 1
ep_solar_pv_G100000827121 | Golczewo solar farm_-- | solar | POL | 2024 |  | West Pomeranian Voivodeship |  | active | 0.08 | 1138.5 | 18.15 | 0 | 1
ep_solar_pv_G100000827127 | Miłkowice solar farm_-- | solar | POL | 2023 |  | Lower Silesian Voivodeship |  | active | 0.113 | 1138.5 | 18.15 | 0 | 1
ep_solar_pv_G100000827131 | Przykona solar farm_1 | solar | POL | 2023 |  | Greater Poland Voivodeship |  | active | 0.2 | 1138.5 | 18.15 | 0 | 1
ep_solar_pv_G100000827135 | Resko (Econergy) solar farm_-- | solar | POL | 2028 |  | West Pomeranian Voivodeship |  | active | 0.051 | 1138.5 | 18.15 | 0 | 1
ep_solar_pv_G100000827140 | Stępień solar farm_-- | solar | POL | 2022 |  | Warmian-Masurian Voivodeship |  | active | 0.058 | 1138.5 | 18.15 | 0 | 1
ep_solar_pv_G100000827142 | Wielbark solar farm_-- | solar | POL | 2023 |  | Warmian-Masurian Voivodeship |  | active | 0.062 | 1138.5 | 18.15 | 0 | 1
ep_solar_pv_G100000827145 | Zamość solar farm_-- | solar | POL | 2023 |  | Lublin Voivodeship | Zamość | active | 0.135 | 1138.5 | 18.15 | 0 | 1
ep_solar_pv_G100001000921 | Kalisz Pomorski solar farm_1 | solar | POL | 2023 |  |  |  | active | 0.06 | 1138.5 | 18.15 | 0 | 1
ep_solar_pv_G100001000931 | Zagórzyca solar farm_1 | solar | POL | 2023 |  |  |  | active | 0.06 | 1138.5 | 18.15 | 0 | 1
ep_solar_pv_G100001001005 | Rutki solar farm_1 | solar | POL | 2025 |  |  |  | active | 0.1 | 1138.5 | 18.15 | 0 | 1
ep_solar_pv_G100001023755 | Lipno solar farm_-- | solar | POL | 2024 |  | Wielkopolskie province | Lipno | active | 0.053 | 1138.5 | 18.15 | 0 | 1
ep_wind_offshore_G100000920132 | Baltic Power Offshore wind farm_-- | wind | POL | 2026 |  | Pomeranian Voivodeship |  | active | 1.2 | 4400 | 110 | 3.15 | 1
ep_wind_onshore | Aggregated Plant | wind | POL | 2001 |  |  |  | active | 0.02 | 2376 | 57.2 | 2.52 | 1
ep_wind_onshore | Aggregated Plant | wind | POL | 2003 |  |  |  | active | 0.03 | 2376 | 57.2 | 2.52 | 1
ep_wind_onshore | Aggregated Plant | wind | POL | 2005 |  |  |  | active | 0.011 | 2376 | 57.2 | 2.52 | 1
ep_wind_onshore | Aggregated Plant | wind | POL | 2006 |  |  |  | active | 0.041 | 2376 | 57.2 | 2.52 | 1
ep_wind_onshore | Aggregated Plant | wind | POL | 2007 |  |  |  | active | 0.127 | 2376 | 57.2 | 2.52 | 1
ep_wind_onshore | Aggregated Plant | wind | POL | 2008 |  |  |  | active | 0.15 | 2376 | 57.2 | 2.52 | 1
ep_wind_onshore | Aggregated Plant | wind | POL | 2009 |  |  |  | active | 0.157 | 2376 | 57.2 | 2.52 | 1
ep_wind_onshore | Aggregated Plant | wind | POL | 2010 |  |  |  | active | 0.142 | 2376 | 57.2 | 2.52 | 1
ep_wind_onshore | Aggregated Plant | wind | POL | 2011 |  |  |  | active | 0.247 | 2376 | 57.2 | 2.52 | 1
ep_wind_onshore | Aggregated Plant | wind | POL | 2012 |  |  |  | active | 0.495 | 2376 | 57.2 | 2.52 | 1
ep_wind_onshore | Aggregated Plant | wind | POL | 2013 |  |  |  | active | 0.402 | 2376 | 57.2 | 2.52 | 1
ep_wind_onshore | Aggregated Plant | wind | POL | 2014 |  |  |  | active | 0.44 | 2376 | 57.2 | 2.52 | 1
ep_wind_onshore | Aggregated Plant | wind | POL | 2015 |  |  |  | active | 1.5 | 2376 | 57.2 | 2.52 | 1
ep_wind_onshore | Aggregated Plant | wind | POL | 2016 |  |  |  | active | 0.025 | 2376 | 57.2 | 2.52 | 1
ep_wind_onshore | Aggregated Plant | wind | POL | 2017 |  |  |  | active | 0.063 | 2376 | 57.2 | 2.52 | 1
ep_wind_onshore | Aggregated Plant | wind | POL | 2018 |  |  |  | active | 0.012 | 2376 | 57.2 | 2.52 | 1
ep_wind_onshore | Aggregated Plant | wind | POL | 2019 |  |  |  | active | 0.042 | 2376 | 57.2 | 2.52 | 1
ep_wind_onshore | Aggregated Plant | wind | POL | 2020 |  |  |  | active | 0.258 | 2376 | 57.2 | 2.52 | 1
ep_wind_onshore | Aggregated Plant | wind | POL | 2021 |  |  |  | active | 0.409 | 2376 | 57.2 | 2.52 | 1
ep_wind_onshore | Aggregated Plant | wind | POL | 2022 |  |  |  | active | 0.446 | 2376 | 57.2 | 2.52 | 1
ep_wind_onshore | Aggregated Plant | wind | POL | 2023 |  |  |  | active | 0.353 | 2376 | 57.2 | 2.52 | 1
ep_wind_onshore | Aggregated Plant | wind | POL | 2024 |  |  |  | active | 0.105 | 2376 | 57.2 | 2.52 | 1
ep_wind_onshore | Aggregated Plant | wind | POL | 2025 |  |  |  | active | 0.066 | 2376 | 57.2 | 2.52 | 1
ep_wind_onshore | Aggregated Plant | wind | POL | 2028 |  |  |  | active | 0.063 | 2376 | 57.2 | 2.52 | 1
ep_wind_onshore_ | Aggregated Plant - IRENA Gap_Missing Wind Capacity | wind | POL | 2022 |  |  |  | active | 0.39724 | 1760 | 44 | 2.1 | 1
ep_wind_onshore_G100000917731 | Silesia wind farm_1 | wind | POL | 2024 |  |  |  | active | 0.05 | 2376 | 57.2 | 2.52 | 1
ep_wind_onshore_G100000918390 | Bakow wind farm_1 | wind | POL | 2028 |  |  |  | active | 0.05 | 2376 | 57.2 | 2.52 | 1
ep_wind_onshore_G100000918392 | Banie-Kozielice wind farm_1 | wind | POL | 2015 |  | West Pomeranian Voivodeship |  | active | 0.05 | 2376 | 57.2 | 2.52 | 1
ep_wind_onshore_G100000918394 | Bardy wind farm_-- | wind | POL | 2011 |  | West Pomeranian Voivodeship |  | active | 0.05 | 2376 | 57.2 | 2.52 | 1
ep_wind_onshore_G100000918507 | Korytnica wind farm_2 | wind | POL | 2022 |  | Mazowieckie voivodeship |  | active | 0.05 | 2376 | 57.2 | 2.52 | 1
ep_wind_onshore_G100000918581 | Pawłówo-Budzyń wind farm_1 | wind | POL | 2021 |  | Greater Poland Voivodeship |  | active | 0.05 | 2376 | 57.2 | 2.52 | 1
ep_wind_onshore_G100000918655 | Tychowo (Engie) wind farm_-- | wind | POL | 2009 |  | Pomeranian Voivodeship |  | active | 0.05 | 2376 | 57.2 | 2.52 | 1
ep_wind_onshore_G100000918656 | Tymień Wind Park_-- | wind | POL | 2006 |  | West Pomeranian Voivodeship |  | active | 0.05 | 2376 | 57.2 | 2.52 | 1
ep_wind_onshore_G100000918688 | Udanin wind farm_-- | wind | POL | 2021 |  | Lower Silesian Voivodeship |  | active | 0.051 | 2024 | 48.4 | 2.31 | 1
ep_wind_onshore_G100000918696 | Karcino wind farm_-- | wind | POL | 2010 |  | West Pomeranian Voivodeship |  | active | 0.051 | 2024 | 48.4 | 2.31 | 1
ep_wind_onshore_G100000918700 | Lubartów wind farm_-- | wind | POL | 2015 |  | Lublin Voivodeship |  | active | 0.051 | 2024 | 48.4 | 2.31 | 1
ep_wind_onshore_G100000918706 | Pągów wind farm_-- | wind | POL | 2012 |  | Opole Voivodeship |  | active | 0.051 | 2024 | 48.4 | 2.31 | 1
ep_wind_onshore_G100000918742 | Karlino wind farm_-- | wind | POL | 2022 |  | West Pomeranian Voivodeship | Karlino | active | 0.053 | 2024 | 48.4 | 2.31 | 1
ep_wind_onshore_G100000918749 | Wielkopolska (E.ON) wind farm_1 | wind | POL | 2010 |  | Greater Poland Voivodeship |  | active | 0.053 | 2024 | 48.4 | 2.31 | 1
ep_wind_onshore_G100000918763 | Iłża wind farm_-- | wind | POL | 2015 |  | Masovian Voivodeship |  | active | 0.054 | 2024 | 48.4 | 2.31 | 1
ep_wind_onshore_G100000918764 | Kukinia wind farm_-- | wind | POL | 2013 |  | West Pomerianian Voivodeship | Kukinia | active | 0.054 | 2024 | 48.4 | 2.31 | 1
ep_wind_onshore_G100000918773 | Ronica wind farm_-- | wind | POL | 2015 |  | West Pomeranian Voivodeship | Ronica | active | 0.054 | 2024 | 48.4 | 2.31 | 1
ep_wind_onshore_G100000918801 | Potegowo wind farm_Głuszynko-Grapice (East) | wind | POL | 2020 |  | Pomeranian Voivodeship | Głuszynko | active | 0.055 | 2024 | 48.4 | 2.31 | 1
ep_wind_onshore_G100000918811 | Banie-Kozielice wind farm_2 | wind | POL | 2016 |  | West Pomeranian Voivodeship | Tetyń | active | 0.056 | 2024 | 48.4 | 2.31 | 1
ep_wind_onshore_G100000918812 | Banie-Kozielice wind farm_4 | wind | POL | 2021 |  | West Pomeranian Voivodeship | Banie | active | 0.056 | 2024 | 48.4 | 2.31 | 1
ep_wind_onshore_G100000918838 | Krzanowice wind farm_2 | wind | POL | 2017 |  | Silesian Voivodeship | Krzanowice | active | 0.057 | 2024 | 48.4 | 2.31 | 1
ep_wind_onshore_G100000918863 | Rzepin wind farm_-- | wind | POL | 2015 |  | Lubusz Voivodeship | Rzepin | active | 0.058 | 2024 | 48.4 | 2.31 | 1
ep_wind_onshore_G100000918909 | Janikowo wind farm_-- | wind | POL | 2021 |  | Kuyavian-Pomeranian Voivodeship |  | active | 0.06 | 2024 | 48.4 | 2.31 | 1
ep_wind_onshore_G100000918944 | Żuromin wind farm_-- | wind | POL | 2012 |  | Pomeranian Voivodeship |  | active | 0.061 | 2024 | 48.4 | 2.31 | 1
ep_wind_onshore_G100000919008 | Starza/Rybice wind farm_-- | wind | POL | 2020 |  | West Pomeranian Voivodeship |  | active | 0.066 | 2024 | 48.4 | 2.31 | 1
ep_wind_onshore_G100000919011 | Wielowies wind farm_-- | wind | POL | 2021 |  | Pomeranian Voivodeship |  | active | 0.066 | 2024 | 48.4 | 2.31 | 1
ep_wind_onshore_G100000919073 | Karścino wind farm_1 | wind | POL | 2009 |  | West Pomeranian Voivodeship |  | active | 0.07 | 2024 | 48.4 | 2.31 | 1
ep_wind_onshore_G100000919075 | Korsze wind farm_-- | wind | POL | 2011 |  | Warmian-Masurian Voivodeship |  | active | 0.07 | 2024 | 48.4 | 2.31 | 1
ep_wind_onshore_G100000919169 | Resko wind farm_2 | wind | POL | 2015 |  | West Pomeranian Voivodeship |  | active | 0.076 | 2024 | 48.4 | 2.31 | 1
ep_wind_onshore_G100000919191 | Pawłówo-Gołańcz wind farm_-- | wind | POL | 2015 |  | Greater Poland Voivodeship | Gołańcz | active | 0.079 | 2024 | 48.4 | 2.31 | 1
ep_wind_onshore_G100000919208 | Potegowo wind farm_Sulechówko (West) | wind | POL | 2020 |  | West Pomeranian Voivodeship | Sulechówko | active | 0.08 | 2024 | 48.4 | 2.31 | 1
ep_wind_onshore_G100000919218 | Banie-Kozielice wind farm_3 | wind | POL | 2022 |  | West Pomeranian Voivodeship | Banie | active | 0.081 | 2024 | 48.4 | 2.31 | 1
ep_wind_onshore_G100000919230 | Marszewo wind farm_1 | wind | POL | 2013 |  | West Pomeranian Voivodeship |  | active | 0.082 | 2024 | 48.4 | 2.31 | 1
ep_wind_onshore_G100000919236 | Korytnica wind farm_1 | wind | POL | 2015 |  | Masovian Voivodeship | Kietlanka | active | 0.083 | 2024 | 48.4 | 2.31 | 1
ep_wind_onshore_G100000919343 | Lotnisko wind farm_-- | wind | POL | 2015 |  | Pomeranian Voivodeship |  | active | 0.094 | 2024 | 48.4 | 2.31 | 1
ep_wind_onshore_G100000919345 | Pomerania wind farm_-- | wind | POL | 2021 |  | Pomeranian Voivodship | Dzierzgon | active | 0.094 | 2024 | 48.4 | 2.31 | 1
ep_wind_onshore_G100000919377 | Margonin wind farm_2 | wind | POL | 2010 |  | Greater Poland Voivodeship |  | active | 0.098 | 2024 | 48.4 | 2.31 | 1
ep_wind_onshore_G100000919543 | Dębsk wind farm_-- | wind | POL | 2023 |  | Mazowieckie Voivodeship | Dębsk | active | 0.121 | 2024 | 48.4 | 2.31 | 1
ep_wind_onshore_G100000919577 | Jasna wind farm_-- | wind | POL | 2021 |  | Pomeranian Voivodeship | Piaski Sztumskie | active | 0.132 | 2024 | 48.4 | 2.31 | 1
ep_wind_onshore_G100000919582 | Dargikowo wind farm_-- | wind | POL | 2022 |  | West Pomeranian Voivodeship | Dargikowo | active | 0.133 | 2024 | 48.4 | 2.31 | 1
ep_wind_onshore_G100000919610 | Biały Bór wind farm_-- | wind | POL | 2022 |  | West Pomeranian Voivodeship | Biały Bór | active | 0.145 | 2024 | 48.4 | 2.31 | 1
ep_wind_onshore_G100000925283 | Czluchow wind farm_-- | wind | POL | 2024 |  |  |  | active | 0.073 | 2024 | 48.4 | 2.31 | 1
ep_wind_onshore_G100000925284 | Drzeżewo wind farm_-- | wind | POL | 2025 |  |  |  | active | 0.05 | 2376 | 57.2 | 2.52 | 1
ep_wind_onshore_G100000925296 | Mierzyn wind farm_-- | wind | POL | 2024 |  |  |  | active | 0.058 | 2024 | 48.4 | 2.31 | 1
ep_wind_onshore_G100000925305 | Pruszcz wind farm_-- | wind | POL | 2023 |  |  |  | active | 0.07 | 2024 | 48.4 | 2.31 | 1
ep_wind_onshore_G100000925308 | Silesia wind farm_2 | wind | POL | 2028 |  |  |  | active | 0.137 | 2024 | 48.4 | 2.31 | 1
ep_wind_onshore_G100000925313 | Wysoka (Ingka) wind farm_-- | wind | POL | 2024 |  |  |  | active | 0.062 | 2024 | 48.4 | 2.31 | 1
ep_wind_onshore_G100001001061 | Dobrzyca wind farm_1 | wind | POL | 2022 |  |  |  | active | 0.05 | 2376 | 57.2 | 2.52 | 1
ep_wind_onshore_G100001001063 | Dominowo wind farm_1 | wind | POL | 2022 |  |  |  | active | 0.062 | 2024 | 48.4 | 2.31 | 1

## system_settings
POL |  | Time Slices
|  | Description | SourceValue | Option 1 | Option 2
50 | power plants size threshold for individual representation | Month | 01 | W | 1W
1 | efficiency multiplier for gas | Month | 02 | W | 1W
1 | efficiency multiplier for coal | Month | 03 | R | 2R
|  | Month | 04 | R | 2R
|  | Month | 05 | R | 2R
|  | Month | 06 | S | 3S
|  | Month | 07 | S | 3S
|  | Month | 08 | S | 3S
|  | Month | 09 | T | 4F
|  | Month | 10 | T | 4F
|  | Month | 11 | T | 4F
|  | Month | 12 | W | 1W
|  | Hour | 01 | N | N2
|  | Hour | 02 | N | N2
|  | Hour | 03 | N | N2
|  | Hour | 04 | N | N2
|  | Hour | 05 | N | N2
|  | Hour | 06 | D | D1
|  | Hour | 07 | D | D1
|  | Hour | 08 | D | D1
|  | Hour | 09 | D | D1
|  | Hour | 10 | D | D2
|  | Hour | 11 | D | D2
|  | Hour | 12 | D | D2
|  | Hour | 13 | D | D2
|  | Hour | 14 | D | D3
|  | Hour | 15 | D | D3
|  | Hour | 16 | D | D4
|  | Hour | 17 | D | D4
|  | Hour | 18 | D | D4
|  | Hour | 19 | P | D5
|  | Hour | 20 | P | D5
|  | Hour | 21 | N | D5
|  | Hour | 22 | N | D5
|  | Hour | 23 | N | N1
|  | Hour | 24 | N | N1
Note on A1: Amit Kanudia: 17-07-2025 ISO being processed