## ev_charging_uc
ts_12t | day_night | ts_12t
| D | WaD,WaP,SaD,RaD,FaD,FaP,SaP,RaP
| N | FaN,RaN,FaP,SaP,RaP,WaP,SaN,WaN
[7 empty] | 0.75 |  | share of charging at night
~UC_Sets: R_E: AllRegions
~UC_T: LO
| UC_N | Pset_CI | Pset_CO | pset_pn | Cset_CN | TimeSlice | UC_FLO | UC_RHSRT | UC_RHSRT~0
| UC_bev night chg limit | ELC | AuxStoIN | *EV* | AuxStoIN | FaN,RaN,FaP,SaP,RaP,WaP,SaN,WaN | 0.25 | 0 | 3 |  | night
|  | ELC | AuxStoIN | *EV* | AuxStoIN | WaD,WaP,SaD,RaD,FaD,FaP,SaP,RaP | -0.75 |  |  |  | day
~UC_T: LO
| UC_N | PSET_SET | PSET_PN | Pset_CI | PSET_CO | Cset_CN | TimeSlice | UC_ACT | UC_COMPRD | UC_RHSRTS | UC_RHSRTS~0 | UC_Desc
| UCE_Min-DispatchablePrd | ELE,CHP |  | *,-solar,-wind*,-ELC,-ELCSPV,-elc[_]???[_]*,-e[_]* |  |  | DAYNITE | 1 |  | 0 | 5 | Min dispatchable electricity generation in each grid in each TS
[6 empty] | DEF_E | DAYNITE |  | -1

## timeslice_def
~TimeSlices
ts_12t | season | weekly | daynite | wparent | dparent
| F | a | D | W,R,S,F | a
| R |  | N |  | a
| S |  | P |  | a
W

## resource_profiles
~TFM_DINS-AT |  |  |  | ~TFM_DINS-AT |  |  |  | ~TFM_DINS-AT
commodity | timeslice | com_fr | process | commodity | timeslice | com_fr | process | commodity | timeslice | com_fr | process
elc_spv_IND_001 | FaD | 0.22437 | IMPNRGZ | elc_won_IND_001 | FaD | 0.055951 | IMPNRGZ | elc_wof_IND_001 | FaD | 0.081961 | IMPNRGZ
elc_spv_IND_001 | FaN | 0 | IMPNRGZ | elc_won_IND_001 | FaN | 0.077391 | IMPNRGZ | elc_wof_IND_001 | FaN | 0.081687 | IMPNRGZ
elc_spv_IND_001 | FaP | 0.019283 | IMPNRGZ | elc_won_IND_001 | FaP | 0.010642 | IMPNRGZ | elc_wof_IND_001 | FaP | 0.017621 | IMPNRGZ
elc_spv_IND_001 | RaD | 0.27564 | IMPNRGZ | elc_won_IND_001 | RaD | 0.12827 | IMPNRGZ | elc_wof_IND_001 | RaD | 0.034385 | IMPNRGZ
elc_spv_IND_001 | RaN | 0.002963 | IMPNRGZ | elc_won_IND_001 | RaN | 0.23268 | IMPNRGZ | elc_wof_IND_001 | RaN | 0.03788 | IMPNRGZ
elc_spv_IND_001 | RaP | 0.038252 | IMPNRGZ | elc_won_IND_001 | RaP | 0.027781 | IMPNRGZ | elc_wof_IND_001 | RaP | 0.0066472 | IMPNRGZ
elc_spv_IND_001 | SaD | 0.14452 | IMPNRGZ | elc_won_IND_001 | SaD | 0.11652 | IMPNRGZ | elc_wof_IND_001 | SaD | 0.29652 | IMPNRGZ
elc_spv_IND_001 | SaN | 0.0015715 | IMPNRGZ | elc_won_IND_001 | SaN | 0.12269 | IMPNRGZ | elc_wof_IND_001 | SaN | 0.29369 | IMPNRGZ
elc_spv_IND_001 | SaP | 0.01557 | IMPNRGZ | elc_won_IND_001 | SaP | 0.01231 | IMPNRGZ | elc_wof_IND_001 | SaP | 0.056402 | IMPNRGZ
elc_spv_IND_001 | WaD | 0.24788 | IMPNRGZ | elc_won_IND_001 | WaD | 0.065592 | IMPNRGZ | elc_wof_IND_001 | WaD | 0.047035 | IMPNRGZ
elc_spv_IND_001 | WaN | 0 | IMPNRGZ | elc_won_IND_001 | WaN | 0.13337 | IMPNRGZ | elc_wof_IND_001 | WaN | 0.037743 | IMPNRGZ
elc_spv_IND_001 | WaP | 0.029946 | IMPNRGZ | elc_won_IND_001 | WaP | 0.016816 | IMPNRGZ | elc_wof_IND_001 | WaP | 0.0084224 | IMPNRGZ
elc_spv_IND_002 | FaD | 0.22638 | IMPNRGZ | elc_won_IND_002 | FaD | 0.060724 | IMPNRGZ | elc_wof_IND_002 | FaD | 0.069506 | IMPNRGZ
elc_spv_IND_002 | FaN | 0 | IMPNRGZ | elc_won_IND_002 | FaN | 0.061647 | IMPNRGZ | elc_wof_IND_002 | FaN | 0.065763 | IMPNRGZ
elc_spv_IND_002 | FaP | 0.019409 | IMPNRGZ | elc_won_IND_002 | FaP | 0.0090664 | IMPNRGZ | elc_wof_IND_002 | FaP | 0.014035 | IMPNRGZ
elc_spv_IND_002 | RaD | 0.26792 | IMPNRGZ | elc_won_IND_002 | RaD | 0.12741 | IMPNRGZ | elc_wof_IND_002 | RaD | 0.031197 | IMPNRGZ
elc_spv_IND_002 | RaN | 0.002779 | IMPNRGZ | elc_won_IND_002 | RaN | 0.20016 | IMPNRGZ | elc_wof_IND_002 | RaN | 0.044497 | IMPNRGZ
elc_spv_IND_002 | RaP | 0.03635 | IMPNRGZ | elc_won_IND_002 | RaP | 0.030833 | IMPNRGZ | elc_wof_IND_002 | RaP | 0.0067998 | IMPNRGZ
elc_spv_IND_002 | SaD | 0.16427 | IMPNRGZ | elc_won_IND_002 | SaD | 0.16624 | IMPNRGZ | elc_wof_IND_002 | SaD | 0.29485 | IMPNRGZ
elc_spv_IND_002 | SaN | 0.0020426 | IMPNRGZ | elc_won_IND_002 | SaN | 0.16766 | IMPNRGZ | elc_wof_IND_002 | SaN | 0.29705 | IMPNRGZ
elc_spv_IND_002 | SaP | 0.018829 | IMPNRGZ | elc_won_IND_002 | SaP | 0.017437 | IMPNRGZ | elc_wof_IND_002 | SaP | 0.055899 | IMPNRGZ
elc_spv_IND_002 | WaD | 0.23542 | IMPNRGZ | elc_won_IND_002 | WaD | 0.044079 | IMPNRGZ | elc_wof_IND_002 | WaD | 0.055639 | IMPNRGZ
elc_spv_IND_002 | WaN | 0 | IMPNRGZ | elc_won_IND_002 | WaN | 0.10037 | IMPNRGZ | elc_wof_IND_002 | WaN | 0.056291 | IMPNRGZ
elc_spv_IND_002 | WaP | 0.026601 | IMPNRGZ | elc_won_IND_002 | WaP | 0.014376 | IMPNRGZ | elc_wof_IND_002 | WaP | 0.0084723 | IMPNRGZ
elc_spv_IND_003 | FaD | 0.23439 | IMPNRGZ | elc_won_IND_003 | FaD | 0.074062 | IMPNRGZ | elc_wof_IND_003 | FaD | 0.054184 | IMPNRGZ
elc_spv_IND_003 | FaN | 0 | IMPNRGZ | elc_won_IND_003 | FaN | 0.093723 | IMPNRGZ | elc_wof_IND_003 | FaN | 0.053494 | IMPNRGZ
elc_spv_IND_003 | FaP | 0.016438 | IMPNRGZ | elc_won_IND_003 | FaP | 0.012383 | IMPNRGZ | elc_wof_IND_003 | FaP | 0.011177 | IMPNRGZ
elc_spv_IND_003 | RaD | 0.28566 | IMPNRGZ | elc_won_IND_003 | RaD | 0.11308 | IMPNRGZ | elc_wof_IND_003 | RaD | 0.043187 | IMPNRGZ
elc_spv_IND_003 | RaN | 0.0010183 | IMPNRGZ | elc_won_IND_003 | RaN | 0.19535 | IMPNRGZ | elc_wof_IND_003 | RaN | 0.06958 | IMPNRGZ
elc_spv_IND_003 | RaP | 0.034257 | IMPNRGZ | elc_won_IND_003 | RaP | 0.028893 | IMPNRGZ | elc_wof_IND_003 | RaP | 0.015268 | IMPNRGZ
elc_spv_IND_003 | SaD | 0.14246 | IMPNRGZ | elc_won_IND_003 | SaD | 0.1337 | IMPNRGZ | elc_wof_IND_003 | SaD | 0.26034 | IMPNRGZ
elc_spv_IND_003 | SaN | 0.00091681 | IMPNRGZ | elc_won_IND_003 | SaN | 0.1401 | IMPNRGZ | elc_wof_IND_003 | SaN | 0.26713 | IMPNRGZ
elc_spv_IND_003 | SaP | 0.013634 | IMPNRGZ | elc_won_IND_003 | SaP | 0.017562 | IMPNRGZ | elc_wof_IND_003 | SaP | 0.052347 | IMPNRGZ
elc_spv_IND_003 | WaD | 0.24757 | IMPNRGZ | elc_won_IND_003 | WaD | 0.057416 | IMPNRGZ | elc_wof_IND_003 | WaD | 0.060649 | IMPNRGZ
elc_spv_IND_003 | WaN | 0 | IMPNRGZ | elc_won_IND_003 | WaN | 0.11925 | IMPNRGZ | elc_wof_IND_003 | WaN | 0.099298 | IMPNRGZ
elc_spv_IND_003 | WaP | 0.023663 | IMPNRGZ | elc_won_IND_003 | WaP | 0.014486 | IMPNRGZ | elc_wof_IND_003 | WaP | 0.013349 | IMPNRGZ
elc_spv_IND_004 | FaD | 0.22224 | IMPNRGZ | elc_won_IND_004 | FaD | 0.045746 | IMPNRGZ | elc_wof_IND_004 | FaD | 0.047335 | IMPNRGZ
elc_spv_IND_004 | FaN | 0 | IMPNRGZ | elc_won_IND_004 | FaN | 0.071813 | IMPNRGZ | elc_wof_IND_004 | FaN | 0.053117 | IMPNRGZ
elc_spv_IND_004 | FaP | 0.018925 | IMPNRGZ | elc_won_IND_004 | FaP | 0.01123 | IMPNRGZ | elc_wof_IND_004 | FaP | 0.011269 | IMPNRGZ
elc_spv_IND_004 | RaD | 0.28114 | IMPNRGZ | elc_won_IND_004 | RaD | 0.14235 | IMPNRGZ | elc_wof_IND_004 | RaD | 0.06359 | IMPNRGZ
elc_spv_IND_004 | RaN | 0.0026928 | IMPNRGZ | elc_won_IND_004 | RaN | 0.22681 | IMPNRGZ | elc_wof_IND_004 | RaN | 0.071695 | IMPNRGZ
elc_spv_IND_004 | RaP | 0.038637 | IMPNRGZ | elc_won_IND_004 | RaP | 0.039342 | IMPNRGZ | elc_wof_IND_004 | RaP | 0.017044 | IMPNRGZ
elc_spv_IND_004 | SaD | 0.13614 | IMPNRGZ | elc_won_IND_004 | SaD | 0.07885 | IMPNRGZ | elc_wof_IND_004 | SaD | 0.25546 | IMPNRGZ
elc_spv_IND_004 | SaN | 0.0011397 | IMPNRGZ | elc_won_IND_004 | SaN | 0.092592 | IMPNRGZ | elc_wof_IND_004 | SaN | 0.25529 | IMPNRGZ
elc_spv_IND_004 | SaP | 0.012999 | IMPNRGZ | elc_won_IND_004 | SaP | 0.0070198 | IMPNRGZ | elc_wof_IND_004 | SaP | 0.048219 | IMPNRGZ
elc_spv_IND_004 | WaD | 0.25426 | IMPNRGZ | elc_won_IND_004 | WaD | 0.093063 | IMPNRGZ | elc_wof_IND_004 | WaD | 0.064681 | IMPNRGZ
elc_spv_IND_004 | WaN | 0 | IMPNRGZ | elc_won_IND_004 | WaN | 0.16798 | IMPNRGZ | elc_wof_IND_004 | WaN | 0.097241 | IMPNRGZ
elc_spv_IND_004 | WaP | 0.031823 | IMPNRGZ | elc_won_IND_004 | WaP | 0.023208 | IMPNRGZ | elc_wof_IND_004 | WaP | 0.015049 | IMPNRGZ
elc_spv_IND_005 | FaD | 0.22827 | IMPNRGZ | elc_won_IND_005 | FaD | 0.043195 | IMPNRGZ | elc_wof_IND_005 | FaD | 0.048531 | IMPNRGZ
elc_spv_IND_005 | FaN | 0 | IMPNRGZ | elc_won_IND_005 | FaN | 0.078885 | IMPNRGZ | elc_wof_IND_005 | FaN | 0.054144 | IMPNRGZ
elc_spv_IND_005 | FaP | 0.017322 | IMPNRGZ | elc_won_IND_005 | FaP | 0.012654 | IMPNRGZ | elc_wof_IND_005 | FaP | 0.01143 | IMPNRGZ
elc_spv_IND_005 | RaD | 0.29048 | IMPNRGZ | elc_won_IND_005 | RaD | 0.11761 | IMPNRGZ | elc_wof_IND_005 | RaD | 0.055934 | IMPNRGZ
elc_spv_IND_005 | RaN | 0.0015032 | IMPNRGZ | elc_won_IND_005 | RaN | 0.20411 | IMPNRGZ | elc_wof_IND_005 | RaN | 0.075169 | IMPNRGZ
elc_spv_IND_005 | RaP | 0.037751 | IMPNRGZ | elc_won_IND_005 | RaP | 0.029563 | IMPNRGZ | elc_wof_IND_005 | RaP | 0.016429 | IMPNRGZ
elc_spv_IND_005 | SaD | 0.12772 | IMPNRGZ | elc_won_IND_005 | SaD | 0.081621 | IMPNRGZ | elc_wof_IND_005 | SaD | 0.25313 | IMPNRGZ
elc_spv_IND_005 | SaN | 0.00084234 | IMPNRGZ | elc_won_IND_005 | SaN | 0.09936 | IMPNRGZ | elc_wof_IND_005 | SaN | 0.25688 | IMPNRGZ
elc_spv_IND_005 | SaP | 0.012539 | IMPNRGZ | elc_won_IND_005 | SaP | 0.0068069 | IMPNRGZ | elc_wof_IND_005 | SaP | 0.049427 | IMPNRGZ
elc_spv_IND_005 | WaD | 0.25564 | IMPNRGZ | elc_won_IND_005 | WaD | 0.11439 | IMPNRGZ | elc_wof_IND_005 | WaD | 0.059059 | IMPNRGZ
elc_spv_IND_005 | WaN | 0 | IMPNRGZ | elc_won_IND_005 | WaN | 0.18429 | IMPNRGZ | elc_wof_IND_005 | WaN | 0.10468 | IMPNRGZ
elc_spv_IND_005 | WaP | 0.027933 | IMPNRGZ | elc_won_IND_005 | WaP | 0.027508 | IMPNRGZ | elc_wof_IND_005 | WaP | 0.015196 | IMPNRGZ
elc_spv_IND_006 | FaD | 0.21821 | IMPNRGZ | elc_won_IND_006 | FaD | 0.07267 | IMPNRGZ | elc_wof_IND_006 | FaD | 0.076603 | IMPNRGZ
elc_spv_IND_006 | FaN | 0 | IMPNRGZ | elc_won_IND_006 | FaN | 0.099283 | IMPNRGZ | elc_wof_IND_006 | FaN | 0.078904 | IMPNRGZ
elc_spv_IND_006 | FaP | 0.015185 | IMPNRGZ | elc_won_IND_006 | FaP | 0.012568 | IMPNRGZ | elc_wof_IND_006 | FaP | 0.01316 | IMPNRGZ
elc_spv_IND_006 | RaD | 0.29874 | IMPNRGZ | elc_won_IND_006 | RaD | 0.10992 | IMPNRGZ | elc_wof_IND_006 | RaD | 0.10735 | IMPNRGZ
elc_spv_IND_006 | RaN | 0.00075 | IMPNRGZ | elc_won_IND_006 | RaN | 0.20475 | IMPNRGZ | elc_wof_IND_006 | RaN | 0.12723 | IMPNRGZ
elc_spv_IND_006 | RaP | 0.040944 | IMPNRGZ | elc_won_IND_006 | RaP | 0.026124 | IMPNRGZ | elc_wof_IND_006 | RaP | 0.021802 | IMPNRGZ
elc_spv_IND_006 | SaD | 0.11389 | IMPNRGZ | elc_won_IND_006 | SaD | 0.096214 | IMPNRGZ | elc_wof_IND_006 | SaD | 0.18158 | IMPNRGZ
elc_spv_IND_006 | SaN | 0.0005157 | IMPNRGZ | elc_won_IND_006 | SaN | 0.10965 | IMPNRGZ | elc_wof_IND_006 | SaN | 0.20836 | IMPNRGZ
elc_spv_IND_006 | SaP | 0.0095086 | IMPNRGZ | elc_won_IND_006 | SaP | 0.01109 | IMPNRGZ | elc_wof_IND_006 | SaP | 0.035948 | IMPNRGZ
elc_spv_IND_006 | WaD | 0.26957 | IMPNRGZ | elc_won_IND_006 | WaD | 0.083933 | IMPNRGZ | elc_wof_IND_006 | WaD | 0.064711 | IMPNRGZ
elc_spv_IND_006 | WaN | 0 | IMPNRGZ | elc_won_IND_006 | WaN | 0.15563 | IMPNRGZ | elc_wof_IND_006 | WaN | 0.075352 | IMPNRGZ
elc_spv_IND_006 | WaP | 0.032696 | IMPNRGZ | elc_won_IND_006 | WaP | 0.018157 | IMPNRGZ | elc_wof_IND_006 | WaP | 0.0089964 | IMPNRGZ
elc_spv_IND_007 | FaD | 0.22581 | IMPNRGZ | elc_won_IND_007 | FaD | 0.068527 | IMPNRGZ | elc_wof_IND_007 | FaD | 0.075236 | IMPNRGZ
elc_spv_IND_007 | FaN | 0 | IMPNRGZ | elc_won_IND_007 | FaN | 0.10557 | IMPNRGZ | elc_wof_IND_007 | FaN | 0.078173 | IMPNRGZ
elc_spv_IND_007 | FaP | 0.014937 | IMPNRGZ | elc_won_IND_007 | FaP | 0.011237 | IMPNRGZ | elc_wof_IND_007 | FaP | 0.014228 | IMPNRGZ
elc_spv_IND_007 | RaD | 0.30159 | IMPNRGZ | elc_won_IND_007 | RaD | 0.11227 | IMPNRGZ | elc_wof_IND_007 | RaD | 0.084466 | IMPNRGZ
elc_spv_IND_007 | RaN | 0.00027829 | IMPNRGZ | elc_won_IND_007 | RaN | 0.2146 | IMPNRGZ | elc_wof_IND_007 | RaN | 0.1052 | IMPNRGZ
elc_spv_IND_007 | RaP | 0.036775 | IMPNRGZ | elc_won_IND_007 | RaP | 0.025578 | IMPNRGZ | elc_wof_IND_007 | RaP | 0.019317 | IMPNRGZ
elc_spv_IND_007 | SaD | 0.11846 | IMPNRGZ | elc_won_IND_007 | SaD | 0.090387 | IMPNRGZ | elc_wof_IND_007 | SaD | 0.20055 | IMPNRGZ
elc_spv_IND_007 | SaN | 0.00046516 | IMPNRGZ | elc_won_IND_007 | SaN | 0.11501 | IMPNRGZ | elc_wof_IND_007 | SaN | 0.21845 | IMPNRGZ
elc_spv_IND_007 | SaP | 0.01029 | IMPNRGZ | elc_won_IND_007 | SaP | 0.010886 | IMPNRGZ | elc_wof_IND_007 | SaP | 0.038374 | IMPNRGZ
elc_spv_IND_007 | WaD | 0.26431 | IMPNRGZ | elc_won_IND_007 | WaD | 0.08269 | IMPNRGZ | elc_wof_IND_007 | WaD | 0.065706 | IMPNRGZ
elc_spv_IND_007 | WaN | 0 | IMPNRGZ | elc_won_IND_007 | WaN | 0.14853 | IMPNRGZ | elc_wof_IND_007 | WaN | 0.08831 | IMPNRGZ
elc_spv_IND_007 | WaP | 0.027091 | IMPNRGZ | elc_won_IND_007 | WaP | 0.014723 | IMPNRGZ | elc_wof_IND_007 | WaP | 0.011984 | IMPNRGZ
elc_spv_IND_008 | FaD | 0.23223 | IMPNRGZ | elc_won_IND_008 | FaD | 0.055909 | IMPNRGZ | elc_wof_IND_008 | FaD | 0.056453 | IMPNRGZ
elc_spv_IND_008 | FaN | 0 | IMPNRGZ | elc_won_IND_008 | FaN | 0.09031 | IMPNRGZ | elc_wof_IND_008 | FaN | 0.058967 | IMPNRGZ
elc_spv_IND_008 | FaP | 0.012129 | IMPNRGZ | elc_won_IND_008 | FaP | 0.010357 | IMPNRGZ | elc_wof_IND_008 | FaP | 0.011263 | IMPNRGZ
elc_spv_IND_008 | RaD | 0.30647 | IMPNRGZ | elc_won_IND_008 | RaD | 0.12321 | IMPNRGZ | elc_wof_IND_008 | RaD | 0.051705 | IMPNRGZ
elc_spv_IND_008 | RaN | 0 | IMPNRGZ | elc_won_IND_008 | RaN | 0.20926 | IMPNRGZ | elc_wof_IND_008 | RaN | 0.081466 | IMPNRGZ
elc_spv_IND_008 | RaP | 0.03129 | IMPNRGZ | elc_won_IND_008 | RaP | 0.025566 | IMPNRGZ | elc_wof_IND_008 | RaP | 0.013455 | IMPNRGZ
elc_spv_IND_008 | SaD | 0.11451 | IMPNRGZ | elc_won_IND_008 | SaD | 0.078743 | IMPNRGZ | elc_wof_IND_008 | SaD | 0.2523 | IMPNRGZ
elc_spv_IND_008 | SaN | 3.56e-06 | IMPNRGZ | elc_won_IND_008 | SaN | 0.10034 | IMPNRGZ | elc_wof_IND_008 | SaN | 0.25679 | IMPNRGZ
elc_spv_IND_008 | SaP | 0.0084228 | IMPNRGZ | elc_won_IND_008 | SaP | 0.0090546 | IMPNRGZ | elc_wof_IND_008 | SaP | 0.047467 | IMPNRGZ
elc_spv_IND_008 | WaD | 0.27424 | IMPNRGZ | elc_won_IND_008 | WaD | 0.10295 | IMPNRGZ | elc_wof_IND_008 | WaD | 0.075145 | IMPNRGZ
elc_spv_IND_008 | WaN | 0 | IMPNRGZ | elc_won_IND_008 | WaN | 0.17385 | IMPNRGZ | elc_wof_IND_008 | WaN | 0.08197 | IMPNRGZ
elc_spv_IND_008 | WaP | 0.020718 | IMPNRGZ | elc_won_IND_008 | WaP | 0.020449 | IMPNRGZ | elc_wof_IND_008 | WaP | 0.013017 | IMPNRGZ
elc_spv_IND_009 | FaD | 0.23009 | IMPNRGZ | elc_won_IND_009 | FaD | 0.062923 | IMPNRGZ | elc_wof_IND_009 | FaD | 0.0723 | IMPNRGZ
elc_spv_IND_009 | FaN | 0 | IMPNRGZ | elc_won_IND_009 | FaN | 0.085376 | IMPNRGZ | elc_wof_IND_009 | FaN | 0.074821 | IMPNRGZ
elc_spv_IND_009 | FaP | 0.013772 | IMPNRGZ | elc_won_IND_009 | FaP | 0.012951 | IMPNRGZ | elc_wof_IND_009 | FaP | 0.013341 | IMPNRGZ
elc_spv_IND_009 | RaD | 0.30339 | IMPNRGZ | elc_won_IND_009 | RaD | 0.10067 | IMPNRGZ | elc_wof_IND_009 | RaD | 0.06728 | IMPNRGZ
elc_spv_IND_009 | RaN | 0 | IMPNRGZ | elc_won_IND_009 | RaN | 0.1362 | IMPNRGZ | elc_wof_IND_009 | RaN | 0.090515 | IMPNRGZ
elc_spv_IND_009 | RaP | 0.034353 | IMPNRGZ | elc_won_IND_009 | RaP | 0.022909 | IMPNRGZ | elc_wof_IND_009 | RaP | 0.01881 | IMPNRGZ
elc_spv_IND_009 | SaD | 0.11753 | IMPNRGZ | elc_won_IND_009 | SaD | 0.19764 | IMPNRGZ | elc_wof_IND_009 | SaD | 0.22395 | IMPNRGZ
elc_spv_IND_009 | SaN | 0.00014211 | IMPNRGZ | elc_won_IND_009 | SaN | 0.18471 | IMPNRGZ | elc_wof_IND_009 | SaN | 0.23117 | IMPNRGZ
elc_spv_IND_009 | SaP | 0.010223 | IMPNRGZ | elc_won_IND_009 | SaP | 0.029053 | IMPNRGZ | elc_wof_IND_009 | SaP | 0.040597 | IMPNRGZ
elc_spv_IND_009 | WaD | 0.2669 | IMPNRGZ | elc_won_IND_009 | WaD | 0.044397 | IMPNRGZ | elc_wof_IND_009 | WaD | 0.0613 | IMPNRGZ
elc_spv_IND_009 | WaN | 0 | IMPNRGZ | elc_won_IND_009 | WaN | 0.10753 | IMPNRGZ | elc_wof_IND_009 | WaN | 0.093384 | IMPNRGZ
elc_spv_IND_009 | WaP | 0.023589 | IMPNRGZ | elc_won_IND_009 | WaP | 0.015628 | IMPNRGZ | elc_wof_IND_009 | WaP | 0.012535 | IMPNRGZ
elc_spv_IND_010 | FaD | 0.23896 | IMPNRGZ | elc_won_IND_010 | FaD | 0.080596 | IMPNRGZ | elc_wof_IND_010 | FaD | 0.075408 | IMPNRGZ
elc_spv_IND_010 | FaN | 0 | IMPNRGZ | elc_won_IND_010 | FaN | 0.083633 | IMPNRGZ | elc_wof_IND_010 | FaN | 0.071834 | IMPNRGZ
elc_spv_IND_010 | FaP | 0.0154 | IMPNRGZ | elc_won_IND_010 | FaP | 0.013986 | IMPNRGZ | elc_wof_IND_010 | FaP | 0.012283 | IMPNRGZ
elc_spv_IND_010 | RaD | 0.30326 | IMPNRGZ | elc_won_IND_010 | RaD | 0.12106 | IMPNRGZ | elc_wof_IND_010 | RaD | 0.057461 | IMPNRGZ
elc_spv_IND_010 | RaN | 0.00018394 | IMPNRGZ | elc_won_IND_010 | RaN | 0.11202 | IMPNRGZ | elc_wof_IND_010 | RaN | 0.089208 | IMPNRGZ
elc_spv_IND_010 | RaP | 0.035041 | IMPNRGZ | elc_won_IND_010 | RaP | 0.028432 | IMPNRGZ | elc_wof_IND_010 | RaP | 0.013352 | IMPNRGZ
elc_spv_IND_010 | SaD | 0.11169 | IMPNRGZ | elc_won_IND_010 | SaD | 0.20305 | IMPNRGZ | elc_wof_IND_010 | SaD | 0.24374 | IMPNRGZ
elc_spv_IND_010 | SaN | 0.00050748 | IMPNRGZ | elc_won_IND_010 | SaN | 0.18204 | IMPNRGZ | elc_wof_IND_010 | SaN | 0.24821 | IMPNRGZ
elc_spv_IND_010 | SaP | 0.010611 | IMPNRGZ | elc_won_IND_010 | SaP | 0.028815 | IMPNRGZ | elc_wof_IND_010 | SaP | 0.04429 | IMPNRGZ
elc_spv_IND_010 | WaD | 0.26032 | IMPNRGZ | elc_won_IND_010 | WaD | 0.047629 | IMPNRGZ | elc_wof_IND_010 | WaD | 0.069616 | IMPNRGZ
elc_spv_IND_010 | WaN | 0 | IMPNRGZ | elc_won_IND_010 | WaN | 0.080807 | IMPNRGZ | elc_wof_IND_010 | WaN | 0.066832 | IMPNRGZ
elc_spv_IND_010 | WaP | 0.024032 | IMPNRGZ | elc_won_IND_010 | WaP | 0.017925 | IMPNRGZ | elc_wof_IND_010 | WaP | 0.0077666 | IMPNRGZ
elc_spv_IND_011 | FaD | 0.24078 | IMPNRGZ | elc_won_IND_011 | FaD | 0.07993 | IMPNRGZ | elc_wof_IND_011 | FaD | 0.078199 | IMPNRGZ
elc_spv_IND_011 | FaN | 0 | IMPNRGZ | elc_won_IND_011 | FaN | 0.089001 | IMPNRGZ | elc_wof_IND_011 | FaN | 0.080089 | IMPNRGZ
elc_spv_IND_011 | FaP | 0.01373 | IMPNRGZ | elc_won_IND_011 | FaP | 0.013547 | IMPNRGZ | elc_wof_IND_011 | FaP | 0.013071 | IMPNRGZ
elc_spv_IND_011 | RaD | 0.306 | IMPNRGZ | elc_won_IND_011 | RaD | 0.1175 | IMPNRGZ | elc_wof_IND_011 | RaD | 0.088694 | IMPNRGZ
elc_spv_IND_011 | RaN | 3.5638e-07 | IMPNRGZ | elc_won_IND_011 | RaN | 0.13554 | IMPNRGZ | elc_wof_IND_011 | RaN | 0.12211 | IMPNRGZ
elc_spv_IND_011 | RaP | 0.03272 | IMPNRGZ | elc_won_IND_011 | RaP | 0.031237 | IMPNRGZ | elc_wof_IND_011 | RaP | 0.02954 | IMPNRGZ
elc_spv_IND_011 | SaD | 0.1141 | IMPNRGZ | elc_won_IND_011 | SaD | 0.17701 | IMPNRGZ | elc_wof_IND_011 | SaD | 0.20812 | IMPNRGZ
elc_spv_IND_011 | SaN | 0.00015817 | IMPNRGZ | elc_won_IND_011 | SaN | 0.1704 | IMPNRGZ | elc_wof_IND_011 | SaN | 0.21238 | IMPNRGZ
elc_spv_IND_011 | SaP | 0.0099724 | IMPNRGZ | elc_won_IND_011 | SaP | 0.027124 | IMPNRGZ | elc_wof_IND_011 | SaP | 0.039839 | IMPNRGZ
elc_spv_IND_011 | WaD | 0.26188 | IMPNRGZ | elc_won_IND_011 | WaD | 0.043765 | IMPNRGZ | elc_wof_IND_011 | WaD | 0.049216 | IMPNRGZ
elc_spv_IND_011 | WaN | 0 | IMPNRGZ | elc_won_IND_011 | WaN | 0.09645 | IMPNRGZ | elc_wof_IND_011 | WaN | 0.071845 | IMPNRGZ
elc_spv_IND_011 | WaP | 0.020653 | IMPNRGZ | elc_won_IND_011 | WaP | 0.018508 | IMPNRGZ | elc_wof_IND_011 | WaP | 0.0068979 | IMPNRGZ
elc_spv_IND_012 | FaD | 0.2244 | IMPNRGZ | elc_won_IND_012 | FaD | 0.055627 | IMPNRGZ | elc_wof_IND_012 | FaD | 0.073825 | IMPNRGZ
elc_spv_IND_012 | FaN | 0 | IMPNRGZ | elc_won_IND_012 | FaN | 0.076814 | IMPNRGZ | elc_wof_IND_012 | FaN | 0.080238 | IMPNRGZ
elc_spv_IND_012 | FaP | 0.016896 | IMPNRGZ | elc_won_IND_012 | FaP | 0.0079966 | IMPNRGZ | elc_wof_IND_012 | FaP | 0.013414 | IMPNRGZ
elc_spv_IND_012 | RaD | 0.26272 | IMPNRGZ | elc_won_IND_012 | RaD | 0.089452 | IMPNRGZ | elc_wof_IND_012 | RaD | 0.048826 | IMPNRGZ
elc_spv_IND_012 | RaN | 0.0023451 | IMPNRGZ | elc_won_IND_012 | RaN | 0.18775 | IMPNRGZ | elc_wof_IND_012 | RaN | 0.10842 | IMPNRGZ
elc_spv_IND_012 | RaP | 0.031881 | IMPNRGZ | elc_won_IND_012 | RaP | 0.015643 | IMPNRGZ | elc_wof_IND_012 | RaP | 0.012365 | IMPNRGZ
elc_spv_IND_012 | SaD | 0.20385 | IMPNRGZ | elc_won_IND_012 | SaD | 0.19318 | IMPNRGZ | elc_wof_IND_012 | SaD | 0.21579 | IMPNRGZ
elc_spv_IND_012 | SaN | 0.0030416 | IMPNRGZ | elc_won_IND_012 | SaN | 0.18096 | IMPNRGZ | elc_wof_IND_012 | SaN | 0.22547 | IMPNRGZ
elc_spv_IND_012 | SaP | 0.024059 | IMPNRGZ | elc_won_IND_012 | SaP | 0.026132 | IMPNRGZ | elc_wof_IND_012 | SaP | 0.041564 | IMPNRGZ
elc_spv_IND_012 | WaD | 0.21094 | IMPNRGZ | elc_won_IND_012 | WaD | 0.042967 | IMPNRGZ | elc_wof_IND_012 | WaD | 0.085839 | IMPNRGZ
elc_spv_IND_012 | WaN | 0 | IMPNRGZ | elc_won_IND_012 | WaN | 0.11525 | IMPNRGZ | elc_wof_IND_012 | WaN | 0.084791 | IMPNRGZ
elc_spv_IND_012 | WaP | 0.019868 | IMPNRGZ | elc_won_IND_012 | WaP | 0.0082353 | IMPNRGZ | elc_wof_IND_012 | WaP | 0.0094585 | IMPNRGZ
elc_spv_IND_013 | FaD | 0.23031 | IMPNRGZ | elc_won_IND_013 | FaD | 0.06273 | IMPNRGZ | elc_wof_IND_013 | FaD | 0.084373 | IMPNRGZ
elc_spv_IND_013 | FaN | 0 | IMPNRGZ | elc_won_IND_013 | FaN | 0.074365 | IMPNRGZ | elc_wof_IND_013 | FaN | 0.11345 | IMPNRGZ
elc_spv_IND_013 | FaP | 0.016087 | IMPNRGZ | elc_won_IND_013 | FaP | 0.010419 | IMPNRGZ | elc_wof_IND_013 | FaP | 0.016721 | IMPNRGZ
elc_spv_IND_013 | RaD | 0.27522 | IMPNRGZ | elc_won_IND_013 | RaD | 0.075431 | IMPNRGZ | elc_wof_IND_013 | RaD | 0.085983 | IMPNRGZ
elc_spv_IND_013 | RaN | 0.0020481 | IMPNRGZ | elc_won_IND_013 | RaN | 0.16734 | IMPNRGZ | elc_wof_IND_013 | RaN | 0.13831 | IMPNRGZ
elc_spv_IND_013 | RaP | 0.030531 | IMPNRGZ | elc_won_IND_013 | RaP | 0.014009 | IMPNRGZ | elc_wof_IND_013 | RaP | 0.022427 | IMPNRGZ
elc_spv_IND_013 | SaD | 0.1986 | IMPNRGZ | elc_won_IND_013 | SaD | 0.22514 | IMPNRGZ | elc_wof_IND_013 | SaD | 0.11246 | IMPNRGZ
elc_spv_IND_013 | SaN | 0.0029287 | IMPNRGZ | elc_won_IND_013 | SaN | 0.23811 | IMPNRGZ | elc_wof_IND_013 | SaN | 0.1963 | IMPNRGZ
elc_spv_IND_013 | SaP | 0.022754 | IMPNRGZ | elc_won_IND_013 | SaP | 0.03275 | IMPNRGZ | elc_wof_IND_013 | SaP | 0.029647 | IMPNRGZ
elc_spv_IND_013 | WaD | 0.20386 | IMPNRGZ | elc_won_IND_013 | WaD | 0.02345 | IMPNRGZ | elc_wof_IND_013 | WaD | 0.088031 | IMPNRGZ
elc_spv_IND_013 | WaN | 0 | IMPNRGZ | elc_won_IND_013 | WaN | 0.06936 | IMPNRGZ | elc_wof_IND_013 | WaN | 0.09375 | IMPNRGZ
elc_spv_IND_013 | WaP | 0.017666 | IMPNRGZ | elc_won_IND_013 | WaP | 0.0069026 | IMPNRGZ | elc_wof_IND_013 | WaP | 0.018544 | IMPNRGZ
elc_spv_IND_014 | FaD | 0.2213 | IMPNRGZ | elc_won_IND_014 | FaD | 0.059276 | IMPNRGZ | elc_wof_IND_014 | FaD | 0.096301 | IMPNRGZ
elc_spv_IND_014 | FaN | 0 | IMPNRGZ | elc_won_IND_014 | FaN | 0.084641 | IMPNRGZ | elc_wof_IND_014 | FaN | 0.12822 | IMPNRGZ
elc_spv_IND_014 | FaP | 0.019164 | IMPNRGZ | elc_won_IND_014 | FaP | 0.0097063 | IMPNRGZ | elc_wof_IND_014 | FaP | 0.020521 | IMPNRGZ
elc_spv_IND_014 | RaD | 0.25477 | IMPNRGZ | elc_won_IND_014 | RaD | 0.076578 | IMPNRGZ | elc_wof_IND_014 | RaD | 0.070425 | IMPNRGZ
elc_spv_IND_014 | RaN | 0.0029455 | IMPNRGZ | elc_won_IND_014 | RaN | 0.17399 | IMPNRGZ | elc_wof_IND_014 | RaN | 0.10684 | IMPNRGZ
elc_spv_IND_014 | RaP | 0.03409 | IMPNRGZ | elc_won_IND_014 | RaP | 0.012247 | IMPNRGZ | elc_wof_IND_014 | RaP | 0.01567 | IMPNRGZ
elc_spv_IND_014 | SaD | 0.19882 | IMPNRGZ | elc_won_IND_014 | SaD | 0.21105 | IMPNRGZ | elc_wof_IND_014 | SaD | 0.13138 | IMPNRGZ
elc_spv_IND_014 | SaN | 0.0030602 | IMPNRGZ | elc_won_IND_014 | SaN | 0.20728 | IMPNRGZ | elc_wof_IND_014 | SaN | 0.19234 | IMPNRGZ
elc_spv_IND_014 | SaP | 0.024358 | IMPNRGZ | elc_won_IND_014 | SaP | 0.029242 | IMPNRGZ | elc_wof_IND_014 | SaP | 0.034984 | IMPNRGZ
elc_spv_IND_014 | WaD | 0.21796 | IMPNRGZ | elc_won_IND_014 | WaD | 0.036545 | IMPNRGZ | elc_wof_IND_014 | WaD | 0.08829 | IMPNRGZ
elc_spv_IND_014 | WaN | 0 | IMPNRGZ | elc_won_IND_014 | WaN | 0.090469 | IMPNRGZ | elc_wof_IND_014 | WaN | 0.097795 | IMPNRGZ
elc_spv_IND_014 | WaP | 0.023526 | IMPNRGZ | elc_won_IND_014 | WaP | 0.0089736 | IMPNRGZ | elc_wof_IND_014 | WaP | 0.017242 | IMPNRGZ
elc_spv_IND_015 | FaD | 0.22771 | IMPNRGZ | elc_won_IND_015 | FaD | 0.06007 | IMPNRGZ | elc_wof_IND_015 | FaD | 0.074811 | IMPNRGZ
elc_spv_IND_015 | FaN | 0 | IMPNRGZ | elc_won_IND_015 | FaN | 0.067156 | IMPNRGZ | elc_wof_IND_015 | FaN | 0.11793 | IMPNRGZ
elc_spv_IND_015 | FaP | 0.016033 | IMPNRGZ | elc_won_IND_015 | FaP | 0.011029 | IMPNRGZ | elc_wof_IND_015 | FaP | 0.02337 | IMPNRGZ
elc_spv_IND_015 | RaD | 0.27295 | IMPNRGZ | elc_won_IND_015 | RaD | 0.077856 | IMPNRGZ | elc_wof_IND_015 | RaD | 0.088091 | IMPNRGZ
elc_spv_IND_015 | RaN | 0.0017088 | IMPNRGZ | elc_won_IND_015 | RaN | 0.16158 | IMPNRGZ | elc_wof_IND_015 | RaN | 0.13809 | IMPNRGZ
elc_spv_IND_015 | RaP | 0.032603 | IMPNRGZ | elc_won_IND_015 | RaP | 0.011231 | IMPNRGZ | elc_wof_IND_015 | RaP | 0.030164 | IMPNRGZ
elc_spv_IND_015 | SaD | 0.18431 | IMPNRGZ | elc_won_IND_015 | SaD | 0.25005 | IMPNRGZ | elc_wof_IND_015 | SaD | 0.085448 | IMPNRGZ
elc_spv_IND_015 | SaN | 0.0018609 | IMPNRGZ | elc_won_IND_015 | SaN | 0.24187 | IMPNRGZ | elc_wof_IND_015 | SaN | 0.16688 | IMPNRGZ
elc_spv_IND_015 | SaP | 0.019428 | IMPNRGZ | elc_won_IND_015 | SaP | 0.033713 | IMPNRGZ | elc_wof_IND_015 | SaP | 0.034435 | IMPNRGZ
elc_spv_IND_015 | WaD | 0.22303 | IMPNRGZ | elc_won_IND_015 | WaD | 0.022811 | IMPNRGZ | elc_wof_IND_015 | WaD | 0.10443 | IMPNRGZ
elc_spv_IND_015 | WaN | 0 | IMPNRGZ | elc_won_IND_015 | WaN | 0.052328 | IMPNRGZ | elc_wof_IND_015 | WaN | 0.11386 | IMPNRGZ
elc_spv_IND_015 | WaP | 0.020364 | IMPNRGZ | elc_won_IND_015 | WaP | 0.010313 | IMPNRGZ | elc_wof_IND_015 | WaP | 0.02249 | IMPNRGZ
elc_spv_IND_016 | FaD | 0.23322 | IMPNRGZ | elc_won_IND_016 | FaD | 0.058525 | IMPNRGZ | elc_wof_IND_016 | FaD | 0.090065 | IMPNRGZ
elc_spv_IND_016 | FaN | 0 | IMPNRGZ | elc_won_IND_016 | FaN | 0.066166 | IMPNRGZ | elc_wof_IND_016 | FaN | 0.11402 | IMPNRGZ
elc_spv_IND_016 | FaP | 0.01642 | IMPNRGZ | elc_won_IND_016 | FaP | 0.0089799 | IMPNRGZ | elc_wof_IND_016 | FaP | 0.023772 | IMPNRGZ
elc_spv_IND_016 | RaD | 0.27772 | IMPNRGZ | elc_won_IND_016 | RaD | 0.12029 | IMPNRGZ | elc_wof_IND_016 | RaD | 0.068612 | IMPNRGZ
elc_spv_IND_016 | RaN | 0.0021589 | IMPNRGZ | elc_won_IND_016 | RaN | 0.19952 | IMPNRGZ | elc_wof_IND_016 | RaN | 0.095939 | IMPNRGZ
elc_spv_IND_016 | RaP | 0.030383 | IMPNRGZ | elc_won_IND_016 | RaP | 0.024275 | IMPNRGZ | elc_wof_IND_016 | RaP | 0.018483 | IMPNRGZ
elc_spv_IND_016 | SaD | 0.19538 | IMPNRGZ | elc_won_IND_016 | SaD | 0.17656 | IMPNRGZ | elc_wof_IND_016 | SaD | 0.14703 | IMPNRGZ
elc_spv_IND_016 | SaN | 0.0034011 | IMPNRGZ | elc_won_IND_016 | SaN | 0.18531 | IMPNRGZ | elc_wof_IND_016 | SaN | 0.16979 | IMPNRGZ
elc_spv_IND_016 | SaP | 0.02332 | IMPNRGZ | elc_won_IND_016 | SaP | 0.021574 | IMPNRGZ | elc_wof_IND_016 | SaP | 0.032843 | IMPNRGZ
elc_spv_IND_016 | WaD | 0.20201 | IMPNRGZ | elc_won_IND_016 | WaD | 0.036616 | IMPNRGZ | elc_wof_IND_016 | WaD | 0.10056 | IMPNRGZ
elc_spv_IND_016 | WaN | 0 | IMPNRGZ | elc_won_IND_016 | WaN | 0.088723 | IMPNRGZ | elc_wof_IND_016 | WaN | 0.11501 | IMPNRGZ
elc_spv_IND_016 | WaP | 0.015987 | IMPNRGZ | elc_won_IND_016 | WaP | 0.013462 | IMPNRGZ | elc_wof_IND_016 | WaP | 0.02389 | IMPNRGZ
elc_spv_IND_017 | FaD | 0.23423 | IMPNRGZ | elc_won_IND_017 | FaD | 0.067364 | IMPNRGZ | elc_wof_IND_017 | FaD | 0.08749 | IMPNRGZ
elc_spv_IND_017 | FaN | 0 | IMPNRGZ | elc_won_IND_017 | FaN | 0.079023 | IMPNRGZ | elc_wof_IND_017 | FaN | 0.095089 | IMPNRGZ
elc_spv_IND_017 | FaP | 0.014384 | IMPNRGZ | elc_won_IND_017 | FaP | 0.01114 | IMPNRGZ | elc_wof_IND_017 | FaP | 0.018576 | IMPNRGZ
elc_spv_IND_017 | RaD | 0.28842 | IMPNRGZ | elc_won_IND_017 | RaD | 0.12664 | IMPNRGZ | elc_wof_IND_017 | RaD | 0.083475 | IMPNRGZ
elc_spv_IND_017 | RaN | 0.0011194 | IMPNRGZ | elc_won_IND_017 | RaN | 0.20241 | IMPNRGZ | elc_wof_IND_017 | RaN | 0.085306 | IMPNRGZ
elc_spv_IND_017 | RaP | 0.030834 | IMPNRGZ | elc_won_IND_017 | RaP | 0.027743 | IMPNRGZ | elc_wof_IND_017 | RaP | 0.01813 | IMPNRGZ
elc_spv_IND_017 | SaD | 0.17914 | IMPNRGZ | elc_won_IND_017 | SaD | 0.15262 | IMPNRGZ | elc_wof_IND_017 | SaD | 0.19873 | IMPNRGZ
elc_spv_IND_017 | SaN | 0.0018981 | IMPNRGZ | elc_won_IND_017 | SaN | 0.15745 | IMPNRGZ | elc_wof_IND_017 | SaN | 0.21158 | IMPNRGZ
elc_spv_IND_017 | SaP | 0.018116 | IMPNRGZ | elc_won_IND_017 | SaP | 0.022022 | IMPNRGZ | elc_wof_IND_017 | SaP | 0.040912 | IMPNRGZ
elc_spv_IND_017 | WaD | 0.21574 | IMPNRGZ | elc_won_IND_017 | WaD | 0.044094 | IMPNRGZ | elc_wof_IND_017 | WaD | 0.067698 | IMPNRGZ
elc_spv_IND_017 | WaN | 0 | IMPNRGZ | elc_won_IND_017 | WaN | 0.097102 | IMPNRGZ | elc_wof_IND_017 | WaN | 0.080289 | IMPNRGZ
elc_spv_IND_017 | WaP | 0.016115 | IMPNRGZ | elc_won_IND_017 | WaP | 0.012393 | IMPNRGZ | elc_wof_IND_017 | WaP | 0.012729 | IMPNRGZ
elc_spv_IND_018 | FaD | 0.23842 | IMPNRGZ | elc_won_IND_018 | FaD | 0.078856 | IMPNRGZ | elc_wof_IND_018 | FaD | 0.086052 | IMPNRGZ
elc_spv_IND_018 | FaN | 0 | IMPNRGZ | elc_won_IND_018 | FaN | 0.087818 | IMPNRGZ | elc_wof_IND_018 | FaN | 0.092838 | IMPNRGZ
elc_spv_IND_018 | FaP | 0.014098 | IMPNRGZ | elc_won_IND_018 | FaP | 0.01291 | IMPNRGZ | elc_wof_IND_018 | FaP | 0.017095 | IMPNRGZ
elc_spv_IND_018 | RaD | 0.29667 | IMPNRGZ | elc_won_IND_018 | RaD | 0.13897 | IMPNRGZ | elc_wof_IND_018 | RaD | 0.077397 | IMPNRGZ
elc_spv_IND_018 | RaN | 3.5646e-05 | IMPNRGZ | elc_won_IND_018 | RaN | 0.1797 | IMPNRGZ | elc_wof_IND_018 | RaN | 0.082747 | IMPNRGZ
elc_spv_IND_018 | RaP | 0.031565 | IMPNRGZ | elc_won_IND_018 | RaP | 0.034136 | IMPNRGZ | elc_wof_IND_018 | RaP | 0.015675 | IMPNRGZ
elc_spv_IND_018 | SaD | 0.1389 | IMPNRGZ | elc_won_IND_018 | SaD | 0.14328 | IMPNRGZ | elc_wof_IND_018 | SaD | 0.16349 | IMPNRGZ
elc_spv_IND_018 | SaN | 0.00042254 | IMPNRGZ | elc_won_IND_018 | SaN | 0.14581 | IMPNRGZ | elc_wof_IND_018 | SaN | 0.17271 | IMPNRGZ
elc_spv_IND_018 | SaP | 0.012094 | IMPNRGZ | elc_won_IND_018 | SaP | 0.023487 | IMPNRGZ | elc_wof_IND_018 | SaP | 0.032855 | IMPNRGZ
elc_spv_IND_018 | WaD | 0.24862 | IMPNRGZ | elc_won_IND_018 | WaD | 0.048987 | IMPNRGZ | elc_wof_IND_018 | WaD | 0.11903 | IMPNRGZ
elc_spv_IND_018 | WaN | 0 | IMPNRGZ | elc_won_IND_018 | WaN | 0.090687 | IMPNRGZ | elc_wof_IND_018 | WaN | 0.11975 | IMPNRGZ
elc_spv_IND_018 | WaP | 0.019172 | IMPNRGZ | elc_won_IND_018 | WaP | 0.015364 | IMPNRGZ | elc_wof_IND_018 | WaP | 0.020364 | IMPNRGZ
elc_spv_IND_019 | FaD | 0.23322 | IMPNRGZ | elc_won_IND_019 | FaD | 0.086063 | IMPNRGZ | elc_wof_IND_019 | FaD | 0.076346 | IMPNRGZ
elc_spv_IND_019 | FaN | 0 | IMPNRGZ | elc_won_IND_019 | FaN | 0.099801 | IMPNRGZ | elc_wof_IND_019 | FaN | 0.077404 | IMPNRGZ
elc_spv_IND_019 | FaP | 0.01162 | IMPNRGZ | elc_won_IND_019 | FaP | 0.014302 | IMPNRGZ | elc_wof_IND_019 | FaP | 0.010274 | IMPNRGZ
elc_spv_IND_019 | RaD | 0.30017 | IMPNRGZ | elc_won_IND_019 | RaD | 0.11213 | IMPNRGZ | elc_wof_IND_019 | RaD | 0.10119 | IMPNRGZ
elc_spv_IND_019 | RaN | 0 | IMPNRGZ | elc_won_IND_019 | RaN | 0.17965 | IMPNRGZ | elc_wof_IND_019 | RaN | 0.17441 | IMPNRGZ
elc_spv_IND_019 | RaP | 0.029272 | IMPNRGZ | elc_won_IND_019 | RaP | 0.029504 | IMPNRGZ | elc_wof_IND_019 | RaP | 0.026561 | IMPNRGZ
elc_spv_IND_019 | SaD | 0.14323 | IMPNRGZ | elc_won_IND_019 | SaD | 0.13286 | IMPNRGZ | elc_wof_IND_019 | SaD | 0.18918 | IMPNRGZ
elc_spv_IND_019 | SaN | 3.1339e-06 | IMPNRGZ | elc_won_IND_019 | SaN | 0.14048 | IMPNRGZ | elc_wof_IND_019 | SaN | 0.2024 | IMPNRGZ
elc_spv_IND_019 | SaP | 0.010706 | IMPNRGZ | elc_won_IND_019 | SaP | 0.020992 | IMPNRGZ | elc_wof_IND_019 | SaP | 0.022436 | IMPNRGZ
elc_spv_IND_019 | WaD | 0.25572 | IMPNRGZ | elc_won_IND_019 | WaD | 0.054621 | IMPNRGZ | elc_wof_IND_019 | WaD | 0.049103 | IMPNRGZ
elc_spv_IND_019 | WaN | 0 | IMPNRGZ | elc_won_IND_019 | WaN | 0.11366 | IMPNRGZ | elc_wof_IND_019 | WaN | 0.059718 | IMPNRGZ
elc_spv_IND_019 | WaP | 0.016057 | IMPNRGZ | elc_won_IND_019 | WaP | 0.015939 | IMPNRGZ | elc_wof_IND_019 | WaP | 0.010982 | IMPNRGZ
elc_spv_IND_020 | FaD | 0.23204 | IMPNRGZ | elc_won_IND_020 | FaD | 0.095827 | IMPNRGZ | elc_wof_IND_020 | FaD | 0.083421 | IMPNRGZ
elc_spv_IND_020 | FaN | 0 | IMPNRGZ | elc_won_IND_020 | FaN | 0.10947 | IMPNRGZ | elc_wof_IND_020 | FaN | 0.079915 | IMPNRGZ
elc_spv_IND_020 | FaP | 0.011984 | IMPNRGZ | elc_won_IND_020 | FaP | 0.017115 | IMPNRGZ | elc_wof_IND_020 | FaP | 0.015914 | IMPNRGZ
elc_spv_IND_020 | RaD | 0.29483 | IMPNRGZ | elc_won_IND_020 | RaD | 0.10314 | IMPNRGZ | elc_wof_IND_020 | RaD | 0.13496 | IMPNRGZ
elc_spv_IND_020 | RaN | 0 | IMPNRGZ | elc_won_IND_020 | RaN | 0.14289 | IMPNRGZ | elc_wof_IND_020 | RaN | 0.14512 | IMPNRGZ
elc_spv_IND_020 | RaP | 0.029735 | IMPNRGZ | elc_won_IND_020 | RaP | 0.025167 | IMPNRGZ | elc_wof_IND_020 | RaP | 0.032115 | IMPNRGZ
elc_spv_IND_020 | SaD | 0.16081 | IMPNRGZ | elc_won_IND_020 | SaD | 0.1786 | IMPNRGZ | elc_wof_IND_020 | SaD | 0.17867 | IMPNRGZ
elc_spv_IND_020 | SaN | 0.00019029 | IMPNRGZ | elc_won_IND_020 | SaN | 0.16055 | IMPNRGZ | elc_wof_IND_020 | SaN | 0.20369 | IMPNRGZ
elc_spv_IND_020 | SaP | 0.013133 | IMPNRGZ | elc_won_IND_020 | SaP | 0.024983 | IMPNRGZ | elc_wof_IND_020 | SaP | 0.035507 | IMPNRGZ
elc_spv_IND_020 | WaD | 0.24212 | IMPNRGZ | elc_won_IND_020 | WaD | 0.034386 | IMPNRGZ | elc_wof_IND_020 | WaD | 0.042428 | IMPNRGZ
elc_spv_IND_020 | WaN | 0 | IMPNRGZ | elc_won_IND_020 | WaN | 0.094104 | IMPNRGZ | elc_wof_IND_020 | WaN | 0.037707 | IMPNRGZ
elc_spv_IND_020 | WaP | 0.015153 | IMPNRGZ | elc_won_IND_020 | WaP | 0.013766 | IMPNRGZ | elc_wof_IND_020 | WaP | 0.010557 | IMPNRGZ
elc_spv_IND_021 | FaD | 0.23457 | IMPNRGZ | elc_won_IND_021 | FaD | 0.085719 | IMPNRGZ | elc_wof_IND_021 | FaD | 0.093116 | IMPNRGZ
elc_spv_IND_021 | FaN | 0 | IMPNRGZ | elc_won_IND_021 | FaN | 0.092627 | IMPNRGZ | elc_wof_IND_021 | FaN | 0.089398 | IMPNRGZ
elc_spv_IND_021 | FaP | 0.015047 | IMPNRGZ | elc_won_IND_021 | FaP | 0.014736 | IMPNRGZ | elc_wof_IND_021 | FaP | 0.015398 | IMPNRGZ
elc_spv_IND_021 | RaD | 0.28495 | IMPNRGZ | elc_won_IND_021 | RaD | 0.12463 | IMPNRGZ | elc_wof_IND_021 | RaD | 0.085117 | IMPNRGZ
elc_spv_IND_021 | RaN | 0.00065869 | IMPNRGZ | elc_won_IND_021 | RaN | 0.16951 | IMPNRGZ | elc_wof_IND_021 | RaN | 0.10824 | IMPNRGZ
elc_spv_IND_021 | RaP | 0.031507 | IMPNRGZ | elc_won_IND_021 | RaP | 0.027838 | IMPNRGZ | elc_wof_IND_021 | RaP | 0.022541 | IMPNRGZ
elc_spv_IND_021 | SaD | 0.16243 | IMPNRGZ | elc_won_IND_021 | SaD | 0.15329 | IMPNRGZ | elc_wof_IND_021 | SaD | 0.21105 | IMPNRGZ
elc_spv_IND_021 | SaN | 0.001093 | IMPNRGZ | elc_won_IND_021 | SaN | 0.14843 | IMPNRGZ | elc_wof_IND_021 | SaN | 0.22147 | IMPNRGZ
elc_spv_IND_021 | SaP | 0.015371 | IMPNRGZ | elc_won_IND_021 | SaP | 0.023833 | IMPNRGZ | elc_wof_IND_021 | SaP | 0.036453 | IMPNRGZ
elc_spv_IND_021 | WaD | 0.23477 | IMPNRGZ | elc_won_IND_021 | WaD | 0.052683 | IMPNRGZ | elc_wof_IND_021 | WaD | 0.053899 | IMPNRGZ
elc_spv_IND_021 | WaN | 0 | IMPNRGZ | elc_won_IND_021 | WaN | 0.091901 | IMPNRGZ | elc_wof_IND_021 | WaN | 0.052262 | IMPNRGZ
elc_spv_IND_021 | WaP | 0.01961 | IMPNRGZ | elc_won_IND_021 | WaP | 0.014802 | IMPNRGZ | elc_wof_IND_021 | WaP | 0.01106 | IMPNRGZ
elc_spv_IND_022 | FaD | 0.23536 | IMPNRGZ | elc_won_IND_022 | FaD | 0.037292 | IMPNRGZ | elc_wof_IND_022 | FaD | 0.076924 | IMPNRGZ
elc_spv_IND_022 | FaN | 0 | IMPNRGZ | elc_won_IND_022 | FaN | 0.070504 | IMPNRGZ | elc_wof_IND_022 | FaN | 0.074014 | IMPNRGZ
elc_spv_IND_022 | FaP | 0.013845 | IMPNRGZ | elc_won_IND_022 | FaP | 0.0087111 | IMPNRGZ | elc_wof_IND_022 | FaP | 0.010812 | IMPNRGZ
elc_spv_IND_022 | RaD | 0.28928 | IMPNRGZ | elc_won_IND_022 | RaD | 0.12861 | IMPNRGZ | elc_wof_IND_022 | RaD | 0.14273 | IMPNRGZ
elc_spv_IND_022 | RaN | 0.00046115 | IMPNRGZ | elc_won_IND_022 | RaN | 0.16342 | IMPNRGZ | elc_wof_IND_022 | RaN | 0.18013 | IMPNRGZ
elc_spv_IND_022 | RaP | 0.031426 | IMPNRGZ | elc_won_IND_022 | RaP | 0.025335 | IMPNRGZ | elc_wof_IND_022 | RaP | 0.025311 | IMPNRGZ
elc_spv_IND_022 | SaD | 0.17026 | IMPNRGZ | elc_won_IND_022 | SaD | 0.18676 | IMPNRGZ | elc_wof_IND_022 | SaD | 0.17034 | IMPNRGZ
elc_spv_IND_022 | SaN | 0.0012469 | IMPNRGZ | elc_won_IND_022 | SaN | 0.20877 | IMPNRGZ | elc_wof_IND_022 | SaN | 0.20075 | IMPNRGZ
elc_spv_IND_022 | SaP | 0.016771 | IMPNRGZ | elc_won_IND_022 | SaP | 0.0361 | IMPNRGZ | elc_wof_IND_022 | SaP | 0.02992 | IMPNRGZ
elc_spv_IND_022 | WaD | 0.22492 | IMPNRGZ | elc_won_IND_022 | WaD | 0.029315 | IMPNRGZ | elc_wof_IND_022 | WaD | 0.052905 | IMPNRGZ
elc_spv_IND_022 | WaN | 0 | IMPNRGZ | elc_won_IND_022 | WaN | 0.095315 | IMPNRGZ | elc_wof_IND_022 | WaN | 0.031482 | IMPNRGZ
elc_spv_IND_022 | WaP | 0.016427 | IMPNRGZ | elc_won_IND_022 | WaP | 0.0098692 | IMPNRGZ | elc_wof_IND_022 | WaP | 0.0046671 | IMPNRGZ
elc_spv_IND_023 | FaD | 0.24092 | IMPNRGZ | elc_won_IND_023 | FaD | 0.063038 | IMPNRGZ | elc_wof_IND_023 | FaD | 0.083278 | IMPNRGZ
elc_spv_IND_023 | FaN | 0 | IMPNRGZ | elc_won_IND_023 | FaN | 0.08527 | IMPNRGZ | elc_wof_IND_023 | FaN | 0.0745 | IMPNRGZ
elc_spv_IND_023 | FaP | 0.013267 | IMPNRGZ | elc_won_IND_023 | FaP | 0.010817 | IMPNRGZ | elc_wof_IND_023 | FaP | 0.012823 | IMPNRGZ
elc_spv_IND_023 | RaD | 0.30462 | IMPNRGZ | elc_won_IND_023 | RaD | 0.14091 | IMPNRGZ | elc_wof_IND_023 | RaD | 0.1679 | IMPNRGZ
elc_spv_IND_023 | RaN | 1.2323e-05 | IMPNRGZ | elc_won_IND_023 | RaN | 0.23933 | IMPNRGZ | elc_wof_IND_023 | RaN | 0.20746 | IMPNRGZ
elc_spv_IND_023 | RaP | 0.030003 | IMPNRGZ | elc_won_IND_023 | RaP | 0.03117 | IMPNRGZ | elc_wof_IND_023 | RaP | 0.035777 | IMPNRGZ
elc_spv_IND_023 | SaD | 0.14483 | IMPNRGZ | elc_won_IND_023 | SaD | 0.13439 | IMPNRGZ | elc_wof_IND_023 | SaD | 0.14189 | IMPNRGZ
elc_spv_IND_023 | SaN | 0.00070397 | IMPNRGZ | elc_won_IND_023 | SaN | 0.15508 | IMPNRGZ | elc_wof_IND_023 | SaN | 0.17716 | IMPNRGZ
elc_spv_IND_023 | SaP | 0.012241 | IMPNRGZ | elc_won_IND_023 | SaP | 0.026956 | IMPNRGZ | elc_wof_IND_023 | SaP | 0.027509 | IMPNRGZ
elc_spv_IND_023 | WaD | 0.23784 | IMPNRGZ | elc_won_IND_023 | WaD | 0.040552 | IMPNRGZ | elc_wof_IND_023 | WaD | 0.045081 | IMPNRGZ
elc_spv_IND_023 | WaN | 0 | IMPNRGZ | elc_won_IND_023 | WaN | 0.066912 | IMPNRGZ | elc_wof_IND_023 | WaN | 0.02113 | IMPNRGZ
elc_spv_IND_023 | WaP | 0.015567 | IMPNRGZ | elc_won_IND_023 | WaP | 0.0055719 | IMPNRGZ | elc_wof_IND_023 | WaP | 0.0054892 | IMPNRGZ
elc_spv_IND_024 | FaD | 0.23768 | IMPNRGZ | elc_won_IND_024 | FaD | 0.075211 | IMPNRGZ | elc_wof_IND_024 | FaD | 0.074891 | IMPNRGZ
elc_spv_IND_024 | FaN | 0 | IMPNRGZ | elc_won_IND_024 | FaN | 0.073697 | IMPNRGZ | elc_wof_IND_024 | FaN | 0.067922 | IMPNRGZ
elc_spv_IND_024 | FaP | 0.012445 | IMPNRGZ | elc_won_IND_024 | FaP | 0.012985 | IMPNRGZ | elc_wof_IND_024 | FaP | 0.012652 | IMPNRGZ
elc_spv_IND_024 | RaD | 0.29865 | IMPNRGZ | elc_won_IND_024 | RaD | 0.16618 | IMPNRGZ | elc_wof_IND_024 | RaD | 0.18456 | IMPNRGZ
elc_spv_IND_024 | RaN | 7.1519e-06 | IMPNRGZ | elc_won_IND_024 | RaN | 0.22657 | IMPNRGZ | elc_wof_IND_024 | RaN | 0.20674 | IMPNRGZ
elc_spv_IND_024 | RaP | 0.029978 | IMPNRGZ | elc_won_IND_024 | RaP | 0.046772 | IMPNRGZ | elc_wof_IND_024 | RaP | 0.041206 | IMPNRGZ
elc_spv_IND_024 | SaD | 0.15854 | IMPNRGZ | elc_won_IND_024 | SaD | 0.13026 | IMPNRGZ | elc_wof_IND_024 | SaD | 0.14211 | IMPNRGZ
elc_spv_IND_024 | SaN | 0.00041246 | IMPNRGZ | elc_won_IND_024 | SaN | 0.16083 | IMPNRGZ | elc_wof_IND_024 | SaN | 0.17354 | IMPNRGZ
elc_spv_IND_024 | SaP | 0.013305 | IMPNRGZ | elc_won_IND_024 | SaP | 0.027415 | IMPNRGZ | elc_wof_IND_024 | SaP | 0.030113 | IMPNRGZ
elc_spv_IND_024 | WaD | 0.2341 | IMPNRGZ | elc_won_IND_024 | WaD | 0.035142 | IMPNRGZ | elc_wof_IND_024 | WaD | 0.03382 | IMPNRGZ
elc_spv_IND_024 | WaN | 0 | IMPNRGZ | elc_won_IND_024 | WaN | 0.034968 | IMPNRGZ | elc_wof_IND_024 | WaN | 0.025707 | IMPNRGZ
elc_spv_IND_024 | WaP | 0.014877 | IMPNRGZ | elc_won_IND_024 | WaP | 0.0099702 | IMPNRGZ | elc_wof_IND_024 | WaP | 0.0067417 | IMPNRGZ
elc_spv_IND_025 | FaD | 0.22498 | IMPNRGZ | elc_won_IND_025 | FaD | 0.08529 | IMPNRGZ
elc_spv_IND_025 | FaN | 0 | IMPNRGZ | elc_won_IND_025 | FaN | 0.10761 | IMPNRGZ
elc_spv_IND_025 | FaP | 0.0052944 | IMPNRGZ | elc_won_IND_025 | FaP | 0.012855 | IMPNRGZ
elc_spv_IND_025 | RaD | 0.29455 | IMPNRGZ | elc_won_IND_025 | RaD | 0.082108 | IMPNRGZ
elc_spv_IND_025 | RaN | 0 | IMPNRGZ | elc_won_IND_025 | RaN | 0.20126 | IMPNRGZ
elc_spv_IND_025 | RaP | 0.021002 | IMPNRGZ | elc_won_IND_025 | RaP | 0.021611 | IMPNRGZ
elc_spv_IND_025 | SaD | 0.17681 | IMPNRGZ | elc_won_IND_025 | SaD | 0.14781 | IMPNRGZ
elc_spv_IND_025 | SaN | 4.4058e-06 | IMPNRGZ | elc_won_IND_025 | SaN | 0.16403 | IMPNRGZ
elc_spv_IND_025 | SaP | 0.010728 | IMPNRGZ | elc_won_IND_025 | SaP | 0.027025 | IMPNRGZ
elc_spv_IND_025 | WaD | 0.25733 | IMPNRGZ | elc_won_IND_025 | WaD | 0.044233 | IMPNRGZ
elc_spv_IND_025 | WaN | 0 | IMPNRGZ | elc_won_IND_025 | WaN | 0.10197 | IMPNRGZ
elc_spv_IND_025 | WaP | 0.0092948 | IMPNRGZ | elc_won_IND_025 | WaP | 0.0041937 | IMPNRGZ
elc_spv_IND_026 | FaD | 0.22948 | IMPNRGZ | elc_won_IND_026 | FaD | 0.066678 | IMPNRGZ
elc_spv_IND_026 | FaN | 0 | IMPNRGZ | elc_won_IND_026 | FaN | 0.089087 | IMPNRGZ
elc_spv_IND_026 | FaP | 0.009787 | IMPNRGZ | elc_won_IND_026 | FaP | 0.010563 | IMPNRGZ
elc_spv_IND_026 | RaD | 0.30216 | IMPNRGZ | elc_won_IND_026 | RaD | 0.11791 | IMPNRGZ
elc_spv_IND_026 | RaN | 0 | IMPNRGZ | elc_won_IND_026 | RaN | 0.1922 | IMPNRGZ
elc_spv_IND_026 | RaP | 0.027098 | IMPNRGZ | elc_won_IND_026 | RaP | 0.022762 | IMPNRGZ
elc_spv_IND_026 | SaD | 0.16391 | IMPNRGZ | elc_won_IND_026 | SaD | 0.15828 | IMPNRGZ
elc_spv_IND_026 | SaN | 0 | IMPNRGZ | elc_won_IND_026 | SaN | 0.16079 | IMPNRGZ
elc_spv_IND_026 | SaP | 0.011948 | IMPNRGZ | elc_won_IND_026 | SaP | 0.022612 | IMPNRGZ
elc_spv_IND_026 | WaD | 0.2431 | IMPNRGZ | elc_won_IND_026 | WaD | 0.047367 | IMPNRGZ
elc_spv_IND_026 | WaN | 0 | IMPNRGZ | elc_won_IND_026 | WaN | 0.10431 | IMPNRGZ
elc_spv_IND_026 | WaP | 0.012515 | IMPNRGZ | elc_won_IND_026 | WaP | 0.0074366 | IMPNRGZ
elc_spv_IND_027 | FaD | 0.2204 | IMPNRGZ | elc_won_IND_027 | FaD | 0.056905 | IMPNRGZ
elc_spv_IND_027 | FaN | 0 | IMPNRGZ | elc_won_IND_027 | FaN | 0.068282 | IMPNRGZ
elc_spv_IND_027 | FaP | 0.0094906 | IMPNRGZ | elc_won_IND_027 | FaP | 0.0095999 | IMPNRGZ
elc_spv_IND_027 | RaD | 0.29695 | IMPNRGZ | elc_won_IND_027 | RaD | 0.13327 | IMPNRGZ
elc_spv_IND_027 | RaN | 0 | IMPNRGZ | elc_won_IND_027 | RaN | 0.2126 | IMPNRGZ
elc_spv_IND_027 | RaP | 0.025672 | IMPNRGZ | elc_won_IND_027 | RaP | 0.026349 | IMPNRGZ
elc_spv_IND_027 | SaD | 0.16513 | IMPNRGZ | elc_won_IND_027 | SaD | 0.16409 | IMPNRGZ
elc_spv_IND_027 | SaN | 0 | IMPNRGZ | elc_won_IND_027 | SaN | 0.17053 | IMPNRGZ
elc_spv_IND_027 | SaP | 0.011251 | IMPNRGZ | elc_won_IND_027 | SaP | 0.021609 | IMPNRGZ
elc_spv_IND_027 | WaD | 0.25734 | IMPNRGZ | elc_won_IND_027 | WaD | 0.037101 | IMPNRGZ
elc_spv_IND_027 | WaN | 0 | IMPNRGZ | elc_won_IND_027 | WaN | 0.088365 | IMPNRGZ
elc_spv_IND_027 | WaP | 0.013773 | IMPNRGZ | elc_won_IND_027 | WaP | 0.011302 | IMPNRGZ
elc_spv_IND_028 | FaD | 0.21804 | IMPNRGZ | elc_won_IND_028 | FaD | 0.050704 | IMPNRGZ
elc_spv_IND_028 | FaN | 0 | IMPNRGZ | elc_won_IND_028 | FaN | 0.075673 | IMPNRGZ
elc_spv_IND_028 | FaP | 0.0064119 | IMPNRGZ | elc_won_IND_028 | FaP | 0.0081915 | IMPNRGZ
elc_spv_IND_028 | RaD | 0.2973 | IMPNRGZ | elc_won_IND_028 | RaD | 0.13426 | IMPNRGZ
elc_spv_IND_028 | RaN | 0 | IMPNRGZ | elc_won_IND_028 | RaN | 0.21843 | IMPNRGZ
elc_spv_IND_028 | RaP | 0.022945 | IMPNRGZ | elc_won_IND_028 | RaP | 0.025295 | IMPNRGZ
elc_spv_IND_028 | SaD | 0.17591 | IMPNRGZ | elc_won_IND_028 | SaD | 0.14032 | IMPNRGZ
elc_spv_IND_028 | SaN | 0 | IMPNRGZ | elc_won_IND_028 | SaN | 0.15584 | IMPNRGZ
elc_spv_IND_028 | SaP | 0.011239 | IMPNRGZ | elc_won_IND_028 | SaP | 0.018002 | IMPNRGZ
elc_spv_IND_028 | WaD | 0.25718 | IMPNRGZ | elc_won_IND_028 | WaD | 0.041539 | IMPNRGZ
elc_spv_IND_028 | WaN | 0 | IMPNRGZ | elc_won_IND_028 | WaN | 0.1235 | IMPNRGZ
elc_spv_IND_028 | WaP | 0.010978 | IMPNRGZ | elc_won_IND_028 | WaP | 0.0082529 | IMPNRGZ
elc_spv_IND_029 | FaD | 0.23463 | IMPNRGZ | elc_won_IND_029 | FaD | 0.05896 | IMPNRGZ
elc_spv_IND_029 | FaN | 0 | IMPNRGZ | elc_won_IND_029 | FaN | 0.077048 | IMPNRGZ
elc_spv_IND_029 | FaP | 0.0056321 | IMPNRGZ | elc_won_IND_029 | FaP | 0.010399 | IMPNRGZ
elc_spv_IND_029 | RaD | 0.26999 | IMPNRGZ | elc_won_IND_029 | RaD | 0.063209 | IMPNRGZ
elc_spv_IND_029 | RaN | 6.7091e-06 | IMPNRGZ | elc_won_IND_029 | RaN | 0.16282 | IMPNRGZ
elc_spv_IND_029 | RaP | 0.018492 | IMPNRGZ | elc_won_IND_029 | RaP | 0.020423 | IMPNRGZ
elc_spv_IND_029 | SaD | 0.2112 | IMPNRGZ | elc_won_IND_029 | SaD | 0.23863 | IMPNRGZ
elc_spv_IND_029 | SaN | 3.5406e-05 | IMPNRGZ | elc_won_IND_029 | SaN | 0.21281 | IMPNRGZ
elc_spv_IND_029 | SaP | 0.014097 | IMPNRGZ | elc_won_IND_029 | SaP | 0.027142 | IMPNRGZ
elc_spv_IND_029 | WaD | 0.23821 | IMPNRGZ | elc_won_IND_029 | WaD | 0.030402 | IMPNRGZ
elc_spv_IND_029 | WaN | 0 | IMPNRGZ | elc_won_IND_029 | WaN | 0.087106 | IMPNRGZ
elc_spv_IND_029 | WaP | 0.0077165 | IMPNRGZ | elc_won_IND_029 | WaP | 0.011054 | IMPNRGZ
elc_spv_IND_030 | FaD | 0.23724 | IMPNRGZ | elc_won_IND_030 | FaD | 0.070794 | IMPNRGZ
elc_spv_IND_030 | FaN | 0 | IMPNRGZ | elc_won_IND_030 | FaN | 0.071819 | IMPNRGZ
elc_spv_IND_030 | FaP | 0.0066224 | IMPNRGZ | elc_won_IND_030 | FaP | 0.010702 | IMPNRGZ
elc_spv_IND_030 | RaD | 0.28382 | IMPNRGZ | elc_won_IND_030 | RaD | 0.089839 | IMPNRGZ
elc_spv_IND_030 | RaN | 0 | IMPNRGZ | elc_won_IND_030 | RaN | 0.15197 | IMPNRGZ
elc_spv_IND_030 | RaP | 0.02056 | IMPNRGZ | elc_won_IND_030 | RaP | 0.029876 | IMPNRGZ
elc_spv_IND_030 | SaD | 0.17154 | IMPNRGZ | elc_won_IND_030 | SaD | 0.2197 | IMPNRGZ
elc_spv_IND_030 | SaN | 0 | IMPNRGZ | elc_won_IND_030 | SaN | 0.21083 | IMPNRGZ
elc_spv_IND_030 | SaP | 0.0099113 | IMPNRGZ | elc_won_IND_030 | SaP | 0.025792 | IMPNRGZ
elc_spv_IND_030 | WaD | 0.25924 | IMPNRGZ | elc_won_IND_030 | WaD | 0.045775 | IMPNRGZ
elc_spv_IND_030 | WaN | 0 | IMPNRGZ | elc_won_IND_030 | WaN | 0.057829 | IMPNRGZ
elc_spv_IND_030 | WaP | 0.011076 | IMPNRGZ | elc_won_IND_030 | WaP | 0.015069 | IMPNRGZ
elc_spv_IND_031 | FaD | 0.23395 | IMPNRGZ | elc_won_IND_031 | FaD | 0.043689 | IMPNRGZ
elc_spv_IND_031 | FaN | 0 | IMPNRGZ | elc_won_IND_031 | FaN | 0.061812 | IMPNRGZ
elc_spv_IND_031 | FaP | 0.0061977 | IMPNRGZ | elc_won_IND_031 | FaP | 0.0066101 | IMPNRGZ
elc_spv_IND_031 | RaD | 0.29436 | IMPNRGZ | elc_won_IND_031 | RaD | 0.063332 | IMPNRGZ
elc_spv_IND_031 | RaN | 0 | IMPNRGZ | elc_won_IND_031 | RaN | 0.17368 | IMPNRGZ
elc_spv_IND_031 | RaP | 0.021223 | IMPNRGZ | elc_won_IND_031 | RaP | 0.008431 | IMPNRGZ
elc_spv_IND_031 | SaD | 0.15302 | IMPNRGZ | elc_won_IND_031 | SaD | 0.25225 | IMPNRGZ
elc_spv_IND_031 | SaN | 0 | IMPNRGZ | elc_won_IND_031 | SaN | 0.24171 | IMPNRGZ
elc_spv_IND_031 | SaP | 0.0074544 | IMPNRGZ | elc_won_IND_031 | SaP | 0.032294 | IMPNRGZ
elc_spv_IND_031 | WaD | 0.27162 | IMPNRGZ | elc_won_IND_031 | WaD | 0.030007 | IMPNRGZ
elc_spv_IND_031 | WaN | 0 | IMPNRGZ | elc_won_IND_031 | WaN | 0.079413 | IMPNRGZ
elc_spv_IND_031 | WaP | 0.01218 | IMPNRGZ | elc_won_IND_031 | WaP | 0.0067645 | IMPNRGZ
elc_spv_IND_032 | FaD | 0.20084 | IMPNRGZ | elc_won_IND_032 | FaD | 0.075413 | IMPNRGZ
elc_spv_IND_032 | FaN | 0 | IMPNRGZ | elc_won_IND_032 | FaN | 0.07598 | IMPNRGZ
elc_spv_IND_032 | FaP | 0.013818 | IMPNRGZ | elc_won_IND_032 | FaP | 0.012325 | IMPNRGZ
elc_spv_IND_032 | RaD | 0.27057 | IMPNRGZ | elc_won_IND_032 | RaD | 0.070238 | IMPNRGZ
elc_spv_IND_032 | RaN | 0.0010037 | IMPNRGZ | elc_won_IND_032 | RaN | 0.093291 | IMPNRGZ
elc_spv_IND_032 | RaP | 0.032023 | IMPNRGZ | elc_won_IND_032 | RaP | 0.014226 | IMPNRGZ
elc_spv_IND_032 | SaD | 0.17644 | IMPNRGZ | elc_won_IND_032 | SaD | 0.28312 | IMPNRGZ
elc_spv_IND_032 | SaN | 0.0019996 | IMPNRGZ | elc_won_IND_032 | SaN | 0.25606 | IMPNRGZ
elc_spv_IND_032 | SaP | 0.018281 | IMPNRGZ | elc_won_IND_032 | SaP | 0.039246 | IMPNRGZ
elc_spv_IND_032 | WaD | 0.2565 | IMPNRGZ | elc_won_IND_032 | WaD | 0.028885 | IMPNRGZ
elc_spv_IND_032 | WaN | 0 | IMPNRGZ | elc_won_IND_032 | WaN | 0.041085 | IMPNRGZ
elc_spv_IND_032 | WaP | 0.028517 | IMPNRGZ | elc_won_IND_032 | WaP | 0.010129 | IMPNRGZ
elc_spv_IND_033 | FaD | 0.21919 | IMPNRGZ | elc_won_IND_033 | FaD | 0.040665 | IMPNRGZ
elc_spv_IND_033 | FaN | 0 | IMPNRGZ | elc_won_IND_033 | FaN | 0.05172 | IMPNRGZ
elc_spv_IND_033 | FaP | 0.017457 | IMPNRGZ | elc_won_IND_033 | FaP | 0.0061727 | IMPNRGZ
elc_spv_IND_033 | RaD | 0.25779 | IMPNRGZ | elc_won_IND_033 | RaD | 0.078399 | IMPNRGZ
elc_spv_IND_033 | RaN | 0.0018635 | IMPNRGZ | elc_won_IND_033 | RaN | 0.17333 | IMPNRGZ
elc_spv_IND_033 | RaP | 0.034955 | IMPNRGZ | elc_won_IND_033 | RaP | 0.013158 | IMPNRGZ
elc_spv_IND_033 | SaD | 0.16735 | IMPNRGZ | elc_won_IND_033 | SaD | 0.24944 | IMPNRGZ
elc_spv_IND_033 | SaN | 0.0022005 | IMPNRGZ | elc_won_IND_033 | SaN | 0.23856 | IMPNRGZ
elc_spv_IND_033 | SaP | 0.019117 | IMPNRGZ | elc_won_IND_033 | SaP | 0.035093 | IMPNRGZ
elc_spv_IND_033 | WaD | 0.25283 | IMPNRGZ | elc_won_IND_033 | WaD | 0.029315 | IMPNRGZ
elc_spv_IND_033 | WaN | 0 | IMPNRGZ | elc_won_IND_033 | WaN | 0.078937 | IMPNRGZ
elc_spv_IND_033 | WaP | 0.027243 | IMPNRGZ | elc_won_IND_033 | WaP | 0.0052137 | IMPNRGZ
elc_spv_IND_034 | FaD | 0.213 | IMPNRGZ | elc_won_IND_034 | FaD | 0.060311 | IMPNRGZ
elc_spv_IND_034 | FaN | 0 | IMPNRGZ | elc_won_IND_034 | FaN | 0.075701 | IMPNRGZ
elc_spv_IND_034 | FaP | 0.016183 | IMPNRGZ | elc_won_IND_034 | FaP | 0.014267 | IMPNRGZ
elc_spv_IND_034 | RaD | 0.25673 | IMPNRGZ | elc_won_IND_034 | RaD | 0.059857 | IMPNRGZ
elc_spv_IND_034 | RaN | 0.0018093 | IMPNRGZ | elc_won_IND_034 | RaN | 0.15429 | IMPNRGZ
elc_spv_IND_034 | RaP | 0.035715 | IMPNRGZ | elc_won_IND_034 | RaP | 0.027275 | IMPNRGZ
elc_spv_IND_034 | SaD | 0.17424 | IMPNRGZ | elc_won_IND_034 | SaD | 0.25236 | IMPNRGZ
elc_spv_IND_034 | SaN | 0.0021203 | IMPNRGZ | elc_won_IND_034 | SaN | 0.21226 | IMPNRGZ
elc_spv_IND_034 | SaP | 0.019807 | IMPNRGZ | elc_won_IND_034 | SaP | 0.045814 | IMPNRGZ
elc_spv_IND_034 | WaD | 0.25259 | IMPNRGZ | elc_won_IND_034 | WaD | 0.027921 | IMPNRGZ
elc_spv_IND_034 | WaN | 0 | IMPNRGZ | elc_won_IND_034 | WaN | 0.06335 | IMPNRGZ
elc_spv_IND_034 | WaP | 0.027808 | IMPNRGZ | elc_won_IND_034 | WaP | 0.0065893 | IMPNRGZ
elc_spv_IND_035 | FaD | 0.20709 | IMPNRGZ | elc_won_IND_035 | FaD | 0.048373 | IMPNRGZ
elc_spv_IND_035 | FaN | 0 | IMPNRGZ | elc_won_IND_035 | FaN | 0.064885 | IMPNRGZ
elc_spv_IND_035 | FaP | 0.014934 | IMPNRGZ | elc_won_IND_035 | FaP | 0.0092357 | IMPNRGZ
elc_spv_IND_035 | RaD | 0.26638 | IMPNRGZ | elc_won_IND_035 | RaD | 0.07201 | IMPNRGZ
elc_spv_IND_035 | RaN | 0.0016148 | IMPNRGZ | elc_won_IND_035 | RaN | 0.19262 | IMPNRGZ
elc_spv_IND_035 | RaP | 0.034442 | IMPNRGZ | elc_won_IND_035 | RaP | 0.018178 | IMPNRGZ
elc_spv_IND_035 | SaD | 0.17323 | IMPNRGZ | elc_won_IND_035 | SaD | 0.21883 | IMPNRGZ
elc_spv_IND_035 | SaN | 0.0019698 | IMPNRGZ | elc_won_IND_035 | SaN | 0.21542 | IMPNRGZ
elc_spv_IND_035 | SaP | 0.018331 | IMPNRGZ | elc_won_IND_035 | SaP | 0.034841 | IMPNRGZ
elc_spv_IND_035 | WaD | 0.25367 | IMPNRGZ | elc_won_IND_035 | WaD | 0.032398 | IMPNRGZ
elc_spv_IND_035 | WaN | 0 | IMPNRGZ | elc_won_IND_035 | WaN | 0.086616 | IMPNRGZ
elc_spv_IND_035 | WaP | 0.028342 | IMPNRGZ | elc_won_IND_035 | WaP | 0.0065902 | IMPNRGZ
elc_spv_IND_036 | FaD | 0.21532 | IMPNRGZ | elc_won_IND_036 | FaD | 0.075543 | IMPNRGZ
elc_spv_IND_036 | FaN | 0 | IMPNRGZ | elc_won_IND_036 | FaN | 0.10089 | IMPNRGZ
elc_spv_IND_036 | FaP | 0.010922 | IMPNRGZ | elc_won_IND_036 | FaP | 0.025474 | IMPNRGZ
elc_spv_IND_036 | RaD | 0.26574 | IMPNRGZ | elc_won_IND_036 | RaD | 0.071965 | IMPNRGZ
elc_spv_IND_036 | RaN | 0 | IMPNRGZ | elc_won_IND_036 | RaN | 0.1029 | IMPNRGZ
elc_spv_IND_036 | RaP | 0.026746 | IMPNRGZ | elc_won_IND_036 | RaP | 0.03133 | IMPNRGZ
elc_spv_IND_036 | SaD | 0.17584 | IMPNRGZ | elc_won_IND_036 | SaD | 0.11479 | IMPNRGZ
elc_spv_IND_036 | SaN | 2.2131e-05 | IMPNRGZ | elc_won_IND_036 | SaN | 0.14251 | IMPNRGZ
elc_spv_IND_036 | SaP | 0.013644 | IMPNRGZ | elc_won_IND_036 | SaP | 0.033035 | IMPNRGZ
elc_spv_IND_036 | WaD | 0.2727 | IMPNRGZ | elc_won_IND_036 | WaD | 0.12311 | IMPNRGZ
elc_spv_IND_036 | WaN | 0 | IMPNRGZ | elc_won_IND_036 | WaN | 0.14415 | IMPNRGZ
elc_spv_IND_036 | WaP | 0.01907 | IMPNRGZ | elc_won_IND_036 | WaP | 0.0343 | IMPNRGZ
elc_spv_IND_037 | FaD | 0.2295 | IMPNRGZ | elc_won_IND_037 | FaD | 0.070407 | IMPNRGZ
elc_spv_IND_037 | FaN | 0 | IMPNRGZ | elc_won_IND_037 | FaN | 0.089239 | IMPNRGZ
elc_spv_IND_037 | FaP | 0.010637 | IMPNRGZ | elc_won_IND_037 | FaP | 0.016881 | IMPNRGZ
elc_spv_IND_037 | RaD | 0.25597 | IMPNRGZ | elc_won_IND_037 | RaD | 0.069871 | IMPNRGZ
elc_spv_IND_037 | RaN | 0 | IMPNRGZ | elc_won_IND_037 | RaN | 0.12958 | IMPNRGZ
elc_spv_IND_037 | RaP | 0.023752 | IMPNRGZ | elc_won_IND_037 | RaP | 0.035512 | IMPNRGZ
elc_spv_IND_037 | SaD | 0.18384 | IMPNRGZ | elc_won_IND_037 | SaD | 0.14372 | IMPNRGZ
elc_spv_IND_037 | SaN | 0.0001628 | IMPNRGZ | elc_won_IND_037 | SaN | 0.17082 | IMPNRGZ
elc_spv_IND_037 | SaP | 0.013897 | IMPNRGZ | elc_won_IND_037 | SaP | 0.027149 | IMPNRGZ
elc_spv_IND_037 | WaD | 0.26487 | IMPNRGZ | elc_won_IND_037 | WaD | 0.10378 | IMPNRGZ
elc_spv_IND_037 | WaN | 0 | IMPNRGZ | elc_won_IND_037 | WaN | 0.11332 | IMPNRGZ
elc_spv_IND_037 | WaP | 0.017372 | IMPNRGZ | elc_won_IND_037 | WaP | 0.029727 | IMPNRGZ
elc_spv_IND_038 | FaD | 0.22938 | IMPNRGZ | elc_won_IND_038 | FaD | 0.063736 | IMPNRGZ
elc_spv_IND_038 | FaN | 0 | IMPNRGZ | elc_won_IND_038 | FaN | 0.048333 | IMPNRGZ
elc_spv_IND_038 | FaP | 0.012331 | IMPNRGZ | elc_won_IND_038 | FaP | 0.0072321 | IMPNRGZ
elc_spv_IND_038 | RaD | 0.25004 | IMPNRGZ | elc_won_IND_038 | RaD | 0.056692 | IMPNRGZ
elc_spv_IND_038 | RaN | 1.1792e-06 | IMPNRGZ | elc_won_IND_038 | RaN | 0.1016 | IMPNRGZ
elc_spv_IND_038 | RaP | 0.025462 | IMPNRGZ | elc_won_IND_038 | RaP | 0.017481 | IMPNRGZ
elc_spv_IND_038 | SaD | 0.1824 | IMPNRGZ | elc_won_IND_038 | SaD | 0.3057 | IMPNRGZ
elc_spv_IND_038 | SaN | 0.00098656 | IMPNRGZ | elc_won_IND_038 | SaN | 0.2741 | IMPNRGZ
elc_spv_IND_038 | SaP | 0.015873 | IMPNRGZ | elc_won_IND_038 | SaP | 0.031428 | IMPNRGZ
elc_spv_IND_038 | WaD | 0.26338 | IMPNRGZ | elc_won_IND_038 | WaD | 0.033825 | IMPNRGZ
elc_spv_IND_038 | WaN | 0 | IMPNRGZ | elc_won_IND_038 | WaN | 0.043413 | IMPNRGZ
elc_spv_IND_038 | WaP | 0.020144 | IMPNRGZ | elc_won_IND_038 | WaP | 0.016455 | IMPNRGZ
elc_spv_IND_039 | FaD | 0.21138 | IMPNRGZ | elc_won_IND_039 | FaD | 0.065261 | IMPNRGZ
elc_spv_IND_039 | FaN | 0 | IMPNRGZ | elc_won_IND_039 | FaN | 0.055388 | IMPNRGZ
elc_spv_IND_039 | FaP | 0.0095919 | IMPNRGZ | elc_won_IND_039 | FaP | 0.011424 | IMPNRGZ
elc_spv_IND_039 | RaD | 0.26586 | IMPNRGZ | elc_won_IND_039 | RaD | 0.046725 | IMPNRGZ
elc_spv_IND_039 | RaN | 0 | IMPNRGZ | elc_won_IND_039 | RaN | 0.085158 | IMPNRGZ
elc_spv_IND_039 | RaP | 0.028985 | IMPNRGZ | elc_won_IND_039 | RaP | 0.021702 | IMPNRGZ
elc_spv_IND_039 | SaD | 0.17158 | IMPNRGZ | elc_won_IND_039 | SaD | 0.29297 | IMPNRGZ
elc_spv_IND_039 | SaN | 8.6055e-05 | IMPNRGZ | elc_won_IND_039 | SaN | 0.23022 | IMPNRGZ
elc_spv_IND_039 | SaP | 0.010415 | IMPNRGZ | elc_won_IND_039 | SaP | 0.04045 | IMPNRGZ
elc_spv_IND_039 | WaD | 0.27926 | IMPNRGZ | elc_won_IND_039 | WaD | 0.056852 | IMPNRGZ
elc_spv_IND_039 | WaN | 0 | IMPNRGZ | elc_won_IND_039 | WaN | 0.070431 | IMPNRGZ
elc_spv_IND_039 | WaP | 0.022847 | IMPNRGZ | elc_won_IND_039 | WaP | 0.023419 | IMPNRGZ
elc_spv_IND_040 | FaD | 0.22201 | IMPNRGZ | elc_won_IND_040 | FaD | 0.051625 | IMPNRGZ
elc_spv_IND_040 | FaN | 0 | IMPNRGZ | elc_won_IND_040 | FaN | 0.067388 | IMPNRGZ
elc_spv_IND_040 | FaP | 0.01293 | IMPNRGZ | elc_won_IND_040 | FaP | 0.0077674 | IMPNRGZ
elc_spv_IND_040 | RaD | 0.24607 | IMPNRGZ | elc_won_IND_040 | RaD | 0.052431 | IMPNRGZ
elc_spv_IND_040 | RaN | 3.673e-06 | IMPNRGZ | elc_won_IND_040 | RaN | 0.14227 | IMPNRGZ
elc_spv_IND_040 | RaP | 0.027287 | IMPNRGZ | elc_won_IND_040 | RaP | 0.0084009 | IMPNRGZ
elc_spv_IND_040 | SaD | 0.17908 | IMPNRGZ | elc_won_IND_040 | SaD | 0.25244 | IMPNRGZ
elc_spv_IND_040 | SaN | 0.00097397 | IMPNRGZ | elc_won_IND_040 | SaN | 0.24827 | IMPNRGZ
elc_spv_IND_040 | SaP | 0.015498 | IMPNRGZ | elc_won_IND_040 | SaP | 0.030866 | IMPNRGZ
elc_spv_IND_040 | WaD | 0.27281 | IMPNRGZ | elc_won_IND_040 | WaD | 0.032079 | IMPNRGZ
elc_spv_IND_040 | WaN | 0 | IMPNRGZ | elc_won_IND_040 | WaN | 0.09908 | IMPNRGZ
elc_spv_IND_040 | WaP | 0.023339 | IMPNRGZ | elc_won_IND_040 | WaP | 0.0073831 | IMPNRGZ
elc_spv_IND_041 | FaD | 0.24222 | IMPNRGZ | elc_won_IND_041 | FaD | 0.054906 | IMPNRGZ
elc_spv_IND_041 | FaN | 0 | IMPNRGZ | elc_won_IND_041 | FaN | 0.082446 | IMPNRGZ
elc_spv_IND_041 | FaP | 0.013672 | IMPNRGZ | elc_won_IND_041 | FaP | 0.011377 | IMPNRGZ
elc_spv_IND_041 | RaD | 0.24261 | IMPNRGZ | elc_won_IND_041 | RaD | 0.051838 | IMPNRGZ
elc_spv_IND_041 | RaN | 6.4931e-06 | IMPNRGZ | elc_won_IND_041 | RaN | 0.14984 | IMPNRGZ
elc_spv_IND_041 | RaP | 0.02407 | IMPNRGZ | elc_won_IND_041 | RaP | 0.008248 | IMPNRGZ
elc_spv_IND_041 | SaD | 0.18655 | IMPNRGZ | elc_won_IND_041 | SaD | 0.22597 | IMPNRGZ
elc_spv_IND_041 | SaN | 0.00097868 | IMPNRGZ | elc_won_IND_041 | SaN | 0.2205 | IMPNRGZ
elc_spv_IND_041 | SaP | 0.018152 | IMPNRGZ | elc_won_IND_041 | SaP | 0.039919 | IMPNRGZ
elc_spv_IND_041 | WaD | 0.25353 | IMPNRGZ | elc_won_IND_041 | WaD | 0.039967 | IMPNRGZ
elc_spv_IND_041 | WaN | 0 | IMPNRGZ | elc_won_IND_041 | WaN | 0.10968 | IMPNRGZ
elc_spv_IND_041 | WaP | 0.018205 | IMPNRGZ | elc_won_IND_041 | WaP | 0.0053139 | IMPNRGZ
elc_spv_IND_042 | FaD | 0.24665 | IMPNRGZ | elc_won_IND_042 | FaD | 0.057905 | IMPNRGZ
elc_spv_IND_042 | FaN | 0 | IMPNRGZ | elc_won_IND_042 | FaN | 0.073185 | IMPNRGZ
elc_spv_IND_042 | FaP | 0.013366 | IMPNRGZ | elc_won_IND_042 | FaP | 0.0096022 | IMPNRGZ
elc_spv_IND_042 | RaD | 0.242 | IMPNRGZ | elc_won_IND_042 | RaD | 0.046716 | IMPNRGZ
elc_spv_IND_042 | RaN | 0 | IMPNRGZ | elc_won_IND_042 | RaN | 0.11961 | IMPNRGZ
elc_spv_IND_042 | RaP | 0.023164 | IMPNRGZ | elc_won_IND_042 | RaP | 0.0082679 | IMPNRGZ
elc_spv_IND_042 | SaD | 0.18847 | IMPNRGZ | elc_won_IND_042 | SaD | 0.2611 | IMPNRGZ
elc_spv_IND_042 | SaN | 1.6736e-05 | IMPNRGZ | elc_won_IND_042 | SaN | 0.24764 | IMPNRGZ
elc_spv_IND_042 | SaP | 0.016134 | IMPNRGZ | elc_won_IND_042 | SaP | 0.039789 | IMPNRGZ
elc_spv_IND_042 | WaD | 0.25487 | IMPNRGZ | elc_won_IND_042 | WaD | 0.034086 | IMPNRGZ
elc_spv_IND_042 | WaN | 0 | IMPNRGZ | elc_won_IND_042 | WaN | 0.092012 | IMPNRGZ
elc_spv_IND_042 | WaP | 0.01534 | IMPNRGZ | elc_won_IND_042 | WaP | 0.010082 | IMPNRGZ
elc_spv_IND_043 | FaD | 0.25215 | IMPNRGZ | elc_won_IND_043 | FaD | 0.054258 | IMPNRGZ
elc_spv_IND_043 | FaN | 0 | IMPNRGZ | elc_won_IND_043 | FaN | 0.048798 | IMPNRGZ
elc_spv_IND_043 | FaP | 0.013622 | IMPNRGZ | elc_won_IND_043 | FaP | 0.017874 | IMPNRGZ
elc_spv_IND_043 | RaD | 0.23627 | IMPNRGZ | elc_won_IND_043 | RaD | 0.090156 | IMPNRGZ
elc_spv_IND_043 | RaN | 4.1627e-09 | IMPNRGZ | elc_won_IND_043 | RaN | 0.067043 | IMPNRGZ
elc_spv_IND_043 | RaP | 0.021381 | IMPNRGZ | elc_won_IND_043 | RaP | 0.034673 | IMPNRGZ
elc_spv_IND_043 | SaD | 0.18688 | IMPNRGZ | elc_won_IND_043 | SaD | 0.2417 | IMPNRGZ
elc_spv_IND_043 | SaN | 0.00014805 | IMPNRGZ | elc_won_IND_043 | SaN | 0.22691 | IMPNRGZ
elc_spv_IND_043 | SaP | 0.01622 | IMPNRGZ | elc_won_IND_043 | SaP | 0.046278 | IMPNRGZ
elc_spv_IND_043 | WaD | 0.25758 | IMPNRGZ | elc_won_IND_043 | WaD | 0.053965 | IMPNRGZ
elc_spv_IND_043 | WaN | 0 | IMPNRGZ | elc_won_IND_043 | WaN | 0.088332 | IMPNRGZ
elc_spv_IND_043 | WaP | 0.01575 | IMPNRGZ | elc_won_IND_043 | WaP | 0.030019 | IMPNRGZ
elc_spv_IND_044 | FaD | 0.23095 | IMPNRGZ | elc_won_IND_044 | FaD | 0.076517 | IMPNRGZ
elc_spv_IND_044 | FaN | 0 | IMPNRGZ | elc_won_IND_044 | FaN | 0.042047 | IMPNRGZ
elc_spv_IND_044 | FaP | 0.014332 | IMPNRGZ | elc_won_IND_044 | FaP | 0.012258 | IMPNRGZ
elc_spv_IND_044 | RaD | 0.25464 | IMPNRGZ | elc_won_IND_044 | RaD | 0.066148 | IMPNRGZ
elc_spv_IND_044 | RaN | 0.00029914 | IMPNRGZ | elc_won_IND_044 | RaN | 0.046154 | IMPNRGZ
elc_spv_IND_044 | RaP | 0.028334 | IMPNRGZ | elc_won_IND_044 | RaP | 0.02984 | IMPNRGZ
elc_spv_IND_044 | SaD | 0.16968 | IMPNRGZ | elc_won_IND_044 | SaD | 0.31963 | IMPNRGZ
elc_spv_IND_044 | SaN | 0.0014725 | IMPNRGZ | elc_won_IND_044 | SaN | 0.23753 | IMPNRGZ
elc_spv_IND_044 | SaP | 0.016343 | IMPNRGZ | elc_won_IND_044 | SaP | 0.054127 | IMPNRGZ
elc_spv_IND_044 | WaD | 0.26091 | IMPNRGZ | elc_won_IND_044 | WaD | 0.055292 | IMPNRGZ
elc_spv_IND_044 | WaN | 0 | IMPNRGZ | elc_won_IND_044 | WaN | 0.048002 | IMPNRGZ
elc_spv_IND_044 | WaP | 0.023039 | IMPNRGZ | elc_won_IND_044 | WaP | 0.012457 | IMPNRGZ
elc_spv_IND_045 | FaD | 0.23619 | IMPNRGZ | elc_won_IND_045 | FaD | 0.081347 | IMPNRGZ
elc_spv_IND_045 | FaN | 0 | IMPNRGZ | elc_won_IND_045 | FaN | 0.084933 | IMPNRGZ
elc_spv_IND_045 | FaP | 0.017648 | IMPNRGZ | elc_won_IND_045 | FaP | 0.019779 | IMPNRGZ
elc_spv_IND_045 | RaD | 0.26348 | IMPNRGZ | elc_won_IND_045 | RaD | 0.068677 | IMPNRGZ
elc_spv_IND_045 | RaN | 0.0011122 | IMPNRGZ | elc_won_IND_045 | RaN | 0.088462 | IMPNRGZ
elc_spv_IND_045 | RaP | 0.030308 | IMPNRGZ | elc_won_IND_045 | RaP | 0.021059 | IMPNRGZ
elc_spv_IND_045 | SaD | 0.15346 | IMPNRGZ | elc_won_IND_045 | SaD | 0.23853 | IMPNRGZ
elc_spv_IND_045 | SaN | 0.0018461 | IMPNRGZ | elc_won_IND_045 | SaN | 0.22028 | IMPNRGZ
elc_spv_IND_045 | SaP | 0.017376 | IMPNRGZ | elc_won_IND_045 | SaP | 0.047901 | IMPNRGZ
elc_spv_IND_045 | WaD | 0.25385 | IMPNRGZ | elc_won_IND_045 | WaD | 0.053239 | IMPNRGZ
elc_spv_IND_045 | WaN | 0 | IMPNRGZ | elc_won_IND_045 | WaN | 0.062398 | IMPNRGZ
elc_spv_IND_045 | WaP | 0.024726 | IMPNRGZ | elc_won_IND_045 | WaP | 0.013396 | IMPNRGZ
elc_spv_IND_046 | FaD | 0.2424 | IMPNRGZ | elc_won_IND_046 | FaD | 0.070029 | IMPNRGZ
elc_spv_IND_046 | FaN | 0 | IMPNRGZ | elc_won_IND_046 | FaN | 0.066018 | IMPNRGZ
elc_spv_IND_046 | FaP | 0.015791 | IMPNRGZ | elc_won_IND_046 | FaP | 0.012744 | IMPNRGZ
elc_spv_IND_046 | RaD | 0.25391 | IMPNRGZ | elc_won_IND_046 | RaD | 0.035455 | IMPNRGZ
elc_spv_IND_046 | RaN | 0.00040582 | IMPNRGZ | elc_won_IND_046 | RaN | 0.07542 | IMPNRGZ
elc_spv_IND_046 | RaP | 0.026866 | IMPNRGZ | elc_won_IND_046 | RaP | 0.010464 | IMPNRGZ
elc_spv_IND_046 | SaD | 0.17394 | IMPNRGZ | elc_won_IND_046 | SaD | 0.30312 | IMPNRGZ
elc_spv_IND_046 | SaN | 0.0016347 | IMPNRGZ | elc_won_IND_046 | SaN | 0.22996 | IMPNRGZ
elc_spv_IND_046 | SaP | 0.016991 | IMPNRGZ | elc_won_IND_046 | SaP | 0.046251 | IMPNRGZ
elc_spv_IND_046 | WaD | 0.24625 | IMPNRGZ | elc_won_IND_046 | WaD | 0.042922 | IMPNRGZ
elc_spv_IND_046 | WaN | 0 | IMPNRGZ | elc_won_IND_046 | WaN | 0.097701 | IMPNRGZ
elc_spv_IND_046 | WaP | 0.021807 | IMPNRGZ | elc_won_IND_046 | WaP | 0.009913 | IMPNRGZ
elc_spv_IND_047 | FaD | 0.20992 | IMPNRGZ | elc_won_IND_047 | FaD | 0.066292 | IMPNRGZ
elc_spv_IND_047 | FaN | 0 | IMPNRGZ | elc_won_IND_047 | FaN | 0.074882 | IMPNRGZ
elc_spv_IND_047 | FaP | 0.0068063 | IMPNRGZ | elc_won_IND_047 | FaP | 0.013992 | IMPNRGZ
elc_spv_IND_047 | RaD | 0.29318 | IMPNRGZ | elc_won_IND_047 | RaD | 0.039627 | IMPNRGZ
elc_spv_IND_047 | RaN | 0 | IMPNRGZ | elc_won_IND_047 | RaN | 0.10748 | IMPNRGZ
elc_spv_IND_047 | RaP | 0.01884 | IMPNRGZ | elc_won_IND_047 | RaP | 0.014724 | IMPNRGZ
elc_spv_IND_047 | SaD | 0.18009 | IMPNRGZ | elc_won_IND_047 | SaD | 0.26885 | IMPNRGZ
elc_spv_IND_047 | SaN | 0 | IMPNRGZ | elc_won_IND_047 | SaN | 0.22888 | IMPNRGZ
elc_spv_IND_047 | SaP | 0.0098359 | IMPNRGZ | elc_won_IND_047 | SaP | 0.049709 | IMPNRGZ
elc_spv_IND_047 | WaD | 0.26813 | IMPNRGZ | elc_won_IND_047 | WaD | 0.044556 | IMPNRGZ
elc_spv_IND_047 | WaN | 0 | IMPNRGZ | elc_won_IND_047 | WaN | 0.085375 | IMPNRGZ
elc_spv_IND_047 | WaP | 0.013196 | IMPNRGZ | elc_won_IND_047 | WaP | 0.0056343 | IMPNRGZ
elc_spv_IND_048 | FaD | 0.20726 | IMPNRGZ | elc_won_IND_048 | FaD | 0.052562 | IMPNRGZ
elc_spv_IND_048 | FaN | 0 | IMPNRGZ | elc_won_IND_048 | FaN | 0.087032 | IMPNRGZ
elc_spv_IND_048 | FaP | 0.0050529 | IMPNRGZ | elc_won_IND_048 | FaP | 0.014517 | IMPNRGZ
elc_spv_IND_048 | RaD | 0.30049 | IMPNRGZ | elc_won_IND_048 | RaD | 0.12253 | IMPNRGZ
elc_spv_IND_048 | RaN | 0 | IMPNRGZ | elc_won_IND_048 | RaN | 0.18081 | IMPNRGZ
elc_spv_IND_048 | RaP | 0.016304 | IMPNRGZ | elc_won_IND_048 | RaP | 0.036145 | IMPNRGZ
elc_spv_IND_048 | SaD | 0.17382 | IMPNRGZ | elc_won_IND_048 | SaD | 0.15212 | IMPNRGZ
elc_spv_IND_048 | SaN | 0 | IMPNRGZ | elc_won_IND_048 | SaN | 0.16907 | IMPNRGZ
elc_spv_IND_048 | SaP | 0.0084255 | IMPNRGZ | elc_won_IND_048 | SaP | 0.039155 | IMPNRGZ
elc_spv_IND_048 | WaD | 0.27633 | IMPNRGZ | elc_won_IND_048 | WaD | 0.040334 | IMPNRGZ
elc_spv_IND_048 | WaN | 0 | IMPNRGZ | elc_won_IND_048 | WaN | 0.094235 | IMPNRGZ
elc_spv_IND_048 | WaP | 0.012327 | IMPNRGZ | elc_won_IND_048 | WaP | 0.011484 | IMPNRGZ
elc_spv_IND_049 | FaD | 0.21875 | IMPNRGZ | elc_won_IND_049 | FaD | 0.08052 | IMPNRGZ
elc_spv_IND_049 | FaN | 0 | IMPNRGZ | elc_won_IND_049 | FaN | 0.098412 | IMPNRGZ
elc_spv_IND_049 | FaP | 0.0085118 | IMPNRGZ | elc_won_IND_049 | FaP | 0.017812 | IMPNRGZ
elc_spv_IND_049 | RaD | 0.3036 | IMPNRGZ | elc_won_IND_049 | RaD | 0.060664 | IMPNRGZ
elc_spv_IND_049 | RaN | 0 | IMPNRGZ | elc_won_IND_049 | RaN | 0.071374 | IMPNRGZ
elc_spv_IND_049 | RaP | 0.027567 | IMPNRGZ | elc_won_IND_049 | RaP | 0.025321 | IMPNRGZ
elc_spv_IND_049 | SaD | 0.1343 | IMPNRGZ | elc_won_IND_049 | SaD | 0.22428 | IMPNRGZ
elc_spv_IND_049 | SaN | 0 | IMPNRGZ | elc_won_IND_049 | SaN | 0.22537 | IMPNRGZ
elc_spv_IND_049 | SaP | 0.0078343 | IMPNRGZ | elc_won_IND_049 | SaP | 0.046838 | IMPNRGZ
elc_spv_IND_049 | WaD | 0.28077 | IMPNRGZ | elc_won_IND_049 | WaD | 0.048003 | IMPNRGZ
elc_spv_IND_049 | WaN | 0 | IMPNRGZ | elc_won_IND_049 | WaN | 0.084847 | IMPNRGZ
elc_spv_IND_049 | WaP | 0.018664 | IMPNRGZ | elc_won_IND_049 | WaP | 0.016564 | IMPNRGZ
elc_spv_IND_050 | FaD | 0.21085 | IMPNRGZ | elc_won_IND_050 | FaD | 0.067261 | IMPNRGZ
elc_spv_IND_050 | FaN | 0 | IMPNRGZ | elc_won_IND_050 | FaN | 0.10171 | IMPNRGZ
elc_spv_IND_050 | FaP | 0.0069386 | IMPNRGZ | elc_won_IND_050 | FaP | 0.01462 | IMPNRGZ
elc_spv_IND_050 | RaD | 0.30839 | IMPNRGZ | elc_won_IND_050 | RaD | 0.072761 | IMPNRGZ
elc_spv_IND_050 | RaN | 0 | IMPNRGZ | elc_won_IND_050 | RaN | 0.15338 | IMPNRGZ
elc_spv_IND_050 | RaP | 0.024048 | IMPNRGZ | elc_won_IND_050 | RaP | 0.026834 | IMPNRGZ
elc_spv_IND_050 | SaD | 0.13625 | IMPNRGZ | elc_won_IND_050 | SaD | 0.15765 | IMPNRGZ
elc_spv_IND_050 | SaN | 0 | IMPNRGZ | elc_won_IND_050 | SaN | 0.1763 | IMPNRGZ
elc_spv_IND_050 | SaP | 0.0063778 | IMPNRGZ | elc_won_IND_050 | SaP | 0.035955 | IMPNRGZ
elc_spv_IND_050 | WaD | 0.29172 | IMPNRGZ | elc_won_IND_050 | WaD | 0.055868 | IMPNRGZ
elc_spv_IND_050 | WaN | 0 | IMPNRGZ | elc_won_IND_050 | WaN | 0.12465 | IMPNRGZ
elc_spv_IND_050 | WaP | 0.015423 | IMPNRGZ | elc_won_IND_050 | WaP | 0.013008 | IMPNRGZ
elc_spv_IND_051 | FaD | 0.21444 | IMPNRGZ | elc_won_IND_051 | FaD | 0.061092 | IMPNRGZ
elc_spv_IND_051 | FaN | 0 | IMPNRGZ | elc_won_IND_051 | FaN | 0.10701 | IMPNRGZ
elc_spv_IND_051 | FaP | 0.0070938 | IMPNRGZ | elc_won_IND_051 | FaP | 0.0092004 | IMPNRGZ
elc_spv_IND_051 | RaD | 0.30703 | IMPNRGZ | elc_won_IND_051 | RaD | 0.074383 | IMPNRGZ
elc_spv_IND_051 | RaN | 0 | IMPNRGZ | elc_won_IND_051 | RaN | 0.16885 | IMPNRGZ
elc_spv_IND_051 | RaP | 0.023726 | IMPNRGZ | elc_won_IND_051 | RaP | 0.019785 | IMPNRGZ
elc_spv_IND_051 | SaD | 0.13609 | IMPNRGZ | elc_won_IND_051 | SaD | 0.12593 | IMPNRGZ
elc_spv_IND_051 | SaN | 0 | IMPNRGZ | elc_won_IND_051 | SaN | 0.17887 | IMPNRGZ
elc_spv_IND_051 | SaP | 0.0067564 | IMPNRGZ | elc_won_IND_051 | SaP | 0.02551 | IMPNRGZ
elc_spv_IND_051 | WaD | 0.28937 | IMPNRGZ | elc_won_IND_051 | WaD | 0.073323 | IMPNRGZ
elc_spv_IND_051 | WaN | 0 | IMPNRGZ | elc_won_IND_051 | WaN | 0.1477 | IMPNRGZ
elc_spv_IND_051 | WaP | 0.015492 | IMPNRGZ | elc_won_IND_051 | WaP | 0.008336 | IMPNRGZ
elc_spv_IND_052 | FaD | 0.22948 | IMPNRGZ | elc_won_IND_052 | FaD | 0.053218 | IMPNRGZ
elc_spv_IND_052 | FaN | 0 | IMPNRGZ | elc_won_IND_052 | FaN | 0.10083 | IMPNRGZ
elc_spv_IND_052 | FaP | 0.010314 | IMPNRGZ | elc_won_IND_052 | FaP | 0.0093954 | IMPNRGZ
elc_spv_IND_052 | RaD | 0.30643 | IMPNRGZ | elc_won_IND_052 | RaD | 0.090205 | IMPNRGZ
elc_spv_IND_052 | RaN | 0 | IMPNRGZ | elc_won_IND_052 | RaN | 0.17354 | IMPNRGZ
elc_spv_IND_052 | RaP | 0.028149 | IMPNRGZ | elc_won_IND_052 | RaP | 0.01707 | IMPNRGZ
elc_spv_IND_052 | SaD | 0.12586 | IMPNRGZ | elc_won_IND_052 | SaD | 0.1383 | IMPNRGZ
elc_spv_IND_052 | SaN | 0 | IMPNRGZ | elc_won_IND_052 | SaN | 0.21476 | IMPNRGZ
elc_spv_IND_052 | SaP | 0.0082649 | IMPNRGZ | elc_won_IND_052 | SaP | 0.023396 | IMPNRGZ
elc_spv_IND_052 | WaD | 0.2747 | IMPNRGZ | elc_won_IND_052 | WaD | 0.050874 | IMPNRGZ
elc_spv_IND_052 | WaN | 0 | IMPNRGZ | elc_won_IND_052 | WaN | 0.12001 | IMPNRGZ
elc_spv_IND_052 | WaP | 0.0168 | IMPNRGZ | elc_won_IND_052 | WaP | 0.0083839 | IMPNRGZ
elc_spv_IND_053 | FaD | 0.22314 | IMPNRGZ | elc_won_IND_053 | FaD | 0.051091 | IMPNRGZ
elc_spv_IND_053 | FaN | 0 | IMPNRGZ | elc_won_IND_053 | FaN | 0.095223 | IMPNRGZ
elc_spv_IND_053 | FaP | 0.0097161 | IMPNRGZ | elc_won_IND_053 | FaP | 0.0095558 | IMPNRGZ
elc_spv_IND_053 | RaD | 0.3068 | IMPNRGZ | elc_won_IND_053 | RaD | 0.091309 | IMPNRGZ
elc_spv_IND_053 | RaN | 0 | IMPNRGZ | elc_won_IND_053 | RaN | 0.18962 | IMPNRGZ
elc_spv_IND_053 | RaP | 0.02872 | IMPNRGZ | elc_won_IND_053 | RaP | 0.02183 | IMPNRGZ
elc_spv_IND_053 | SaD | 0.12015 | IMPNRGZ | elc_won_IND_053 | SaD | 0.12892 | IMPNRGZ
elc_spv_IND_053 | SaN | 0 | IMPNRGZ | elc_won_IND_053 | SaN | 0.20742 | IMPNRGZ
elc_spv_IND_053 | SaP | 0.0079031 | IMPNRGZ | elc_won_IND_053 | SaP | 0.026658 | IMPNRGZ
elc_spv_IND_053 | WaD | 0.28427 | IMPNRGZ | elc_won_IND_053 | WaD | 0.048516 | IMPNRGZ
elc_spv_IND_053 | WaN | 0 | IMPNRGZ | elc_won_IND_053 | WaN | 0.11993 | IMPNRGZ
elc_spv_IND_053 | WaP | 0.019313 | IMPNRGZ | elc_won_IND_053 | WaP | 0.0099376 | IMPNRGZ
elc_spv_IND_054 | FaD | 0.21889 | IMPNRGZ | elc_won_IND_054 | FaD | 0.045077 | IMPNRGZ
elc_spv_IND_054 | FaN | 0 | IMPNRGZ | elc_won_IND_054 | FaN | 0.078058 | IMPNRGZ
elc_spv_IND_054 | FaP | 0.0083728 | IMPNRGZ | elc_won_IND_054 | FaP | 0.011981 | IMPNRGZ
elc_spv_IND_054 | RaD | 0.30605 | IMPNRGZ | elc_won_IND_054 | RaD | 0.084574 | IMPNRGZ
elc_spv_IND_054 | RaN | 0 | IMPNRGZ | elc_won_IND_054 | RaN | 0.15678 | IMPNRGZ
elc_spv_IND_054 | RaP | 0.025959 | IMPNRGZ | elc_won_IND_054 | RaP | 0.015966 | IMPNRGZ
elc_spv_IND_054 | SaD | 0.13447 | IMPNRGZ | elc_won_IND_054 | SaD | 0.21341 | IMPNRGZ
elc_spv_IND_054 | SaN | 0 | IMPNRGZ | elc_won_IND_054 | SaN | 0.20717 | IMPNRGZ
elc_spv_IND_054 | SaP | 0.0081578 | IMPNRGZ | elc_won_IND_054 | SaP | 0.029309 | IMPNRGZ
elc_spv_IND_054 | WaD | 0.28233 | IMPNRGZ | elc_won_IND_054 | WaD | 0.041944 | IMPNRGZ
elc_spv_IND_054 | WaN | 0 | IMPNRGZ | elc_won_IND_054 | WaN | 0.10481 | IMPNRGZ
elc_spv_IND_054 | WaP | 0.015764 | IMPNRGZ | elc_won_IND_054 | WaP | 0.010924 | IMPNRGZ
elc_spv_IND_055 | FaD | 0.21412 | IMPNRGZ | elc_won_IND_055 | FaD | 0.040783 | IMPNRGZ
elc_spv_IND_055 | FaN | 0 | IMPNRGZ | elc_won_IND_055 | FaN | 0.071446 | IMPNRGZ
elc_spv_IND_055 | FaP | 0.0066692 | IMPNRGZ | elc_won_IND_055 | FaP | 0.0070551 | IMPNRGZ
elc_spv_IND_055 | RaD | 0.30482 | IMPNRGZ | elc_won_IND_055 | RaD | 0.081507 | IMPNRGZ
elc_spv_IND_055 | RaN | 0 | IMPNRGZ | elc_won_IND_055 | RaN | 0.20314 | IMPNRGZ
elc_spv_IND_055 | RaP | 0.021766 | IMPNRGZ | elc_won_IND_055 | RaP | 0.017496 | IMPNRGZ
elc_spv_IND_055 | SaD | 0.15179 | IMPNRGZ | elc_won_IND_055 | SaD | 0.18479 | IMPNRGZ
elc_spv_IND_055 | SaN | 0 | IMPNRGZ | elc_won_IND_055 | SaN | 0.19925 | IMPNRGZ
elc_spv_IND_055 | SaP | 0.0083132 | IMPNRGZ | elc_won_IND_055 | SaP | 0.028312 | IMPNRGZ
elc_spv_IND_055 | WaD | 0.27824 | IMPNRGZ | elc_won_IND_055 | WaD | 0.049311 | IMPNRGZ
elc_spv_IND_055 | WaN | 0 | IMPNRGZ | elc_won_IND_055 | WaN | 0.11045 | IMPNRGZ
elc_spv_IND_055 | WaP | 0.014275 | IMPNRGZ | elc_won_IND_055 | WaP | 0.0064599 | IMPNRGZ
elc_spv_IND_056 | FaD | 0.20887 | IMPNRGZ | elc_won_IND_056 | FaD | 0.042346 | IMPNRGZ
elc_spv_IND_056 | FaN | 0 | IMPNRGZ | elc_won_IND_056 | FaN | 0.088688 | IMPNRGZ
elc_spv_IND_056 | FaP | 0.0035863 | IMPNRGZ | elc_won_IND_056 | FaP | 0.011701 | IMPNRGZ
elc_spv_IND_056 | RaD | 0.30184 | IMPNRGZ | elc_won_IND_056 | RaD | 0.083889 | IMPNRGZ
elc_spv_IND_056 | RaN | 0 | IMPNRGZ | elc_won_IND_056 | RaN | 0.19952 | IMPNRGZ
elc_spv_IND_056 | RaP | 0.016834 | IMPNRGZ | elc_won_IND_056 | RaP | 0.015561 | IMPNRGZ
elc_spv_IND_056 | SaD | 0.17357 | IMPNRGZ | elc_won_IND_056 | SaD | 0.16238 | IMPNRGZ
elc_spv_IND_056 | SaN | 0 | IMPNRGZ | elc_won_IND_056 | SaN | 0.20692 | IMPNRGZ
elc_spv_IND_056 | SaP | 0.0084396 | IMPNRGZ | elc_won_IND_056 | SaP | 0.023019 | IMPNRGZ
elc_spv_IND_056 | WaD | 0.27642 | IMPNRGZ | elc_won_IND_056 | WaD | 0.04244 | IMPNRGZ
elc_spv_IND_056 | WaN | 0 | IMPNRGZ | elc_won_IND_056 | WaN | 0.11458 | IMPNRGZ
elc_spv_IND_056 | WaP | 0.010435 | IMPNRGZ | elc_won_IND_056 | WaP | 0.0089506 | IMPNRGZ
elc_spv_IND_057 | FaD | 0.21542 | IMPNRGZ | elc_won_IND_057 | FaD | 0.045581 | IMPNRGZ
elc_spv_IND_057 | FaN | 0 | IMPNRGZ | elc_won_IND_057 | FaN | 0.082952 | IMPNRGZ
elc_spv_IND_057 | FaP | 0.0077667 | IMPNRGZ | elc_won_IND_057 | FaP | 0.008505 | IMPNRGZ
elc_spv_IND_057 | RaD | 0.30409 | IMPNRGZ | elc_won_IND_057 | RaD | 0.11885 | IMPNRGZ
elc_spv_IND_057 | RaN | 0 | IMPNRGZ | elc_won_IND_057 | RaN | 0.22876 | IMPNRGZ
elc_spv_IND_057 | RaP | 0.023149 | IMPNRGZ | elc_won_IND_057 | RaP | 0.024556 | IMPNRGZ
elc_spv_IND_057 | SaD | 0.153 | IMPNRGZ | elc_won_IND_057 | SaD | 0.12848 | IMPNRGZ
elc_spv_IND_057 | SaN | 0 | IMPNRGZ | elc_won_IND_057 | SaN | 0.17905 | IMPNRGZ
elc_spv_IND_057 | SaP | 0.0084857 | IMPNRGZ | elc_won_IND_057 | SaP | 0.015355 | IMPNRGZ
elc_spv_IND_057 | WaD | 0.27393 | IMPNRGZ | elc_won_IND_057 | WaD | 0.044724 | IMPNRGZ
elc_spv_IND_057 | WaN | 0 | IMPNRGZ | elc_won_IND_057 | WaN | 0.11229 | IMPNRGZ
elc_spv_IND_057 | WaP | 0.014174 | IMPNRGZ | elc_won_IND_057 | WaP | 0.010888 | IMPNRGZ
elc_spv_IND_058 | FaD | 0.21473 | IMPNRGZ | elc_won_IND_058 | FaD | 0.047742 | IMPNRGZ
elc_spv_IND_058 | FaN | 0 | IMPNRGZ | elc_won_IND_058 | FaN | 0.091652 | IMPNRGZ
elc_spv_IND_058 | FaP | 0.0045171 | IMPNRGZ | elc_won_IND_058 | FaP | 0.011959 | IMPNRGZ
elc_spv_IND_058 | RaD | 0.29755 | IMPNRGZ | elc_won_IND_058 | RaD | 0.10641 | IMPNRGZ
elc_spv_IND_058 | RaN | 0 | IMPNRGZ | elc_won_IND_058 | RaN | 0.23473 | IMPNRGZ
elc_spv_IND_058 | RaP | 0.020025 | IMPNRGZ | elc_won_IND_058 | RaP | 0.020894 | IMPNRGZ
elc_spv_IND_058 | SaD | 0.17687 | IMPNRGZ | elc_won_IND_058 | SaD | 0.11503 | IMPNRGZ
elc_spv_IND_058 | SaN | 0 | IMPNRGZ | elc_won_IND_058 | SaN | 0.16914 | IMPNRGZ
elc_spv_IND_058 | SaP | 0.009338 | IMPNRGZ | elc_won_IND_058 | SaP | 0.014473 | IMPNRGZ
elc_spv_IND_058 | WaD | 0.26662 | IMPNRGZ | elc_won_IND_058 | WaD | 0.045818 | IMPNRGZ
elc_spv_IND_058 | WaN | 0 | IMPNRGZ | elc_won_IND_058 | WaN | 0.1309 | IMPNRGZ
elc_spv_IND_058 | WaP | 0.010349 | IMPNRGZ | elc_won_IND_058 | WaP | 0.01126 | IMPNRGZ
elc_spv_IND_059 | FaD | 0.21276 | IMPNRGZ | elc_won_IND_059 | FaD | 0.073274 | IMPNRGZ
elc_spv_IND_059 | FaN | 0 | IMPNRGZ | elc_won_IND_059 | FaN | 0.096897 | IMPNRGZ
elc_spv_IND_059 | FaP | 0.012523 | IMPNRGZ | elc_won_IND_059 | FaP | 0.013673 | IMPNRGZ
elc_spv_IND_059 | RaD | 0.28646 | IMPNRGZ | elc_won_IND_059 | RaD | 0.11334 | IMPNRGZ
elc_spv_IND_059 | RaN | 0 | IMPNRGZ | elc_won_IND_059 | RaN | 0.1787 | IMPNRGZ
elc_spv_IND_059 | RaP | 0.029171 | IMPNRGZ | elc_won_IND_059 | RaP | 0.027474 | IMPNRGZ
elc_spv_IND_059 | SaD | 0.14453 | IMPNRGZ | elc_won_IND_059 | SaD | 0.14024 | IMPNRGZ
elc_spv_IND_059 | SaN | 0 | IMPNRGZ | elc_won_IND_059 | SaN | 0.14551 | IMPNRGZ
elc_spv_IND_059 | SaP | 0.010829 | IMPNRGZ | elc_won_IND_059 | SaP | 0.018372 | IMPNRGZ
elc_spv_IND_059 | WaD | 0.27802 | IMPNRGZ | elc_won_IND_059 | WaD | 0.052932 | IMPNRGZ
elc_spv_IND_059 | WaN | 0 | IMPNRGZ | elc_won_IND_059 | WaN | 0.12379 | IMPNRGZ
elc_spv_IND_059 | WaP | 0.025708 | IMPNRGZ | elc_won_IND_059 | WaP | 0.015806 | IMPNRGZ
elc_spv_IND_060 | FaD | 0.22022 | IMPNRGZ | elc_won_IND_060 | FaD | 0.053054 | IMPNRGZ
elc_spv_IND_060 | FaN | 0 | IMPNRGZ | elc_won_IND_060 | FaN | 0.084751 | IMPNRGZ
elc_spv_IND_060 | FaP | 0.010841 | IMPNRGZ | elc_won_IND_060 | FaP | 0.012501 | IMPNRGZ
elc_spv_IND_060 | RaD | 0.29152 | IMPNRGZ | elc_won_IND_060 | RaD | 0.11086 | IMPNRGZ
elc_spv_IND_060 | RaN | 0 | IMPNRGZ | elc_won_IND_060 | RaN | 0.17812 | IMPNRGZ
elc_spv_IND_060 | RaP | 0.028426 | IMPNRGZ | elc_won_IND_060 | RaP | 0.01857 | IMPNRGZ
elc_spv_IND_060 | SaD | 0.14086 | IMPNRGZ | elc_won_IND_060 | SaD | 0.16891 | IMPNRGZ
elc_spv_IND_060 | SaN | 0 | IMPNRGZ | elc_won_IND_060 | SaN | 0.18778 | IMPNRGZ
elc_spv_IND_060 | SaP | 0.010201 | IMPNRGZ | elc_won_IND_060 | SaP | 0.02317 | IMPNRGZ
elc_spv_IND_060 | WaD | 0.27651 | IMPNRGZ | elc_won_IND_060 | WaD | 0.041658 | IMPNRGZ
elc_spv_IND_060 | WaN | 0 | IMPNRGZ | elc_won_IND_060 | WaN | 0.10736 | IMPNRGZ
elc_spv_IND_060 | WaP | 0.021429 | IMPNRGZ | elc_won_IND_060 | WaP | 0.013263 | IMPNRGZ
elc_spv_IND_061 | FaD | 0.22446 | IMPNRGZ | elc_won_IND_061 | FaD | 0.043212 | IMPNRGZ
elc_spv_IND_061 | FaN | 0 | IMPNRGZ | elc_won_IND_061 | FaN | 0.08981 | IMPNRGZ
elc_spv_IND_061 | FaP | 0.012349 | IMPNRGZ | elc_won_IND_061 | FaP | 0.012079 | IMPNRGZ
elc_spv_IND_061 | RaD | 0.29681 | IMPNRGZ | elc_won_IND_061 | RaD | 0.10044 | IMPNRGZ
elc_spv_IND_061 | RaN | 0 | IMPNRGZ | elc_won_IND_061 | RaN | 0.20707 | IMPNRGZ
elc_spv_IND_061 | RaP | 0.030894 | IMPNRGZ | elc_won_IND_061 | RaP | 0.024452 | IMPNRGZ
elc_spv_IND_061 | SaD | 0.12987 | IMPNRGZ | elc_won_IND_061 | SaD | 0.095048 | IMPNRGZ
elc_spv_IND_061 | SaN | 1.6964e-06 | IMPNRGZ | elc_won_IND_061 | SaN | 0.1489 | IMPNRGZ
elc_spv_IND_061 | SaP | 0.010279 | IMPNRGZ | elc_won_IND_061 | SaP | 0.009966 | IMPNRGZ
elc_spv_IND_061 | WaD | 0.27311 | IMPNRGZ | elc_won_IND_061 | WaD | 0.088778 | IMPNRGZ
elc_spv_IND_061 | WaN | 0 | IMPNRGZ | elc_won_IND_061 | WaN | 0.16165 | IMPNRGZ
elc_spv_IND_061 | WaP | 0.022225 | IMPNRGZ | elc_won_IND_061 | WaP | 0.018589 | IMPNRGZ
elc_spv_IND_062 | FaD | 0.21582 | IMPNRGZ | elc_won_IND_062 | FaD | 0.055535 | IMPNRGZ
elc_spv_IND_062 | FaN | 0 | IMPNRGZ | elc_won_IND_062 | FaN | 0.10358 | IMPNRGZ
elc_spv_IND_062 | FaP | 0.014079 | IMPNRGZ | elc_won_IND_062 | FaP | 0.0088938 | IMPNRGZ
elc_spv_IND_062 | RaD | 0.29045 | IMPNRGZ | elc_won_IND_062 | RaD | 0.12505 | IMPNRGZ
elc_spv_IND_062 | RaN | 1.9524e-07 | IMPNRGZ | elc_won_IND_062 | RaN | 0.22 | IMPNRGZ
elc_spv_IND_062 | RaP | 0.032837 | IMPNRGZ | elc_won_IND_062 | RaP | 0.02402 | IMPNRGZ
elc_spv_IND_062 | SaD | 0.13753 | IMPNRGZ | elc_won_IND_062 | SaD | 0.10002 | IMPNRGZ
elc_spv_IND_062 | SaN | 0.00026966 | IMPNRGZ | elc_won_IND_062 | SaN | 0.15378 | IMPNRGZ
elc_spv_IND_062 | SaP | 0.01133 | IMPNRGZ | elc_won_IND_062 | SaP | 0.012014 | IMPNRGZ
elc_spv_IND_062 | WaD | 0.26997 | IMPNRGZ | elc_won_IND_062 | WaD | 0.05844 | IMPNRGZ
elc_spv_IND_062 | WaN | 0 | IMPNRGZ | elc_won_IND_062 | WaN | 0.12642 | IMPNRGZ
elc_spv_IND_062 | WaP | 0.027715 | IMPNRGZ | elc_won_IND_062 | WaP | 0.012249 | IMPNRGZ
elc_spv_IND_063 | FaD | 0.21575 | IMPNRGZ | elc_won_IND_063 | FaD | 0.051535 | IMPNRGZ
elc_spv_IND_063 | FaN | 0 | IMPNRGZ | elc_won_IND_063 | FaN | 0.10446 | IMPNRGZ
elc_spv_IND_063 | FaP | 0.014785 | IMPNRGZ | elc_won_IND_063 | FaP | 0.012426 | IMPNRGZ
elc_spv_IND_063 | RaD | 0.28256 | IMPNRGZ | elc_won_IND_063 | RaD | 0.11537 | IMPNRGZ
elc_spv_IND_063 | RaN | 2.7607e-06 | IMPNRGZ | elc_won_IND_063 | RaN | 0.19549 | IMPNRGZ
elc_spv_IND_063 | RaP | 0.034566 | IMPNRGZ | elc_won_IND_063 | RaP | 0.02616 | IMPNRGZ
elc_spv_IND_063 | SaD | 0.12501 | IMPNRGZ | elc_won_IND_063 | SaD | 0.11644 | IMPNRGZ
elc_spv_IND_063 | SaN | 0.00019734 | IMPNRGZ | elc_won_IND_063 | SaN | 0.16408 | IMPNRGZ
elc_spv_IND_063 | SaP | 0.0099277 | IMPNRGZ | elc_won_IND_063 | SaP | 0.013743 | IMPNRGZ
elc_spv_IND_063 | WaD | 0.28338 | IMPNRGZ | elc_won_IND_063 | WaD | 0.062163 | IMPNRGZ
elc_spv_IND_063 | WaN | 0 | IMPNRGZ | elc_won_IND_063 | WaN | 0.1234 | IMPNRGZ
elc_spv_IND_063 | WaP | 0.033819 | IMPNRGZ | elc_won_IND_063 | WaP | 0.014741 | IMPNRGZ
elc_spv_IND_064 | FaD | 0.20631 | IMPNRGZ | elc_won_IND_064 | FaD | 0.053678 | IMPNRGZ
elc_spv_IND_064 | FaN | 0 | IMPNRGZ | elc_won_IND_064 | FaN | 0.10289 | IMPNRGZ
elc_spv_IND_064 | FaP | 0.013801 | IMPNRGZ | elc_won_IND_064 | FaP | 0.010388 | IMPNRGZ
elc_spv_IND_064 | RaD | 0.28276 | IMPNRGZ | elc_won_IND_064 | RaD | 0.077231 | IMPNRGZ
elc_spv_IND_064 | RaN | 0 | IMPNRGZ | elc_won_IND_064 | RaN | 0.16107 | IMPNRGZ
elc_spv_IND_064 | RaP | 0.030222 | IMPNRGZ | elc_won_IND_064 | RaP | 0.016423 | IMPNRGZ
elc_spv_IND_064 | SaD | 0.14094 | IMPNRGZ | elc_won_IND_064 | SaD | 0.15923 | IMPNRGZ
elc_spv_IND_064 | SaN | 1.2753e-05 | IMPNRGZ | elc_won_IND_064 | SaN | 0.24293 | IMPNRGZ
elc_spv_IND_064 | SaP | 0.011149 | IMPNRGZ | elc_won_IND_064 | SaP | 0.024268 | IMPNRGZ
elc_spv_IND_064 | WaD | 0.28375 | IMPNRGZ | elc_won_IND_064 | WaD | 0.044234 | IMPNRGZ
elc_spv_IND_064 | WaN | 0 | IMPNRGZ | elc_won_IND_064 | WaN | 0.098269 | IMPNRGZ
elc_spv_IND_064 | WaP | 0.031058 | IMPNRGZ | elc_won_IND_064 | WaP | 0.0093968 | IMPNRGZ
elc_spv_IND_065 | FaD | 0.20192 | IMPNRGZ | elc_won_IND_065 | FaD | 0.053497 | IMPNRGZ
elc_spv_IND_065 | FaN | 0 | IMPNRGZ | elc_won_IND_065 | FaN | 0.11998 | IMPNRGZ
elc_spv_IND_065 | FaP | 0.0079566 | IMPNRGZ | elc_won_IND_065 | FaP | 0.011114 | IMPNRGZ
elc_spv_IND_065 | RaD | 0.29212 | IMPNRGZ | elc_won_IND_065 | RaD | 0.090856 | IMPNRGZ
elc_spv_IND_065 | RaN | 0 | IMPNRGZ | elc_won_IND_065 | RaN | 0.17942 | IMPNRGZ
elc_spv_IND_065 | RaP | 0.027305 | IMPNRGZ | elc_won_IND_065 | RaP | 0.019043 | IMPNRGZ
elc_spv_IND_065 | SaD | 0.18096 | IMPNRGZ | elc_won_IND_065 | SaD | 0.15284 | IMPNRGZ
elc_spv_IND_065 | SaN | 0 | IMPNRGZ | elc_won_IND_065 | SaN | 0.21594 | IMPNRGZ
elc_spv_IND_065 | SaP | 0.010826 | IMPNRGZ | elc_won_IND_065 | SaP | 0.01671 | IMPNRGZ
elc_spv_IND_065 | WaD | 0.2629 | IMPNRGZ | elc_won_IND_065 | WaD | 0.046711 | IMPNRGZ
elc_spv_IND_065 | WaN | 0 | IMPNRGZ | elc_won_IND_065 | WaN | 0.085217 | IMPNRGZ
elc_spv_IND_065 | WaP | 0.016012 | IMPNRGZ | elc_won_IND_065 | WaP | 0.0086657 | IMPNRGZ
elc_spv_IND_066 | FaD | 0.20775 | IMPNRGZ | elc_won_IND_066 | FaD | 0.049246 | IMPNRGZ
elc_spv_IND_066 | FaN | 0 | IMPNRGZ | elc_won_IND_066 | FaN | 0.11142 | IMPNRGZ
elc_spv_IND_066 | FaP | 0.0084267 | IMPNRGZ | elc_won_IND_066 | FaP | 0.0099949 | IMPNRGZ
elc_spv_IND_066 | RaD | 0.29269 | IMPNRGZ | elc_won_IND_066 | RaD | 0.11002 | IMPNRGZ
elc_spv_IND_066 | RaN | 0 | IMPNRGZ | elc_won_IND_066 | RaN | 0.19495 | IMPNRGZ
elc_spv_IND_066 | RaP | 0.027557 | IMPNRGZ | elc_won_IND_066 | RaP | 0.020762 | IMPNRGZ
elc_spv_IND_066 | SaD | 0.16476 | IMPNRGZ | elc_won_IND_066 | SaD | 0.12952 | IMPNRGZ
elc_spv_IND_066 | SaN | 0 | IMPNRGZ | elc_won_IND_066 | SaN | 0.19611 | IMPNRGZ
elc_spv_IND_066 | SaP | 0.0098753 | IMPNRGZ | elc_won_IND_066 | SaP | 0.015209 | IMPNRGZ
elc_spv_IND_066 | WaD | 0.26973 | IMPNRGZ | elc_won_IND_066 | WaD | 0.047732 | IMPNRGZ
elc_spv_IND_066 | WaN | 0 | IMPNRGZ | elc_won_IND_066 | WaN | 0.10424 | IMPNRGZ
elc_spv_IND_066 | WaP | 0.019206 | IMPNRGZ | elc_won_IND_066 | WaP | 0.010791 | IMPNRGZ
elc_spv_IND_067 | FaD | 0.2067 | IMPNRGZ | elc_won_IND_067 | FaD | 0.053827 | IMPNRGZ
elc_spv_IND_067 | FaN | 0 | IMPNRGZ | elc_won_IND_067 | FaN | 0.11503 | IMPNRGZ
elc_spv_IND_067 | FaP | 0.011119 | IMPNRGZ | elc_won_IND_067 | FaP | 0.010046 | IMPNRGZ
elc_spv_IND_067 | RaD | 0.27962 | IMPNRGZ | elc_won_IND_067 | RaD | 0.088709 | IMPNRGZ
elc_spv_IND_067 | RaN | 0 | IMPNRGZ | elc_won_IND_067 | RaN | 0.16574 | IMPNRGZ
elc_spv_IND_067 | RaP | 0.026481 | IMPNRGZ | elc_won_IND_067 | RaP | 0.016605 | IMPNRGZ
elc_spv_IND_067 | SaD | 0.1607 | IMPNRGZ | elc_won_IND_067 | SaD | 0.14323 | IMPNRGZ
elc_spv_IND_067 | SaN | 0 | IMPNRGZ | elc_won_IND_067 | SaN | 0.22568 | IMPNRGZ
elc_spv_IND_067 | SaP | 0.011453 | IMPNRGZ | elc_won_IND_067 | SaP | 0.020471 | IMPNRGZ
elc_spv_IND_067 | WaD | 0.27758 | IMPNRGZ | elc_won_IND_067 | WaD | 0.048498 | IMPNRGZ
elc_spv_IND_067 | WaN | 0 | IMPNRGZ | elc_won_IND_067 | WaN | 0.10322 | IMPNRGZ
elc_spv_IND_067 | WaP | 0.026358 | IMPNRGZ | elc_won_IND_067 | WaP | 0.0089366 | IMPNRGZ
elc_spv_IND_068 | FaD | 0.2048 | IMPNRGZ
elc_spv_IND_068 | FaN | 0 | IMPNRGZ
elc_spv_IND_068 | FaP | 0.011009 | IMPNRGZ
elc_spv_IND_068 | RaD | 0.28561 | IMPNRGZ
elc_spv_IND_068 | RaN | 0 | IMPNRGZ
elc_spv_IND_068 | RaP | 0.027625 | IMPNRGZ
elc_spv_IND_068 | SaD | 0.15457 | IMPNRGZ
elc_spv_IND_068 | SaN | 0 | IMPNRGZ
elc_spv_IND_068 | SaP | 0.011758 | IMPNRGZ
elc_spv_IND_068 | WaD | 0.2801 | IMPNRGZ
elc_spv_IND_068 | WaN | 0 | IMPNRGZ
elc_spv_IND_068 | WaP | 0.024531 | IMPNRGZ
elc_spv_IND_069 | FaD | 0.21816 | IMPNRGZ
elc_spv_IND_069 | FaN | 0 | IMPNRGZ
elc_spv_IND_069 | FaP | 0.010331 | IMPNRGZ
elc_spv_IND_069 | RaD | 0.27935 | IMPNRGZ
elc_spv_IND_069 | RaN | 0 | IMPNRGZ
elc_spv_IND_069 | RaP | 0.026154 | IMPNRGZ
elc_spv_IND_069 | SaD | 0.17734 | IMPNRGZ
elc_spv_IND_069 | SaN | 0 | IMPNRGZ
elc_spv_IND_069 | SaP | 0.010642 | IMPNRGZ
elc_spv_IND_069 | WaD | 0.2549 | IMPNRGZ
elc_spv_IND_069 | WaN | 0 | IMPNRGZ
elc_spv_IND_069 | WaP | 0.023125 | IMPNRGZ
elc_spv_IND_070 | FaD | 0.20705 | IMPNRGZ
elc_spv_IND_070 | FaN | 0 | IMPNRGZ
elc_spv_IND_070 | FaP | 0.010081 | IMPNRGZ
elc_spv_IND_070 | RaD | 0.29194 | IMPNRGZ
elc_spv_IND_070 | RaN | 0 | IMPNRGZ
elc_spv_IND_070 | RaP | 0.027681 | IMPNRGZ
elc_spv_IND_070 | SaD | 0.17119 | IMPNRGZ
elc_spv_IND_070 | SaN | 0 | IMPNRGZ
elc_spv_IND_070 | SaP | 0.011659 | IMPNRGZ
elc_spv_IND_070 | WaD | 0.25861 | IMPNRGZ
elc_spv_IND_070 | WaN | 0 | IMPNRGZ
elc_spv_IND_070 | WaP | 0.021779 | IMPNRGZ
elc_spv_IND_071 | FaD | 0.22941 | IMPNRGZ
elc_spv_IND_071 | FaN | 0 | IMPNRGZ
elc_spv_IND_071 | FaP | 0.014602 | IMPNRGZ
elc_spv_IND_071 | RaD | 0.25745 | IMPNRGZ
elc_spv_IND_071 | RaN | 0 | IMPNRGZ
elc_spv_IND_071 | RaP | 0.02617 | IMPNRGZ
elc_spv_IND_071 | SaD | 0.19715 | IMPNRGZ
elc_spv_IND_071 | SaN | 0 | IMPNRGZ
elc_spv_IND_071 | SaP | 0.015102 | IMPNRGZ
elc_spv_IND_071 | WaD | 0.23586 | IMPNRGZ
elc_spv_IND_071 | WaN | 0 | IMPNRGZ
elc_spv_IND_071 | WaP | 0.024251 | IMPNRGZ
elc_spv_IND_072 | FaD | 0.22437 | IMPNRGZ
elc_spv_IND_072 | FaN | 0 | IMPNRGZ
elc_spv_IND_072 | FaP | 0.012243 | IMPNRGZ
elc_spv_IND_072 | RaD | 0.26975 | IMPNRGZ
elc_spv_IND_072 | RaN | 0 | IMPNRGZ
elc_spv_IND_072 | RaP | 0.026043 | IMPNRGZ
elc_spv_IND_072 | SaD | 0.19447 | IMPNRGZ
elc_spv_IND_072 | SaN | 0 | IMPNRGZ
elc_spv_IND_072 | SaP | 0.01261 | IMPNRGZ
elc_spv_IND_072 | WaD | 0.23733 | IMPNRGZ
elc_spv_IND_072 | WaN | 0 | IMPNRGZ
elc_spv_IND_072 | WaP | 0.023191 | IMPNRGZ
elc_spv_IND_073 | FaD | 0.22307 | IMPNRGZ
elc_spv_IND_073 | FaN | 0 | IMPNRGZ
elc_spv_IND_073 | FaP | 0.011798 | IMPNRGZ
elc_spv_IND_073 | RaD | 0.26491 | IMPNRGZ
elc_spv_IND_073 | RaN | 0 | IMPNRGZ
elc_spv_IND_073 | RaP | 0.022851 | IMPNRGZ
elc_spv_IND_073 | SaD | 0.18292 | IMPNRGZ
elc_spv_IND_073 | SaN | 0 | IMPNRGZ
elc_spv_IND_073 | SaP | 0.011754 | IMPNRGZ
elc_spv_IND_073 | WaD | 0.25728 | IMPNRGZ
elc_spv_IND_073 | WaN | 0 | IMPNRGZ
elc_spv_IND_073 | WaP | 0.025418 | IMPNRGZ
elc_spv_IND_074 | FaD | 0.21847 | IMPNRGZ
elc_spv_IND_074 | FaN | 0 | IMPNRGZ
elc_spv_IND_074 | FaP | 0.012069 | IMPNRGZ
elc_spv_IND_074 | RaD | 0.25582 | IMPNRGZ
elc_spv_IND_074 | RaN | 0 | IMPNRGZ
elc_spv_IND_074 | RaP | 0.024484 | IMPNRGZ
elc_spv_IND_074 | SaD | 0.14765 | IMPNRGZ
elc_spv_IND_074 | SaN | 0 | IMPNRGZ
elc_spv_IND_074 | SaP | 0.0098102 | IMPNRGZ
elc_spv_IND_074 | WaD | 0.29934 | IMPNRGZ
elc_spv_IND_074 | WaN | 0 | IMPNRGZ
elc_spv_IND_074 | WaP | 0.032362 | IMPNRGZ
elc_spv_IND_075 | FaD | 0.22302 | IMPNRGZ
elc_spv_IND_075 | FaN | 0 | IMPNRGZ
elc_spv_IND_075 | FaP | 0.014036 | IMPNRGZ
elc_spv_IND_075 | RaD | 0.25749 | IMPNRGZ
elc_spv_IND_075 | RaN | 0 | IMPNRGZ
elc_spv_IND_075 | RaP | 0.023903 | IMPNRGZ
elc_spv_IND_075 | SaD | 0.16696 | IMPNRGZ
elc_spv_IND_075 | SaN | 0 | IMPNRGZ
elc_spv_IND_075 | SaP | 0.012895 | IMPNRGZ
elc_spv_IND_075 | WaD | 0.27231 | IMPNRGZ
elc_spv_IND_075 | WaN | 0 | IMPNRGZ
elc_spv_IND_075 | WaP | 0.029399 | IMPNRGZ
elc_spv_IND_076 | FaD | 0.2154 | IMPNRGZ
elc_spv_IND_076 | FaN | 0 | IMPNRGZ
elc_spv_IND_076 | FaP | 0.013093 | IMPNRGZ
elc_spv_IND_076 | RaD | 0.2698 | IMPNRGZ
elc_spv_IND_076 | RaN | 0 | IMPNRGZ
elc_spv_IND_076 | RaP | 0.029135 | IMPNRGZ
elc_spv_IND_076 | SaD | 0.13423 | IMPNRGZ
elc_spv_IND_076 | SaN | 0 | IMPNRGZ
elc_spv_IND_076 | SaP | 0.010032 | IMPNRGZ
elc_spv_IND_076 | WaD | 0.2935 | IMPNRGZ
elc_spv_IND_076 | WaN | 0 | IMPNRGZ
elc_spv_IND_076 | WaP | 0.034813 | IMPNRGZ
elc_spv_IND_077 | FaD | 0.21397 | IMPNRGZ
elc_spv_IND_077 | FaN | 0 | IMPNRGZ
elc_spv_IND_077 | FaP | 0.01168 | IMPNRGZ
elc_spv_IND_077 | RaD | 0.26694 | IMPNRGZ
elc_spv_IND_077 | RaN | 0 | IMPNRGZ
elc_spv_IND_077 | RaP | 0.02304 | IMPNRGZ
elc_spv_IND_077 | SaD | 0.1639 | IMPNRGZ
elc_spv_IND_077 | SaN | 0 | IMPNRGZ
elc_spv_IND_077 | SaP | 0.010757 | IMPNRGZ
elc_spv_IND_077 | WaD | 0.28121 | IMPNRGZ
elc_spv_IND_077 | WaN | 0 | IMPNRGZ
elc_spv_IND_077 | WaP | 0.028504 | IMPNRGZ
elc_spv_IND_078 | FaD | 0.20721 | IMPNRGZ
elc_spv_IND_078 | FaN | 0 | IMPNRGZ
elc_spv_IND_078 | FaP | 0.012336 | IMPNRGZ
elc_spv_IND_078 | RaD | 0.2711 | IMPNRGZ
elc_spv_IND_078 | RaN | 0 | IMPNRGZ
elc_spv_IND_078 | RaP | 0.02586 | IMPNRGZ
elc_spv_IND_078 | SaD | 0.15066 | IMPNRGZ
elc_spv_IND_078 | SaN | 0 | IMPNRGZ
elc_spv_IND_078 | SaP | 0.010362 | IMPNRGZ
elc_spv_IND_078 | WaD | 0.2912 | IMPNRGZ
elc_spv_IND_078 | WaN | 0 | IMPNRGZ
elc_spv_IND_078 | WaP | 0.031273 | IMPNRGZ

## firmness
~TFM_DINS-TSL: attribute=FLO_EMIS; other_indexes=ACT | [13 empty] | ~TFM_INS-TSL: attribute=FLO_SHAR; limtype=FX | [13 empty] | ~TFM_INS-TSL: attribute=FLO_SHAR; limtype=FX | [13 empty] | ~TFM_DINS-TSL: attribute=NCAP_PKCNT | [12 empty] | ~TFM_DINS-AT
process | commodity | WaN | WaD | WaP | RaN | RaD | RaP | SaN | SaD | SaP | FaN | FaD | FaP | process | commodity | WaN | WaD | WaP | RaN | RaD | RaP | SaN | SaD | SaP | FaN | FaD | FaP | process | commodity | WaN | WaD | WaP | RaN | RaD | RaP | SaN | SaD | SaP | FaN | FaD | FaP | process | WaN | WaD | WaP | RaN | RaD | RaP | SaN | SaD | SaP | FaN | FaD | FaP | process | commodity | other_indexes | ncap_com
distr_solelc_spv_IND_001 | DEF_E | 0 | 0.2114 | 0.22114 | 0.9557 | 0.16765 | 0.11385 | 0.91561 | 0.26952 | 0.23154 | 0 | 0.21278 | 0.31934 | distr_sol* | ELC4H | 0 | 0.044316 | 0.0079155 | 0.9096 | 0.044472 | 0.020863 | 0.7003 | 0.070911 | 0.029956 | 0 | 0.054648 | 0.10454 | distr_sol* | ELC8H | 0 | 0.020388 | 0.16061 | 0 | 0.012492 | 0.062808 | 0 | 0.02352 | 0.073521 | 0 | 0.025612 | 0.084773 | distr_solelc_spv_IND_001 | 0 | 0.49641 | 0.32983 | 0.0058047 | 0.54001 | 0.41217 | 0.0030787 | 0.28313 | 0.16777 | 0 | 0.44439 | 0.21006 | distr_solelc_spv_IND_001 | DEF_C | OUT | 0.54001
distr_solelc_spv_IND_002 | DEF_E | 0 | 0.21703 | 0.26154 | 0.95176 | 0.16072 | 0.1173 | 0.91143 | 0.24138 | 0.20048 | 0 | 0.19108 | 0.3058 | distr_won* | ELC4H | 0.019999 | 0.031392 | 0.030775 | 0.002747 | 0.011786 | 0.0089212 | 0.0027985 | 0.0012641 | 0.00040128 | 0.0055266 | 0.0030557 | 0.0033853 | distr_won* | ELC8H | 0.031464 | 0.0074597 | 0.024957 | 0.0089024 | 0.0040694 | 0.011917 | 0.0047854 | 0.0028322 | 0.00072467 | 0.0078152 | 0.005969 | 0 | distr_solelc_spv_IND_002 | 0 | 0.4918 | 0.30563 | 0.0056791 | 0.54751 | 0.40856 | 0.0041742 | 0.33569 | 0.21163 | 0 | 0.46771 | 0.22055 | distr_solelc_spv_IND_002 | DEF_C | OUT | 0.54751
distr_solelc_spv_IND_003 | DEF_E | 0 | 0.20827 | 0.318 | 0.97407 | 0.14167 | 0.1348 | 0.92655 | 0.27912 | 0.24295 | 0 | 0.18975 | 0.35769 | distr_wof* | ELC4H | 0.006537 | 0.0026501 | 0.010122 | 0.00086103 | 0.0046172 | 0.0033564 | 2.3372e-05 | 0.00030385 | 0 | 0.0032474 | 0.0022427 | 0.0018662 | distr_wof* | ELC8H | 0.012854 | 0.0040491 | 0.0045097 | 0.0047044 | 0.0088634 | 0.0017069 | 0.0011906 | 0.0019016 | 0.0012311 | 0.0084345 | 0.0083586 | 0.0063711 | distr_solelc_spv_IND_003 | 0 | 0.49065 | 0.25794 | 0.0019743 | 0.55385 | 0.36531 | 0.0017775 | 0.2762 | 0.14539 | 0 | 0.45943 | 0.17722 | distr_solelc_spv_IND_003 | DEF_C | OUT | 0.55385
distr_solelc_spv_IND_004 | DEF_E | 0 | 0.20938 | 0.19423 | 0.95785 | 0.16755 | 0.10959 | 0.92073 | 0.27856 | 0.26606 | 0 | 0.22363 | 0.30739 | [28 empty] | distr_solelc_spv_IND_004 | 0 | 0.49656 | 0.34183 | 0.0051448 | 0.53713 | 0.406 | 0.0021774 | 0.26011 | 0.13659 | 0 | 0.42926 | 0.20104 | distr_solelc_spv_IND_004 | DEF_C | OUT | 0.53713
distr_solelc_spv_IND_005 | DEF_E | 0 | 0.2063 | 0.25783 | 0.96937 | 0.15323 | 0.12194 | 0.92456 | 0.29517 | 0.27304 | 0 | 0.21144 | 0.35399 | [28 empty] | distr_solelc_spv_IND_005 | 0 | 0.49331 | 0.29646 | 0.0028377 | 0.54835 | 0.39195 | 0.0015901 | 0.24111 | 0.13019 | 0 | 0.43566 | 0.18182 | distr_solelc_spv_IND_005 | DEF_C | OUT | 0.54835
distr_solelc_spv_IND_006 | DEF_E | 0 | 0.20645 | 0.19979 | 0.98026 | 0.17183 | 0.11399 | 0.93913 | 0.34118 | 0.33641 | 0 | 0.23085 | 0.3664 | [28 empty] | distr_solelc_spv_IND_006 | 0 | 0.49415 | 0.32965 | 0.001345 | 0.53573 | 0.40383 | 0.0009248 | 0.20423 | 0.093784 | 0 | 0.39561 | 0.15142 | distr_solelc_spv_IND_006 | DEF_C | OUT | 0.53573
distr_solelc_spv_IND_007 | DEF_E | 0 | 0.20195 | 0.25688 | 0.9841 | 0.14905 | 0.12616 | 0.93789 | 0.32492 | 0.3125 | 0 | 0.21217 | 0.37363 | [28 empty] | distr_solelc_spv_IND_007 | 0 | 0.48936 | 0.27587 | 0.00050405 | 0.54625 | 0.36634 | 0.00084251 | 0.21455 | 0.10251 | 0 | 0.41348 | 0.15043 | distr_solelc_spv_IND_007 | DEF_C | OUT | 0.54625
distr_solelc_spv_IND_008 | DEF_E | 0 | 0.17573 | 0.35753 | 0 | 0.13285 | 0.16023 | 0.98584 | 0.34242 | 0.39503 | 0 | 0.21131 | 0.42911 | [28 empty] | distr_solelc_spv_IND_008 | 0 | 0.49575 | 0.206 | 0 | 0.54197 | 0.30434 | 6.2956e-06 | 0.2025 | 0.081925 | 0 | 0.41519 | 0.11926 | distr_solelc_spv_IND_008 | DEF_C | OUT | 0.54197
distr_solelc_spv_IND_009 | DEF_E | 0 | 0.18879 | 0.3044 | 0 | 0.13883 | 0.14374 | 0.95401 | 0.33286 | 0.35667 | 0 | 0.20391 | 0.39238 | [28 empty] | distr_solelc_spv_IND_009 | 0 | 0.49063 | 0.23849 | 0 | 0.54558 | 0.33977 | 0.00025556 | 0.21136 | 0.10111 | 0 | 0.41831 | 0.13771 | distr_solelc_spv_IND_009 | DEF_C | OUT | 0.54558
distr_solelc_spv_IND_010 | DEF_E | 0 | 0.20597 | 0.31494 | 0.98617 | 0.14005 | 0.14203 | 0.94255 | 0.33875 | 0.30788 | 0 | 0.19545 | 0.37909 | [28 empty] | distr_solelc_spv_IND_010 | 0 | 0.48415 | 0.24582 | 0.00033465 | 0.55175 | 0.35064 | 0.0009233 | 0.2032 | 0.10618 | 0 | 0.43954 | 0.1558 | distr_solelc_spv_IND_010 | DEF_C | OUT | 0.55175
distr_solelc_spv_IND_011 | DEF_E | 0 | 0.19424 | 0.37013 | 0.99901 | 0.13186 | 0.1544 | 0.94745 | 0.33154 | 0.31635 | 0 | 0.18936 | 0.3922 | [28 empty] | distr_solelc_spv_IND_011 | 0 | 0.48446 | 0.21013 | 6.4494e-07 | 0.55377 | 0.32568 | 0.00028623 | 0.20649 | 0.099259 | 0 | 0.44052 | 0.13816 | distr_solelc_spv_IND_011 | DEF_C | OUT | 0.55377
distr_solelc_spv_IND_012 | DEF_E | 0 | 0.23291 | 0.35324 | 0.96035 | 0.14893 | 0.14087 | 0.91596 | 0.18975 | 0.14987 | 0 | 0.17387 | 0.32925 | [28 empty] | distr_solelc_spv_IND_012 | 0 | 0.44606 | 0.23108 | 0.0048513 | 0.54348 | 0.36273 | 0.006292 | 0.42169 | 0.27373 | 0 | 0.46931 | 0.19435 | distr_solelc_spv_IND_012 | DEF_C | OUT | 0.54348
distr_solelc_spv_IND_013 | DEF_E | 0 | 0.25832 | 0.40667 | 0.96484 | 0.14529 | 0.16225 | 0.92122 | 0.20824 | 0.17439 | 0 | 0.17292 | 0.34738 | [28 empty] | distr_solelc_spv_IND_013 | 0 | 0.40686 | 0.19392 | 0.0039986 | 0.53733 | 0.32785 | 0.005718 | 0.38774 | 0.24433 | 0 | 0.4546 | 0.17464 | distr_solelc_spv_IND_013 | DEF_C | OUT | 0.53733
distr_solelc_spv_IND_014 | DEF_E | 0 | 0.22225 | 0.29046 | 0.94899 | 0.15853 | 0.12109 | 0.91008 | 0.19745 | 0.13943 | 0 | 0.18096 | 0.29551 | [28 empty] | distr_solelc_spv_IND_014 | 0 | 0.4763 | 0.28277 | 0.006297 | 0.54466 | 0.40083 | 0.0065421 | 0.42505 | 0.2864 | 0 | 0.47831 | 0.22781 | distr_solelc_spv_IND_014 | DEF_C | OUT | 0.54466
distr_solelc_spv_IND_015 | DEF_E | 0 | 0.22138 | 0.34958 | 0.96414 | 0.13979 | 0.13759 | 0.91849 | 0.20414 | 0.17309 | 0 | 0.17384 | 0.34472 | [28 empty] | distr_solelc_spv_IND_015 | 0 | 0.46443 | 0.23323 | 0.003481 | 0.55603 | 0.36529 | 0.0037909 | 0.37546 | 0.21767 | 0 | 0.46896 | 0.18161 | distr_solelc_spv_IND_015 | DEF_C | OUT | 0.55603
distr_solelc_spv_IND_016 | DEF_E | 0 | 0.27426 | 0.45799 | 0.96171 | 0.15638 | 0.16877 | 0.91822 | 0.22849 | 0.18414 | 0 | 0.1838 | 0.35535 | [28 empty] | distr_solelc_spv_IND_016 | 0 | 0.39139 | 0.17036 | 0.0040921 | 0.5264 | 0.31674 | 0.0064465 | 0.37033 | 0.2431 | 0 | 0.4469 | 0.17305 | distr_solelc_spv_IND_016 | DEF_C | OUT | 0.5264
distr_solelc_spv_IND_017 | DEF_E | 0 | 0.25183 | 0.45593 | 0.97628 | 0.13138 | 0.15375 | 0.93057 | 0.21733 | 0.21567 | 0 | 0.17273 | 0.37735 | [28 empty] | distr_solelc_spv_IND_017 | 0 | 0.42392 | 0.17416 | 0.0021517 | 0.55442 | 0.32599 | 0.0036486 | 0.34435 | 0.19152 | 0 | 0.4552 | 0.15374 | distr_solelc_spv_IND_017 | DEF_C | OUT | 0.55442
distr_solelc_spv_IND_018 | DEF_E | 0 | 0.20421 | 0.39126 | 0.99111 | 0.12902 | 0.15566 | 0.94026 | 0.27928 | 0.26468 | 0 | 0.18443 | 0.39305 | [28 empty] | distr_solelc_spv_IND_018 | 0 | 0.47804 | 0.20276 | 6.7051e-05 | 0.55804 | 0.32656 | 0.00079481 | 0.26128 | 0.12512 | 0 | 0.45341 | 0.14745 | distr_solelc_spv_IND_018 | DEF_C | OUT | 0.55804
distr_solelc_spv_IND_019 | DEF_E | 0 | 0.18504 | 0.45237 | 0 | 0.12164 | 0.1597 | 0.9748 | 0.2749 | 0.2961 | 0 | 0.19236 | 0.42434 | [28 empty] | distr_solelc_spv_IND_019 | 0 | 0.48696 | 0.16817 | 0 | 0.5592 | 0.29992 | 5.8382e-06 | 0.26682 | 0.10969 | 0 | 0.43924 | 0.12036 | distr_solelc_spv_IND_019 | DEF_C | OUT | 0.5592
distr_solelc_spv_IND_020 | DEF_E | 0 | 0.19701 | 0.4616 | 0 | 0.12047 | 0.15556 | 0.95348 | 0.23796 | 0.26577 | 0 | 0.1802 | 0.4183 | [28 empty] | distr_solelc_spv_IND_020 | 0 | 0.47171 | 0.16237 | 0 | 0.56191 | 0.3117 | 0.00036267 | 0.30649 | 0.13767 | 0 | 0.44711 | 0.127 | distr_solelc_spv_IND_020 | DEF_C | OUT | 0.56191
distr_solelc_spv_IND_021 | DEF_E | 0 | 0.22012 | 0.38079 | 0.98221 | 0.13345 | 0.1506 | 0.93305 | 0.24532 | 0.226 | 0 | 0.18111 | 0.37744 | [28 empty] | distr_solelc_spv_IND_021 | 0 | 0.46827 | 0.21512 | 0.0012852 | 0.556 | 0.33812 | 0.0021326 | 0.31693 | 0.16496 | 0 | 0.46272 | 0.16325 | distr_solelc_spv_IND_021 | DEF_C | OUT | 0.556
distr_solelc_spv_IND_022 | DEF_E | 0 | 0.23076 | 0.43778 | 0.9832 | 0.12615 | 0.15372 | 0.93497 | 0.23367 | 0.21761 | 0 | 0.17327 | 0.39399 | [28 empty] | distr_solelc_spv_IND_022 | 0 | 0.44488 | 0.1787 | 0.0008923 | 0.55974 | 0.33444 | 0.0024126 | 0.32944 | 0.17848 | 0 | 0.46041 | 0.14896 | distr_solelc_spv_IND_022 | DEF_C | OUT | 0.55974
distr_solelc_spv_IND_023 | DEF_E | 0 | 0.22863 | 0.50287 | 0.99472 | 0.12304 | 0.15133 | 0.94445 | 0.26035 | 0.25314 | 0 | 0.17283 | 0.41984 | [28 empty] | distr_solelc_spv_IND_023 | 0 | 0.45039 | 0.16214 | 2.2829e-05 | 0.56433 | 0.3057 | 0.0013041 | 0.2683 | 0.12472 | 0 | 0.45122 | 0.13667 | distr_solelc_spv_IND_023 | DEF_C | OUT | 0.56433
distr_solelc_spv_IND_024 | DEF_E | 0 | 0.21625 | 0.48231 | 0.99704 | 0.11709 | 0.15678 | 0.94196 | 0.2359 | 0.2571 | 0 | 0.16779 | 0.42267 | [28 empty] | distr_solelc_spv_IND_024 | 0 | 0.45173 | 0.15789 | 1.3501e-05 | 0.56375 | 0.31124 | 0.00077859 | 0.29928 | 0.13813 | 0 | 0.4536 | 0.13063 | distr_solelc_spv_IND_024 | DEF_C | OUT | 0.56375
distr_solelc_spv_IND_025 | DEF_E | 0 | 0.16617 | 0.65115 | 0 | 0.13316 | 0.27736 | 0.9879 | 0.20863 | 0.25732 | 0 | 0.19383 | 0.63249 | [28 empty] | distr_solelc_spv_IND_025 | 0 | 0.47821 | 0.095002 | 0 | 0.53548 | 0.20999 | 8.0095e-06 | 0.32144 | 0.10727 | 0 | 0.4135 | 0.053519 | distr_solelc_spv_IND_025 | DEF_C | OUT | 0.53548
distr_solelc_spv_IND_026 | DEF_E | 0 | 0.19489 | 0.5246 | 0 | 0.11596 | 0.18229 | 0 | 0.24065 | 0.26262 | 0 | 0.18144 | 0.44629 | [28 empty] | distr_solelc_spv_IND_026 | 0 | 0.46339 | 0.13121 | 0 | 0.56345 | 0.27792 | 0 | 0.30565 | 0.12254 | 0 | 0.43262 | 0.10148 | distr_solelc_spv_IND_026 | DEF_C | OUT | 0.56345
distr_solelc_spv_IND_027 | DEF_E | 0 | 0.16454 | 0.50703 | 0 | 0.11505 | 0.19565 | 0 | 0.23991 | 0.28059 | 0 | 0.19745 | 0.47205 | [28 empty] | distr_solelc_spv_IND_027 | 0 | 0.49945 | 0.14702 | 0 | 0.5638 | 0.26808 | 0 | 0.31351 | 0.11749 | 0 | 0.42305 | 0.10019 | distr_solelc_spv_IND_027 | DEF_C | OUT | 0.5638
distr_solelc_spv_IND_028 | DEF_E | 0 | 0.16447 | 0.57772 | 0 | 0.11657 | 0.23887 | 0 | 0.2047 | 0.27637 | 0 | 0.19861 | 0.55013 | [28 empty] | distr_solelc_spv_IND_028 | 0 | 0.49618 | 0.11648 | 0 | 0.56111 | 0.23817 | 0 | 0.332 | 0.11666 | 0 | 0.41603 | 0.067289 | distr_solelc_spv_IND_028 | DEF_C | OUT | 0.56111
distr_solelc_spv_IND_029 | DEF_E | 0 | 0.14823 | 0.66752 | 0.99605 | 0.10393 | 0.28465 | 0.97727 | 0.14663 | 0.24542 | 0 | 0.12956 | 0.64553 | [28 empty] | distr_solelc_spv_IND_029 | 0 | 0.5246 | 0.093466 | 1.4454e-05 | 0.58167 | 0.21911 | 7.6278e-05 | 0.455 | 0.16704 | 0 | 0.51103 | 0.067468 | distr_solelc_spv_IND_029 | DEF_C | OUT | 0.58167
distr_solelc_spv_IND_030 | DEF_E | 0 | 0.14189 | 0.5589 | 0 | 0.10933 | 0.27261 | 0 | 0.18817 | 0.28749 | 0 | 0.15336 | 0.56127 | [28 empty] | distr_solelc_spv_IND_030 | 0 | 0.54221 | 0.12742 | 0 | 0.58073 | 0.23137 | 0 | 0.35098 | 0.11154 | 0 | 0.49074 | 0.075344 | distr_solelc_spv_IND_030 | DEF_C | OUT | 0.58073
distr_solelc_spv_IND_031 | DEF_E | 0 | 0.13943 | 0.55315 | 0 | 0.11282 | 0.28811 | 0 | 0.22935 | 0.34615 | 0 | 0.17666 | 0.5952 | [28 empty] | distr_solelc_spv_IND_031 | 0 | 0.54264 | 0.13383 | 0 | 0.57527 | 0.22812 | 0 | 0.29904 | 0.080126 | 0 | 0.46223 | 0.06735 | distr_solelc_spv_IND_031 | DEF_C | OUT | 0.57527
distr_solelc_spv_IND_032 | DEF_E | 0 | 0.23237 | 0.24913 | 0.96385 | 0.20414 | 0.17024 | 0.91909 | 0.25281 | 0.22335 | 0 | 0.27374 | 0.40976 | [28 empty] | distr_solelc_spv_IND_032 | 0 | 0.45139 | 0.27601 | 0.001728 | 0.4658 | 0.30321 | 0.0034424 | 0.30375 | 0.17309 | 0 | 0.34956 | 0.13227 | distr_solelc_spv_IND_032 | DEF_C | OUT | 0.4658
distr_solelc_spv_IND_033 | DEF_E | 0 | 0.22981 | 0.28833 | 0.95653 | 0.22503 | 0.16241 | 0.91463 | 0.26095 | 0.19355 | 0 | 0.24619 | 0.3476 | [28 empty] | distr_solelc_spv_IND_033 | 0 | 0.44015 | 0.26086 | 0.0031737 | 0.43904 | 0.32742 | 0.0037476 | 0.28501 | 0.17907 | 0 | 0.3774 | 0.16531 | distr_solelc_spv_IND_033 | DEF_C | OUT | 0.44015
distr_solelc_spv_IND_034 | DEF_E | 0 | 0.22802 | 0.26721 | 0.95975 | 0.23348 | 0.15353 | 0.91523 | 0.25146 | 0.20132 | 0 | 0.24538 | 0.36769 | [28 empty] | distr_solelc_spv_IND_034 | 0 | 0.4511 | 0.27314 | 0.003161 | 0.44854 | 0.34319 | 0.0037045 | 0.30441 | 0.19032 | 0 | 0.37623 | 0.15721 | distr_solelc_spv_IND_034 | DEF_C | OUT | 0.4511
distr_solelc_spv_IND_035 | DEF_E | 0 | 0.23054 | 0.25144 | 0.96143 | 0.2111 | 0.16012 | 0.9162 | 0.25724 | 0.21409 | 0 | 0.2519 | 0.38217 | [28 empty] | distr_solelc_spv_IND_035 | 0 | 0.45453 | 0.27931 | 0.0028305 | 0.46694 | 0.33206 | 0.0034529 | 0.30365 | 0.17673 | 0 | 0.367 | 0.14556 | distr_solelc_spv_IND_035 | DEF_C | OUT | 0.46694
distr_solelc_spv_IND_036 | DEF_E | 0 | 0.18929 | 0.43167 | 0 | 0.2045 | 0.21238 | 0.97332 | 0.22933 | 0.25204 | 0 | 0.24505 | 0.47608 | [28 empty] | distr_solelc_spv_IND_036 | 0 | 0.46811 | 0.18005 | 0 | 0.44625 | 0.24703 | 3.7165e-05 | 0.29528 | 0.12601 | 0 | 0.36556 | 0.10199 | distr_solelc_spv_IND_036 | DEF_C | OUT | 0.46811
distr_solelc_spv_IND_037 | DEF_E | 0 | 0.20326 | 0.45207 | 0 | 0.19893 | 0.21657 | 0.96115 | 0.23268 | 0.2386 | 0 | 0.22703 | 0.47038 | [28 empty] | distr_solelc_spv_IND_037 | 0 | 0.44536 | 0.16066 | 0 | 0.42104 | 0.21488 | 0.00026779 | 0.3024 | 0.12572 | 0 | 0.38165 | 0.09729 | distr_solelc_spv_IND_037 | DEF_C | OUT | 0.44536
distr_solelc_spv_IND_038 | DEF_E | 0 | 0.21328 | 0.40669 | 0.99704 | 0.21924 | 0.21339 | 0.9412 | 0.23509 | 0.22729 | 0 | 0.2268 | 0.43299 | [28 empty] | distr_solelc_spv_IND_038 | 0 | 0.44471 | 0.18707 | 1.9477e-06 | 0.41301 | 0.23132 | 0.0016296 | 0.30128 | 0.1442 | 0 | 0.38304 | 0.11326 | distr_solelc_spv_IND_038 | DEF_C | OUT | 0.44471
distr_solelc_spv_IND_039 | DEF_E | 0 | 0.20338 | 0.38159 | 0 | 0.21928 | 0.20674 | 0.98221 | 0.26381 | 0.29411 | 0 | 0.2654 | 0.52045 | [28 empty] | distr_solelc_spv_IND_039 | 0 | 0.48423 | 0.21789 | 0 | 0.45097 | 0.27042 | 0.00014597 | 0.29104 | 0.097168 | 0 | 0.36251 | 0.090472 | distr_solelc_spv_IND_039 | DEF_C | OUT | 0.48423
distr_solelc_spv_IND_040 | DEF_E | 0 | 0.21527 | 0.35911 | 0.99901 | 0.24698 | 0.22947 | 0.93925 | 0.25238 | 0.25544 | 0 | 0.25408 | 0.44405 | [28 empty] | distr_solelc_spv_IND_040 | 0 | 0.45879 | 0.21587 | 6.0426e-06 | 0.40482 | 0.2469 | 0.0016023 | 0.29461 | 0.14023 | 0 | 0.36924 | 0.11828 | distr_solelc_spv_IND_040 | DEF_C | OUT | 0.45879
distr_solelc_spv_IND_041 | DEF_E | 0 | 0.22129 | 0.44099 | 0.99704 | 0.21402 | 0.20507 | 0.94096 | 0.24605 | 0.22825 | 0 | 0.20736 | 0.41822 | [28 empty] | distr_solelc_spv_IND_041 | 0 | 0.4166 | 0.16453 | 1.0438e-05 | 0.38999 | 0.21281 | 0.0015732 | 0.29988 | 0.16049 | 0 | 0.39365 | 0.1222 | distr_solelc_spv_IND_041 | DEF_C | OUT | 0.4166
distr_solelc_spv_IND_042 | DEF_E | 0 | 0.21098 | 0.50527 | 0 | 0.22945 | 0.23065 | 0.99506 | 0.25397 | 0.2733 | 0 | 0.21112 | 0.45818 | [28 empty] | distr_solelc_spv_IND_042 | 0 | 0.42531 | 0.14079 | 0 | 0.39505 | 0.20798 | 2.7321e-05 | 0.30766 | 0.14486 | 0 | 0.40707 | 0.12133 | distr_solelc_spv_IND_042 | DEF_C | OUT | 0.42531
distr_solelc_spv_IND_043 | DEF_E | 0 | 0.22144 | 0.50062 | 0.99901 | 0.24888 | 0.26049 | 0.96488 | 0.26483 | 0.29008 | 0 | 0.22394 | 0.46079 | [28 empty] | distr_solelc_spv_IND_043 | 0 | 0.41593 | 0.13987 | 6.5754e-09 | 0.37321 | 0.18575 | 0.00023386 | 0.29519 | 0.14092 | 0 | 0.40269 | 0.11965 | distr_solelc_spv_IND_043 | DEF_C | OUT | 0.41593
distr_solelc_spv_IND_044 | DEF_E | 0 | 0.22907 | 0.35929 | 0.97462 | 0.22439 | 0.20226 | 0.92577 | 0.2514 | 0.22797 | 0 | 0.22491 | 0.39416 | [28 empty] | distr_solelc_spv_IND_044 | 0 | 0.43549 | 0.2115 | 0.00048845 | 0.4158 | 0.25446 | 0.0024044 | 0.27705 | 0.14678 | 0 | 0.38126 | 0.13013 | distr_solelc_spv_IND_044 | DEF_C | OUT | 0.43549
distr_solelc_spv_IND_045 | DEF_E | 0 | 0.24504 | 0.35112 | 0.96712 | 0.21526 | 0.18677 | 0.9218 | 0.29498 | 0.23624 | 0 | 0.24169 | 0.36182 | [28 empty] | distr_solelc_spv_IND_045 | 0 | 0.4094 | 0.21933 | 0.0017547 | 0.4157 | 0.26299 | 0.0029126 | 0.24212 | 0.15078 | 0 | 0.37674 | 0.15483 | distr_solelc_spv_IND_045 | DEF_C | OUT | 0.4157
distr_solelc_spv_IND_046 | DEF_E | 0 | 0.24286 | 0.38983 | 0.97825 | 0.20908 | 0.1978 | 0.92696 | 0.26407 | 0.23963 | 0 | 0.21756 | 0.3822 | [28 empty] | distr_solelc_spv_IND_046 | 0 | 0.4001 | 0.19488 | 0.00064504 | 0.40359 | 0.23487 | 0.0025983 | 0.27647 | 0.14854 | 0 | 0.38953 | 0.13956 | distr_solelc_spv_IND_046 | DEF_C | OUT | 0.40359
distr_solelc_spv_IND_047 | DEF_E | 0 | 0.17504 | 0.52335 | 0 | 0.15165 | 0.28483 | 0 | 0.24709 | 0.32205 | 0 | 0.24471 | 0.57697 | [28 empty] | distr_solelc_spv_IND_047 | 0 | 0.47839 | 0.12949 | 0 | 0.51171 | 0.18086 | 0 | 0.31432 | 0.09442 | 0 | 0.3704 | 0.066055 | distr_solelc_spv_IND_047 | DEF_C | OUT | 0.51171
distr_solelc_spv_IND_048 | DEF_E | 0 | 0.1738 | 0.52349 | 0 | 0.14587 | 0.34735 | 0 | 0.23475 | 0.32569 | 0 | 0.24735 | 0.57099 | [28 empty] | distr_solelc_spv_IND_048 | 0 | 0.48096 | 0.11801 | 0 | 0.51165 | 0.15268 | 0 | 0.29596 | 0.078904 | 0 | 0.35678 | 0.04784 | distr_solelc_spv_IND_048 | DEF_C | OUT | 0.51165
distr_solelc_spv_IND_049 | DEF_E | 0 | 0.1657 | 0.41471 | 0 | 0.13585 | 0.17338 | 0 | 0.32952 | 0.37593 | 0 | 0.23161 | 0.51147 | [28 empty] | distr_solelc_spv_IND_049 | 0 | 0.49354 | 0.18044 | 0 | 0.52208 | 0.26072 | 0 | 0.23094 | 0.074096 | 0 | 0.38031 | 0.081389 | distr_solelc_spv_IND_049 | DEF_C | OUT | 0.52208
distr_solelc_spv_IND_050 | DEF_E | 0 | 0.16294 | 0.48912 | 0 | 0.13713 | 0.18748 | 0 | 0.32799 | 0.3732 | 0 | 0.25007 | 0.55647 | [28 empty] | distr_solelc_spv_IND_050 | 0 | 0.50636 | 0.14724 | 0 | 0.52366 | 0.2246 | 0 | 0.23137 | 0.059564 | 0 | 0.36198 | 0.065514 | distr_solelc_spv_IND_050 | DEF_C | OUT | 0.52366
distr_solelc_spv_IND_051 | DEF_E | 0 | 0.15955 | 0.48854 | 0 | 0.12857 | 0.19769 | 0 | 0.31618 | 0.37258 | 0 | 0.2385 | 0.54436 | [28 empty] | distr_solelc_spv_IND_051 | 0 | 0.51045 | 0.1503 | 0 | 0.52982 | 0.22519 | 0 | 0.23484 | 0.064125 | 0 | 0.37412 | 0.068067 | distr_solelc_spv_IND_051 | DEF_C | OUT | 0.52982
distr_solelc_spv_IND_052 | DEF_E | 0 | 0.16562 | 0.42921 | 0 | 0.12469 | 0.16277 | 0 | 0.29932 | 0.32394 | 0 | 0.20986 | 0.452 | [28 empty] | distr_solelc_spv_IND_052 | 0 | 0.5045 | 0.1697 | 0 | 0.55055 | 0.27816 | 0 | 0.22613 | 0.08167 | 0 | 0.41682 | 0.10304 | distr_solelc_spv_IND_052 | DEF_C | OUT | 0.55055
distr_solelc_spv_IND_053 | DEF_E | 0 | 0.15752 | 0.40764 | 0 | 0.12827 | 0.16892 | 0 | 0.33932 | 0.37488 | 0 | 0.23288 | 0.48218 | [28 empty] | distr_solelc_spv_IND_053 | 0 | 0.50547 | 0.18888 | 0 | 0.53367 | 0.27477 | 0 | 0.20899 | 0.07561 | 0 | 0.39241 | 0.093977 | distr_solelc_spv_IND_053 | DEF_C | OUT | 0.53367
distr_solelc_spv_IND_054 | DEF_E | 0 | 0.15709 | 0.47875 | 0 | 0.12309 | 0.18171 | 0 | 0.29391 | 0.34321 | 0 | 0.23422 | 0.4914 | [28 empty] | distr_solelc_spv_IND_054 | 0 | 0.50955 | 0.15648 | 0 | 0.54036 | 0.25208 | 0 | 0.23742 | 0.079217 | 0 | 0.39071 | 0.082199 | distr_solelc_spv_IND_054 | DEF_C | OUT | 0.54036
distr_solelc_spv_IND_055 | DEF_E | 0 | 0.16271 | 0.50168 | 0 | 0.12429 | 0.25703 | 0 | 0.26412 | 0.33427 | 0 | 0.23059 | 0.55815 | [28 empty] | distr_solelc_spv_IND_055 | 0 | 0.50221 | 0.14171 | 0 | 0.53822 | 0.21138 | 0 | 0.26802 | 0.080732 | 0 | 0.38222 | 0.065479 | distr_solelc_spv_IND_055 | DEF_C | OUT | 0.53822
distr_solelc_spv_IND_056 | DEF_E | 0 | 0.16731 | 0.57264 | 0 | 0.13589 | 0.34257 | 0 | 0.22612 | 0.31781 | 0 | 0.23618 | 0.62407 | [28 empty] | distr_solelc_spv_IND_056 | 0 | 0.49514 | 0.1028 | 0 | 0.52893 | 0.16225 | 0 | 0.30415 | 0.08134 | 0 | 0.37004 | 0.034944 | distr_solelc_spv_IND_056 | DEF_C | OUT | 0.52893
distr_solelc_spv_IND_057 | DEF_E | 0 | 0.16024 | 0.50256 | 0 | 0.11924 | 0.21788 | 0 | 0.24473 | 0.30618 | 0 | 0.22195 | 0.50486 | [28 empty] | distr_solelc_spv_IND_057 | 0 | 0.51162 | 0.1456 | 0 | 0.5556 | 0.23263 | 0 | 0.27954 | 0.085274 | 0 | 0.39792 | 0.078906 | distr_solelc_spv_IND_057 | DEF_C | OUT | 0.5556
distr_solelc_spv_IND_058 | DEF_E | 0 | 0.16209 | 0.58689 | 0 | 0.12506 | 0.29054 | 0 | 0.19926 | 0.29584 | 0 | 0.21212 | 0.59196 | [28 empty] | distr_solelc_spv_IND_058 | 0 | 0.5043 | 0.10766 | 0 | 0.55057 | 0.20379 | 0 | 0.32726 | 0.095031 | 0 | 0.40168 | 0.046475 | distr_solelc_spv_IND_058 | DEF_C | OUT | 0.55057
distr_solelc_spv_IND_059 | DEF_E | 0 | 0.17039 | 0.26696 | 0 | 0.14786 | 0.1544 | 0 | 0.27097 | 0.29316 | 0 | 0.22561 | 0.4232 | [28 empty] | distr_solelc_spv_IND_059 | 0 | 0.51563 | 0.26223 | 0 | 0.51974 | 0.29109 | 0 | 0.26223 | 0.10806 | 0 | 0.39025 | 0.12634 | distr_solelc_spv_IND_059 | DEF_C | OUT | 0.51974
distr_solelc_spv_IND_060 | DEF_E | 0 | 0.16504 | 0.34013 | 0 | 0.13884 | 0.16194 | 0 | 0.28909 | 0.32524 | 0 | 0.22974 | 0.45734 | [28 empty] | distr_solelc_spv_IND_060 | 0 | 0.50468 | 0.21512 | 0 | 0.52051 | 0.27915 | 0 | 0.2515 | 0.10018 | 0 | 0.39751 | 0.10763 | distr_solelc_spv_IND_060 | DEF_C | OUT | 0.52051
distr_solelc_spv_IND_061 | DEF_E | 0 | 0.17395 | 0.32449 | 0 | 0.13974 | 0.15456 | 0.99308 | 0.31037 | 0.33492 | 0 | 0.2145 | 0.42218 | [28 empty] | distr_solelc_spv_IND_061 | 0 | 0.49849 | 0.22311 | 0 | 0.52998 | 0.30339 | 3.029e-06 | 0.23189 | 0.10094 | 0 | 0.4052 | 0.1226 | distr_solelc_spv_IND_061 | DEF_C | OUT | 0.52998
distr_solelc_spv_IND_062 | DEF_E | 0 | 0.19267 | 0.24357 | 0.99407 | 0.15695 | 0.1422 | 0.94865 | 0.29435 | 0.2913 | 0 | 0.21692 | 0.3658 | [28 empty] | distr_solelc_spv_IND_062 | 0 | 0.5074 | 0.28649 | 3.5897e-07 | 0.53403 | 0.33206 | 0.00049581 | 0.25286 | 0.11458 | 0 | 0.40118 | 0.14394 | distr_solelc_spv_IND_062 | DEF_C | OUT | 0.53403
distr_solelc_spv_IND_063 | DEF_E | 0 | 0.19287 | 0.18361 | 0.99605 | 0.18226 | 0.13543 | 0.95191 | 0.32109 | 0.32108 | 0 | 0.23697 | 0.3572 | [28 empty] | distr_solelc_spv_IND_063 | 0 | 0.51774 | 0.33983 | 4.9341e-06 | 0.50501 | 0.33978 | 0.0003527 | 0.22342 | 0.097589 | 0 | 0.38984 | 0.14694 | distr_solelc_spv_IND_063 | DEF_C | OUT | 0.51774
distr_solelc_spv_IND_064 | DEF_E | 0 | 0.17789 | 0.21372 | 0 | 0.16477 | 0.15906 | 0.97417 | 0.28092 | 0.2756 | 0 | 0.23467 | 0.38681 | [28 empty] | distr_solelc_spv_IND_064 | 0 | 0.53236 | 0.32048 | 0 | 0.51896 | 0.30507 | 2.3406e-05 | 0.25867 | 0.11254 | 0 | 0.38281 | 0.14085 | distr_solelc_spv_IND_064 | DEF_C | OUT | 0.53236
distr_solelc_spv_IND_065 | DEF_E | 0 | 0.17205 | 0.44451 | 0 | 0.159 | 0.18251 | 0 | 0.2534 | 0.32077 | 0 | 0.25547 | 0.51603 | [28 empty] | distr_solelc_spv_IND_065 | 0 | 0.46358 | 0.15529 | 0 | 0.5039 | 0.25905 | 0 | 0.31214 | 0.10271 | 0 | 0.35212 | 0.076316 | distr_solelc_spv_IND_065 | DEF_C | OUT | 0.5039
distr_solelc_spv_IND_066 | DEF_E | 0 | 0.17094 | 0.38545 | 0 | 0.15123 | 0.17531 | 0 | 0.26163 | 0.33478 | 0 | 0.24663 | 0.50868 | [28 empty] | distr_solelc_spv_IND_066 | 0 | 0.4811 | 0.18841 | 0 | 0.5107 | 0.26445 | 0 | 0.28747 | 0.094769 | 0 | 0.36648 | 0.081756 | distr_solelc_spv_IND_066 | DEF_C | OUT | 0.5107
distr_solelc_spv_IND_067 | DEF_E | 0 | 0.17138 | 0.27935 | 0 | 0.15367 | 0.17857 | 0 | 0.22411 | 0.28304 | 0 | 0.23601 | 0.44339 | [28 empty] | distr_solelc_spv_IND_067 | 0 | 0.52831 | 0.27592 | 0 | 0.52062 | 0.27118 | 0 | 0.2992 | 0.11728 | 0 | 0.38908 | 0.11512 | distr_solelc_spv_IND_067 | DEF_C | OUT | 0.52831
distr_solelc_spv_IND_068 | DEF_E | 0 | 0.16088 | 0.2869 | 0 | 0.14729 | 0.1635 | 0 | 0.24446 | 0.29944 | 0 | 0.24171 | 0.45662 | [28 empty] | distr_solelc_spv_IND_068 | 0 | 0.51934 | 0.25016 | 0 | 0.51806 | 0.27559 | 0 | 0.28036 | 0.1173 | 0 | 0.37556 | 0.11103 | distr_solelc_spv_IND_068 | DEF_C | OUT | 0.51934
distr_solelc_spv_IND_069 | DEF_E | 0 | 0.202 | 0.31357 | 0 | 0.16581 | 0.19161 | 0 | 0.22589 | 0.28285 | 0 | 0.21942 | 0.46177 | [28 empty] | distr_solelc_spv_IND_069 | 0 | 0.46649 | 0.23277 | 0 | 0.50014 | 0.25754 | 0 | 0.3175 | 0.10479 | 0 | 0.39488 | 0.10284 | distr_solelc_spv_IND_069 | DEF_C | OUT | 0.50014
distr_solelc_spv_IND_070 | DEF_E | 0 | 0.18318 | 0.33301 | 0 | 0.15371 | 0.184 | 0 | 0.24916 | 0.30247 | 0 | 0.23363 | 0.46501 | [28 empty] | distr_solelc_spv_IND_070 | 0 | 0.46686 | 0.21624 | 0 | 0.51557 | 0.26886 | 0 | 0.30233 | 0.11325 | 0 | 0.36967 | 0.09899 | distr_solelc_spv_IND_070 | DEF_C | OUT | 0.51557
distr_solelc_spv_IND_071 | DEF_E | 0 | 0.21291 | 0.29866 | 0 | 0.16794 | 0.173 | 0 | 0.21398 | 0.23081 | 0 | 0.19004 | 0.37749 | [28 empty] | distr_solelc_spv_IND_071 | 0 | 0.45765 | 0.2588 | 0 | 0.48869 | 0.27322 | 0 | 0.37422 | 0.15766 | 0 | 0.44025 | 0.15412 | distr_solelc_spv_IND_071 | DEF_C | OUT | 0.48869
distr_solelc_spv_IND_072 | DEF_E | 0 | 0.21078 | 0.31505 | 0 | 0.16431 | 0.1906 | 0 | 0.21251 | 0.25843 | 0 | 0.20385 | 0.42793 | [28 empty] | distr_solelc_spv_IND_072 | 0 | 0.4415 | 0.23729 | 0 | 0.4909 | 0.26067 | 0 | 0.35391 | 0.12622 | 0 | 0.41281 | 0.12389 | distr_solelc_spv_IND_072 | DEF_C | OUT | 0.4909
distr_solelc_spv_IND_073 | DEF_E | 0 | 0.19829 | 0.28339 | 0 | 0.16867 | 0.20956 | 0 | 0.21422 | 0.23661 | 0 | 0.19815 | 0.40751 | [28 empty] | distr_solelc_spv_IND_073 | 0 | 0.48087 | 0.26129 | 0 | 0.48436 | 0.2298 | 0 | 0.33445 | 0.1182 | 0 | 0.41234 | 0.11995 | distr_solelc_spv_IND_073 | DEF_C | OUT | 0.48436
distr_solelc_spv_IND_074 | DEF_E | 0 | 0.17219 | 0.20493 | 0 | 0.20068 | 0.20254 | 0 | 0.29997 | 0.32012 | 0 | 0.23473 | 0.4154 | [28 empty] | distr_solelc_spv_IND_074 | 0 | 0.51923 | 0.30874 | 0 | 0.43408 | 0.2285 | 0 | 0.25054 | 0.091556 | 0 | 0.37479 | 0.11388 | distr_solelc_spv_IND_074 | DEF_C | OUT | 0.51923
distr_solelc_spv_IND_075 | DEF_E | 0 | 0.19715 | 0.23878 | 0 | 0.18623 | 0.19907 | 0 | 0.26472 | 0.28233 | 0 | 0.22102 | 0.4025 | [28 empty] | distr_solelc_spv_IND_075 | 0 | 0.48598 | 0.28858 | 0 | 0.44954 | 0.22953 | 0 | 0.29148 | 0.12382 | 0 | 0.39364 | 0.13625 | distr_solelc_spv_IND_075 | DEF_C | OUT | 0.48598
distr_solelc_spv_IND_076 | DEF_E | 0 | 0.18075 | 0.17939 | 0 | 0.19403 | 0.17574 | 0 | 0.30165 | 0.32433 | 0 | 0.23987 | 0.39911 | [28 empty] | distr_solelc_spv_IND_076 | 0 | 0.52605 | 0.34319 | 0 | 0.47307 | 0.28097 | 0 | 0.23537 | 0.096745 | 0 | 0.38183 | 0.12765 | distr_solelc_spv_IND_076 | DEF_C | OUT | 0.52605
distr_solelc_spv_IND_077 | DEF_E | 0 | 0.17963 | 0.25186 | 0 | 0.17005 | 0.20017 | 0 | 0.23216 | 0.26798 | 0 | 0.20849 | 0.41426 | [28 empty] | distr_solelc_spv_IND_077 | 0 | 0.5287 | 0.29475 | 0 | 0.49096 | 0.23306 | 0 | 0.30146 | 0.10882 | 0 | 0.39786 | 0.11945 | distr_solelc_spv_IND_077 | DEF_C | OUT | 0.5287
distr_solelc_spv_IND_078 | DEF_E | 0 | 0.16573 | 0.21982 | 0 | 0.1736 | 0.18609 | 0 | 0.25339 | 0.27838 | 0 | 0.22512 | 0.40477 | [28 empty] | distr_solelc_spv_IND_078 | 0 | 0.54861 | 0.32404 | 0 | 0.49963 | 0.26212 | 0 | 0.27766 | 0.10503 | 0 | 0.38607 | 0.12641 | distr_solelc_spv_IND_078 | DEF_C | OUT | 0.54861
distr_wofelc_wof_IND_001 | DEF_E | 0.45169 | 0.42094 | 0.41469 | 0.43366 | 0.44716 | 0.4466 | 0.21106 | 0.20297 | 0.19868 | 0.48461 | 0.45981 | 0.47801 | [28 empty] | distr_wofelc_wof_IND_001 | 0.079611 | 0.099213 | 0.097711 | 0.078164 | 0.070951 | 0.075439 | 0.60603 | 0.61186 | 0.64011 | 0.17041 | 0.17098 | 0.20218 | distr_wonelc_won_IND_001 | DEF_C | OUT | 0.28337
distr_wofelc_wof_IND_002 | DEF_E | 0.41425 | 0.40491 | 0.43932 | 0.3892 | 0.43089 | 0.35636 | 0.17621 | 0.16727 | 0.16319 | 0.44006 | 0.41274 | 0.44284 | [28 empty] | distr_wofelc_wof_IND_002 | 0.13254 | 0.131 | 0.10971 | 0.10249 | 0.071856 | 0.086141 | 0.68419 | 0.67914 | 0.70814 | 0.15314 | 0.16185 | 0.17975 | distr_wonelc_won_IND_002 | DEF_C | OUT | 0.2823
distr_wofelc_wof_IND_003 | DEF_E | 0.34308 | 0.42655 | 0.4182 | 0.39585 | 0.42995 | 0.31355 | 0.22336 | 0.22551 | 0.18895 | 0.41008 | 0.46092 | 0.4434 | [28 empty] | distr_wofelc_wof_IND_003 | 0.21074 | 0.12871 | 0.15582 | 0.14446 | 0.089663 | 0.17435 | 0.55459 | 0.5405 | 0.59774 | 0.11228 | 0.11373 | 0.12903 | distr_wonelc_won_IND_003 | DEF_C | OUT | 0.24619
distr_wofelc_wof_IND_004 | DEF_E | 0.26465 | 0.36492 | 0.33564 | 0.34861 | 0.43916 | 0.31168 | 0.22762 | 0.23151 | 0.20175 | 0.3648 | 0.44532 | 0.41131 | [28 empty] | distr_wofelc_wof_IND_004 | 0.22591 | 0.15026 | 0.19229 | 0.16294 | 0.14452 | 0.21305 | 0.58019 | 0.58058 | 0.60272 | 0.12204 | 0.10876 | 0.1424 | distr_wonelc_won_IND_004 | DEF_C | OUT | 0.25937
distr_wofelc_wof_IND_005 | DEF_E | 0.2938 | 0.40573 | 0.37857 | 0.3712 | 0.43589 | 0.31642 | 0.21969 | 0.22383 | 0.19963 | 0.37057 | 0.45369 | 0.4375 | [28 empty] | distr_wofelc_wof_IND_005 | 0.23877 | 0.13472 | 0.19065 | 0.16773 | 0.12481 | 0.20163 | 0.57321 | 0.56483 | 0.60661 | 0.12215 | 0.10948 | 0.14182 | distr_wonelc_won_IND_005 | DEF_C | OUT | 0.22149
distr_wofelc_wof_IND_006 | DEF_E | 0.43079 | 0.40981 | 0.46105 | 0.28211 | 0.29858 | 0.27074 | 0.25066 | 0.27541 | 0.26877 | 0.44209 | 0.40981 | 0.46374 | [28 empty] | distr_wofelc_wof_IND_006 | 0.17997 | 0.15456 | 0.11818 | 0.29727 | 0.25083 | 0.28017 | 0.48682 | 0.42427 | 0.46195 | 0.18638 | 0.18095 | 0.17098 | distr_wonelc_won_IND_006 | DEF_C | OUT | 0.21479
distr_wofelc_wof_IND_007 | DEF_E | 0.36758 | 0.3683 | 0.35499 | 0.24753 | 0.25529 | 0.21606 | 0.22818 | 0.2437 | 0.23474 | 0.42375 | 0.39726 | 0.39283 | [28 empty] | distr_wofelc_wof_IND_007 | 0.22503 | 0.16743 | 0.16795 | 0.26224 | 0.21056 | 0.26484 | 0.54456 | 0.49993 | 0.52612 | 0.19701 | 0.18961 | 0.19721 | distr_wonelc_won_IND_007 | DEF_C | OUT | 0.19057
distr_wofelc_wof_IND_008 | DEF_E | 0.2946 | 0.32046 | 0.32362 | 0.29093 | 0.36912 | 0.26349 | 0.19958 | 0.21218 | 0.1918 | 0.35186 | 0.38071 | 0.36328 | [28 empty] | distr_wofelc_wof_IND_008 | 0.20732 | 0.19006 | 0.18108 | 0.20157 | 0.12793 | 0.1831 | 0.63536 | 0.62426 | 0.64595 | 0.1475 | 0.14121 | 0.15495 | distr_wonelc_won_IND_008 | DEF_C | OUT | 0.22578
distr_wofelc_wof_IND_009 | DEF_E | 0.31116 | 0.31969 | 0.31753 | 0.21352 | 0.24812 | 0.18696 | 0.20357 | 0.21281 | 0.21676 | 0.36395 | 0.37398 | 0.34769 | [28 empty] | distr_wofelc_wof_IND_009 | 0.26319 | 0.17276 | 0.19431 | 0.24956 | 0.1855 | 0.28524 | 0.63735 | 0.61744 | 0.61561 | 0.20855 | 0.20153 | 0.20452 | distr_wonelc_won_IND_009 | DEF_C | OUT | 0.17999
distr_wofelc_wof_IND_010 | DEF_E | 0.3355 | 0.30511 | 0.33093 | 0.22138 | 0.27352 | 0.22358 | 0.17907 | 0.19738 | 0.18862 | 0.37489 | 0.36335 | 0.3794 | [28 empty] | distr_wofelc_wof_IND_010 | 0.19194 | 0.19993 | 0.12268 | 0.25063 | 0.16144 | 0.20632 | 0.69734 | 0.68478 | 0.68438 | 0.20403 | 0.21419 | 0.19188 | distr_wonelc_won_IND_010 | DEF_C | OUT | 0.15735
distr_wofelc_wof_IND_011 | DEF_E | 0.34934 | 0.40373 | 0.45935 | 0.21638 | 0.27214 | 0.21024 | 0.22691 | 0.23799 | 0.22023 | 0.42988 | 0.43731 | 0.4571 | [28 empty] | distr_wofelc_wof_IND_011 | 0.19836 | 0.13588 | 0.10475 | 0.32981 | 0.23956 | 0.43882 | 0.57362 | 0.56211 | 0.59181 | 0.21869 | 0.21353 | 0.1963 | distr_wonelc_won_IND_011 | DEF_C | OUT | 0.14567
distr_wofelc_wof_IND_012 | DEF_E | 0.37487 | 0.33726 | 0.34728 | 0.24038 | 0.31363 | 0.23791 | 0.21434 | 0.2452 | 0.21881 | 0.40459 | 0.40199 | 0.40687 | [28 empty] | distr_wofelc_wof_IND_012 | 0.23067 | 0.23351 | 0.14152 | 0.28853 | 0.12994 | 0.18098 | 0.60003 | 0.57427 | 0.60837 | 0.21588 | 0.19863 | 0.19849 | distr_wonelc_won_IND_012 | DEF_C | OUT | 0.1994
distr_wofelc_wof_IND_013 | DEF_E | 0.35308 | 0.42164 | 0.32745 | 0.33769 | 0.38153 | 0.32935 | 0.21714 | 0.26793 | 0.30606 | 0.30954 | 0.37492 | 0.3732 | [28 empty] | distr_wofelc_wof_IND_013 | 0.21486 | 0.20175 | 0.23374 | 0.3101 | 0.19277 | 0.27655 | 0.4401 | 0.25213 | 0.36558 | 0.25715 | 0.19124 | 0.20845 | distr_wonelc_won_IND_013 | DEF_C | OUT | 0.19558
distr_wofelc_wof_IND_014 | DEF_E | 0.26179 | 0.29744 | 0.29156 | 0.38183 | 0.48379 | 0.47075 | 0.2073 | 0.27678 | 0.25543 | 0.30696 | 0.31323 | 0.33909 | [28 empty] | distr_wofelc_wof_IND_014 | 0.3274 | 0.29558 | 0.31747 | 0.3499 | 0.23065 | 0.28227 | 0.62993 | 0.43027 | 0.63016 | 0.42453 | 0.31886 | 0.37371 | distr_wonelc_won_IND_014 | DEF_C | OUT | 0.21341
distr_wofelc_wof_IND_015 | DEF_E | 0.29227 | 0.35044 | 0.29889 | 0.33616 | 0.417 | 0.31933 | 0.24068 | 0.31649 | 0.24937 | 0.31554 | 0.39011 | 0.33746 | [28 empty] | distr_wofelc_wof_IND_015 | 0.25793 | 0.23656 | 0.28021 | 0.30601 | 0.19521 | 0.36765 | 0.36981 | 0.18936 | 0.41971 | 0.26422 | 0.16761 | 0.28797 | distr_wonelc_won_IND_015 | DEF_C | OUT | 0.25731
distr_wofelc_wof_IND_016 | DEF_E | 0.25243 | 0.24892 | 0.22857 | 0.33168 | 0.42219 | 0.35017 | 0.13961 | 0.20911 | 0.1312 | 0.28375 | 0.30547 | 0.26034 | [28 empty] | distr_wofelc_wof_IND_016 | 0.50633 | 0.4427 | 0.57848 | 0.41319 | 0.2955 | 0.43782 | 0.73124 | 0.63322 | 0.77797 | 0.49645 | 0.39216 | 0.56929 | distr_wonelc_won_IND_016 | DEF_C | OUT | 0.28167
distr_wofelc_wof_IND_017 | DEF_E | 0.35262 | 0.34854 | 0.36355 | 0.39209 | 0.39465 | 0.38587 | 0.13502 | 0.15386 | 0.11764 | 0.33475 | 0.34863 | 0.34367 | [28 empty] | distr_wofelc_wof_IND_017 | 0.26188 | 0.22081 | 0.22835 | 0.2722 | 0.26636 | 0.31817 | 0.67512 | 0.6341 | 0.71798 | 0.30675 | 0.28223 | 0.32959 | distr_wonelc_won_IND_017 | DEF_C | OUT | 0.26418
distr_wofelc_wof_IND_018 | DEF_E | 0.30305 | 0.28196 | 0.3037 | 0.39033 | 0.39314 | 0.39933 | 0.1278 | 0.15085 | 0.11785 | 0.30146 | 0.31449 | 0.3071 | [28 empty] | distr_wofelc_wof_IND_018 | 0.51122 | 0.50811 | 0.47813 | 0.34556 | 0.32322 | 0.36004 | 0.72127 | 0.68274 | 0.75464 | 0.39196 | 0.36331 | 0.39697 | distr_wonelc_won_IND_018 | DEF_C | OUT | 0.17487
distr_wofelc_wof_IND_019 | DEF_E | 0.40914 | 0.49423 | 0.38806 | 0.29787 | 0.32471 | 0.29092 | 0.2557 | 0.27224 | 0.34016 | 0.37643 | 0.43142 | 0.43383 | [28 empty] | distr_wofelc_wof_IND_019 | 0.12359 | 0.10163 | 0.12501 | 0.35311 | 0.20487 | 0.29576 | 0.40978 | 0.38302 | 0.24984 | 0.15844 | 0.15627 | 0.11566 | distr_wonelc_won_IND_019 | DEF_C | OUT | 0.18718
distr_wofelc_wof_IND_020 | DEF_E | 0.58885 | 0.59748 | 0.44101 | 0.32806 | 0.34898 | 0.26441 | 0.29377 | 0.32475 | 0.28712 | 0.40557 | 0.38316 | 0.37536 | [28 empty] | distr_wofelc_wof_IND_020 | 0.097755 | 0.11 | 0.15053 | 0.36803 | 0.34229 | 0.44797 | 0.51657 | 0.45313 | 0.49528 | 0.2049 | 0.21389 | 0.22441 | distr_wonelc_won_IND_020 | DEF_C | OUT | 0.13898
distr_wofelc_wof_IND_021 | DEF_E | 0.51318 | 0.55488 | 0.47268 | 0.36699 | 0.38242 | 0.30836 | 0.22999 | 0.25877 | 0.23836 | 0.3681 | 0.34037 | 0.34887 | [28 empty] | distr_wofelc_wof_IND_021 | 0.13856 | 0.1429 | 0.16129 | 0.28074 | 0.22077 | 0.32155 | 0.57442 | 0.54739 | 0.52001 | 0.23442 | 0.24417 | 0.22207 | distr_wonelc_won_IND_021 | DEF_C | OUT | 0.15948
distr_wofelc_wof_IND_022 | DEF_E | 0.49552 | 0.4039 | 0.45206 | 0.34045 | 0.39884 | 0.39871 | 0.32537 | 0.40399 | 0.38507 | 0.49762 | 0.46888 | 0.52369 | [28 empty] | distr_wofelc_wof_IND_022 | 0.07117 | 0.1196 | 0.058029 | 0.39836 | 0.31566 | 0.30786 | 0.44396 | 0.37672 | 0.36392 | 0.16548 | 0.17199 | 0.13295 | distr_wonelc_won_IND_022 | DEF_C | OUT | 0.22369
distr_wofelc_wof_IND_023 | DEF_E | 0.48693 | 0.47728 | 0.41674 | 0.30236 | 0.37858 | 0.32906 | 0.36037 | 0.42618 | 0.38475 | 0.45223 | 0.45623 | 0.45052 | [28 empty] | distr_wofelc_wof_IND_023 | 0.050257 | 0.10723 | 0.071808 | 0.48272 | 0.39067 | 0.45785 | 0.41222 | 0.33015 | 0.35204 | 0.17525 | 0.1959 | 0.1659 | distr_wonelc_won_IND_023 | DEF_C | OUT | 0.26848
distr_wofelc_wof_IND_024 | DEF_E | 0.55341 | 0.59463 | 0.40145 | 0.29623 | 0.34577 | 0.26563 | 0.34665 | 0.40371 | 0.34716 | 0.42094 | 0.42826 | 0.42265 | [28 empty] | distr_wofelc_wof_IND_024 | 0.064442 | 0.084779 | 0.092949 | 0.50699 | 0.45258 | 0.55576 | 0.42556 | 0.34849 | 0.40614 | 0.16839 | 0.18567 | 0.17252 | distr_wonelc_won_IND_024 | DEF_C | OUT | 0.34489
distr_wonelc_won_IND_001 | DEF_E | 0.40425 | 0.5337 | 0.46406 | 0.31467 | 0.47136 | 0.41345 | 0.38552 | 0.45408 | 0.50728 | 0.42503 | 0.57987 | 0.45929 | [28 empty] | distr_wonelc_won_IND_001 | 0.16614 | 0.081709 | 0.11522 | 0.28355 | 0.15631 | 0.1862 | 0.14952 | 0.14199 | 0.082509 | 0.095348 | 0.068934 | 0.072111 | distr_wonelc_won_IND_025 | DEF_C | OUT | 0.16683
distr_wonelc_won_IND_002 | DEF_E | 0.41414 | 0.56929 | 0.4838 | 0.31739 | 0.48991 | 0.3995 | 0.36388 | 0.41167 | 0.47898 | 0.53353 | 0.66063 | 0.58525 | [28 empty] | distr_wonelc_won_IND_002 | 0.14471 | 0.063551 | 0.114 | 0.2823 | 0.1797 | 0.23918 | 0.23647 | 0.23446 | 0.13526 | 0.087902 | 0.086586 | 0.071103 | distr_wonelc_won_IND_026 | DEF_C | OUT | 0.17774
distr_wonelc_won_IND_003 | DEF_E | 0.39051 | 0.51618 | 0.44799 | 0.30908 | 0.48545 | 0.35111 | 0.40003 | 0.46042 | 0.46782 | 0.45563 | 0.60357 | 0.56546 | [28 empty] | distr_wonelc_won_IND_003 | 0.1556 | 0.074919 | 0.10396 | 0.24935 | 0.14434 | 0.20285 | 0.17883 | 0.17067 | 0.1233 | 0.12095 | 0.095577 | 0.087893 | distr_wonelc_won_IND_027 | DEF_C | OUT | 0.28488
distr_wonelc_won_IND_004 | DEF_E | 0.36828 | 0.5489 | 0.44634 | 0.31093 | 0.45838 | 0.35396 | 0.4359 | 0.51607 | 0.55205 | 0.44473 | 0.5537 | 0.43994 | [28 empty] | distr_wonelc_won_IND_004 | 0.19651 | 0.10887 | 0.14932 | 0.25957 | 0.16291 | 0.24763 | 0.10596 | 0.090238 | 0.044185 | 0.083087 | 0.052928 | 0.071462 | distr_wonelc_won_IND_028 | DEF_C | OUT | 0.19667
distr_wonelc_won_IND_005 | DEF_E | 0.37742 | 0.56257 | 0.43415 | 0.35034 | 0.47627 | 0.36632 | 0.3867 | 0.50248 | 0.50591 | 0.43281 | 0.54031 | 0.47971 | [28 empty] | distr_wonelc_won_IND_005 | 0.20455 | 0.12697 | 0.16792 | 0.22162 | 0.1277 | 0.17654 | 0.10788 | 0.088624 | 0.04065 | 0.086594 | 0.047416 | 0.076398 | distr_wonelc_won_IND_029 | DEF_C | OUT | 0.27888
distr_wonelc_won_IND_006 | DEF_E | 0.37997 | 0.52439 | 0.46388 | 0.31493 | 0.45775 | 0.34758 | 0.40339 | 0.47515 | 0.4485 | 0.42437 | 0.54869 | 0.46652 | [28 empty] | distr_wonelc_won_IND_006 | 0.16759 | 0.090383 | 0.10754 | 0.21569 | 0.1158 | 0.15136 | 0.11551 | 0.10135 | 0.064256 | 0.10574 | 0.077394 | 0.073619 | distr_wonelc_won_IND_030 | DEF_C | OUT | 0.36547
distr_wonelc_won_IND_007 | DEF_E | 0.4114 | 0.54496 | 0.44867 | 0.34707 | 0.49187 | 0.32388 | 0.42992 | 0.48794 | 0.46854 | 0.45193 | 0.54222 | 0.47639 | [28 empty] | distr_wonelc_won_IND_007 | 0.13485 | 0.075073 | 0.073517 | 0.19059 | 0.099708 | 0.12494 | 0.10215 | 0.080277 | 0.053174 | 0.094791 | 0.061531 | 0.055494 | distr_wonelc_won_IND_031 | DEF_C | OUT | 0.28195
distr_wonelc_won_IND_008 | DEF_E | 0.3763 | 0.55475 | 0.45049 | 0.35583 | 0.46311 | 0.33351 | 0.37745 | 0.50672 | 0.46148 | 0.38811 | 0.53332 | 0.42985 | [28 empty] | distr_wonelc_won_IND_008 | 0.19183 | 0.1136 | 0.1241 | 0.22588 | 0.13299 | 0.15178 | 0.10831 | 0.084997 | 0.053755 | 0.098553 | 0.061012 | 0.062163 | distr_wonelc_won_IND_032 | DEF_C | OUT | 0.25497
distr_wonelc_won_IND_009 | DEF_E | 0.28119 | 0.5306 | 0.27251 | 0.29545 | 0.48011 | 0.28679 | 0.40931 | 0.46082 | 0.46255 | 0.38449 | 0.54006 | 0.38048 | [28 empty] | distr_wonelc_won_IND_009 | 0.10011 | 0.041331 | 0.080016 | 0.12404 | 0.091681 | 0.11474 | 0.16821 | 0.17999 | 0.14552 | 0.078605 | 0.057933 | 0.065581 | distr_wonelc_won_IND_033 | DEF_C | OUT | 0.33418
distr_wonelc_won_IND_010 | DEF_E | 0.38038 | 0.56043 | 0.2463 | 0.3382 | 0.51142 | 0.30026 | 0.44186 | 0.50522 | 0.49585 | 0.54645 | 0.60313 | 0.44565 | [28 empty] | distr_wonelc_won_IND_010 | 0.064012 | 0.037729 | 0.078099 | 0.086811 | 0.093815 | 0.12118 | 0.14107 | 0.15735 | 0.12281 | 0.065522 | 0.063143 | 0.060268 | distr_wonelc_won_IND_034 | DEF_C | OUT | 0.43669
distr_wonelc_won_IND_011 | DEF_E | 0.39629 | 0.55726 | 0.28152 | 0.34549 | 0.48802 | 0.28782 | 0.44891 | 0.50569 | 0.51147 | 0.51417 | 0.59586 | 0.49252 | [28 empty] | distr_wonelc_won_IND_011 | 0.08114 | 0.036818 | 0.085639 | 0.11155 | 0.096697 | 0.14139 | 0.14023 | 0.14567 | 0.12278 | 0.074051 | 0.066504 | 0.061991 | distr_wonelc_won_IND_035 | DEF_C | OUT | 0.31345
distr_wonelc_won_IND_012 | DEF_E | 0.31658 | 0.52257 | 0.31533 | 0.3101 | 0.46975 | 0.29721 | 0.33355 | 0.39814 | 0.38981 | 0.40066 | 0.55297 | 0.3925 | [28 empty] | distr_wonelc_won_IND_012 | 0.12162 | 0.045344 | 0.047799 | 0.19382 | 0.092347 | 0.088822 | 0.18682 | 0.19943 | 0.14838 | 0.080172 | 0.058058 | 0.045904 | distr_wonelc_won_IND_036 | DEF_C | OUT | 0.35312
distr_wonelc_won_IND_013 | DEF_E | 0.31995 | 0.5171 | 0.29306 | 0.3311 | 0.44314 | 0.33106 | 0.36678 | 0.46011 | 0.45407 | 0.49716 | 0.58437 | 0.52687 | [28 empty] | distr_wonelc_won_IND_013 | 0.058245 | 0.019692 | 0.031881 | 0.13747 | 0.061966 | 0.063295 | 0.1956 | 0.18495 | 0.14797 | 0.061762 | 0.052099 | 0.047592 | distr_wonelc_won_IND_037 | DEF_C | OUT | 0.22821
distr_wonelc_won_IND_014 | DEF_E | 0.26077 | 0.53293 | 0.32587 | 0.30362 | 0.42215 | 0.31391 | 0.32116 | 0.39264 | 0.39047 | 0.40727 | 0.55172 | 0.43222 | [28 empty] | distr_wonelc_won_IND_014 | 0.093516 | 0.037776 | 0.051017 | 0.17594 | 0.077437 | 0.068113 | 0.20961 | 0.21341 | 0.16263 | 0.086531 | 0.060599 | 0.054576 | distr_wonelc_won_IND_038 | DEF_C | OUT | 0.48073
distr_wonelc_won_IND_015 | DEF_E | 0.31638 | 0.51456 | 0.26197 | 0.34412 | 0.46994 | 0.28727 | 0.3387 | 0.39924 | 0.40568 | 0.43797 | 0.53099 | 0.38756 | [28 empty] | distr_wonelc_won_IND_015 | 0.055046 | 0.023996 | 0.059666 | 0.16628 | 0.08012 | 0.063566 | 0.24891 | 0.25732 | 0.19082 | 0.069868 | 0.062496 | 0.063108 | distr_wonelc_won_IND_039 | DEF_C | OUT | 0.30994
distr_wonelc_won_IND_016 | DEF_E | 0.38876 | 0.55455 | 0.40267 | 0.30927 | 0.4809 | 0.39481 | 0.31594 | 0.38576 | 0.40402 | 0.50055 | 0.65153 | 0.57049 | [28 empty] | distr_wonelc_won_IND_016 | 0.1285 | 0.053033 | 0.10724 | 0.28269 | 0.17044 | 0.18917 | 0.26256 | 0.25016 | 0.16812 | 0.09478 | 0.083835 | 0.070748 | distr_wonelc_won_IND_040 | DEF_C | OUT | 0.42684
distr_wonelc_won_IND_017 | DEF_E | 0.38316 | 0.51552 | 0.38496 | 0.28967 | 0.461 | 0.33684 | 0.34669 | 0.44673 | 0.43293 | 0.49344 | 0.63658 | 0.55707 | [28 empty] | distr_wonelc_won_IND_017 | 0.12991 | 0.058992 | 0.091193 | 0.26492 | 0.16574 | 0.1997 | 0.20607 | 0.19975 | 0.15853 | 0.10456 | 0.089135 | 0.081069 | distr_wonelc_won_IND_041 | DEF_C | OUT | 0.48518
distr_wonelc_won_IND_018 | DEF_E | 0.42727 | 0.53268 | 0.33532 | 0.33379 | 0.48121 | 0.29441 | 0.43307 | 0.54585 | 0.50629 | 0.54244 | 0.63915 | 0.56154 | [28 empty] | distr_wonelc_won_IND_018 | 0.087875 | 0.047468 | 0.081881 | 0.17034 | 0.13173 | 0.17797 | 0.13821 | 0.13582 | 0.12245 | 0.08416 | 0.075571 | 0.068047 | distr_wonelc_won_IND_042 | DEF_C | OUT | 0.57467
distr_wonelc_won_IND_019 | DEF_E | 0.44033 | 0.53487 | 0.44731 | 0.33506 | 0.50947 | 0.34413 | 0.45139 | 0.52461 | 0.51973 | 0.50133 | 0.61015 | 0.57779 | [28 empty] | distr_wonelc_won_IND_019 | 0.12114 | 0.058216 | 0.093432 | 0.18731 | 0.11691 | 0.16919 | 0.14647 | 0.13852 | 0.12038 | 0.1052 | 0.090719 | 0.082918 | distr_wonelc_won_IND_043 | DEF_C | OUT | 0.32129
distr_wonelc_won_IND_020 | DEF_E | 0.32435 | 0.60773 | 0.38858 | 0.37955 | 0.52465 | 0.36482 | 0.46155 | 0.53622 | 0.50184 | 0.54609 | 0.66287 | 0.59316 | [28 empty] | distr_wonelc_won_IND_020 | 0.074856 | 0.027353 | 0.060226 | 0.1112 | 0.080257 | 0.10771 | 0.12494 | 0.13898 | 0.10692 | 0.086118 | 0.075389 | 0.074055 | distr_wonelc_won_IND_044 | DEF_C | OUT | 0.3513
distr_wonelc_won_IND_021 | DEF_E | 0.38339 | 0.47491 | 0.2616 | 0.33126 | 0.48086 | 0.2771 | 0.37186 | 0.50234 | 0.47228 | 0.50991 | 0.63201 | 0.5032 | [28 empty] | distr_wonelc_won_IND_021 | 0.088814 | 0.050913 | 0.078676 | 0.16026 | 0.11782 | 0.14475 | 0.14033 | 0.14492 | 0.12393 | 0.088532 | 0.081929 | 0.077465 | distr_wonelc_won_IND_045 | DEF_C | OUT | 0.31933
distr_wonelc_won_IND_022 | DEF_E | 0.29449 | 0.52152 | 0.38795 | 0.3492 | 0.46309 | 0.3695 | 0.32919 | 0.39333 | 0.3908 | 0.41222 | 0.59353 | 0.50767 | [28 empty] | distr_wonelc_won_IND_022 | 0.10449 | 0.032137 | 0.059506 | 0.17526 | 0.13793 | 0.14944 | 0.2239 | 0.20029 | 0.21293 | 0.076442 | 0.040433 | 0.051946 | distr_wonelc_won_IND_046 | DEF_C | OUT | 0.43797
distr_wonelc_won_IND_023 | DEF_E | 0.35375 | 0.47042 | 0.35769 | 0.33197 | 0.47342 | 0.41349 | 0.2891 | 0.38993 | 0.33128 | 0.47148 | 0.56621 | 0.54351 | [28 empty] | distr_wonelc_won_IND_023 | 0.077086 | 0.046718 | 0.035305 | 0.26972 | 0.15881 | 0.19321 | 0.17478 | 0.15146 | 0.16709 | 0.097155 | 0.071824 | 0.067788 | distr_wonelc_won_IND_047 | DEF_C | OUT | 0.57447
distr_wonelc_won_IND_024 | DEF_E | 0.37017 | 0.44102 | 0.21422 | 0.28359 | 0.35966 | 0.22263 | 0.34362 | 0.40405 | 0.32013 | 0.43579 | 0.46173 | 0.42747 | [28 empty] | distr_wonelc_won_IND_024 | 0.052884 | 0.053146 | 0.082931 | 0.3352 | 0.24586 | 0.38059 | 0.23795 | 0.19272 | 0.22308 | 0.11023 | 0.1125 | 0.10682 | distr_wonelc_won_IND_048 | DEF_C | OUT | 0.49125
distr_wonelc_won_IND_025 | DEF_E | 0.33617 | 0.51673 | 0.48394 | 0.33351 | 0.51724 | 0.40883 | 0.33665 | 0.45498 | 0.42319 | 0.50094 | 0.64063 | 0.63014 | [28 empty] | distr_wonelc_won_IND_025 | 0.086435 | 0.037496 | 0.019552 | 0.1669 | 0.068089 | 0.098567 | 0.13603 | 0.12257 | 0.12326 | 0.090222 | 0.071506 | 0.059275 | distr_wonelc_won_IND_049 | DEF_C | OUT | 0.31757
distr_wonelc_won_IND_026 | DEF_E | 0.31873 | 0.46969 | 0.3893 | 0.30755 | 0.47382 | 0.39897 | 0.30281 | 0.44163 | 0.40578 | 0.47433 | 0.6159 | 0.56292 | [28 empty] | distr_wonelc_won_IND_026 | 0.10011 | 0.04546 | 0.039254 | 0.18045 | 0.11071 | 0.11754 | 0.15096 | 0.14861 | 0.11676 | 0.08456 | 0.06329 | 0.055143 | distr_wonelc_won_IND_050 | DEF_C | OUT | 0.31181
distr_wonelc_won_IND_027 | DEF_E | 0.36297 | 0.53235 | 0.43005 | 0.28297 | 0.46366 | 0.45497 | 0.31331 | 0.39301 | 0.42658 | 0.48056 | 0.63554 | 0.60643 | [28 empty] | distr_wonelc_won_IND_027 | 0.12222 | 0.051317 | 0.085976 | 0.28766 | 0.18033 | 0.19609 | 0.23074 | 0.22202 | 0.16081 | 0.093405 | 0.077843 | 0.072226 | distr_wonelc_won_IND_051 | DEF_C | OUT | 0.21953
distr_wonelc_won_IND_028 | DEF_E | 0.31936 | 0.52331 | 0.44325 | 0.28664 | 0.46803 | 0.45618 | 0.30669 | 0.4187 | 0.43835 | 0.40925 | 0.58337 | 0.55533 | [28 empty] | distr_wonelc_won_IND_028 | 0.11374 | 0.038259 | 0.041806 | 0.19681 | 0.12096 | 0.12535 | 0.14041 | 0.12643 | 0.089211 | 0.068931 | 0.046187 | 0.041039 | distr_wonelc_won_IND_052 | DEF_C | OUT | 0.44611
distr_wonelc_won_IND_029 | DEF_E | 0.25596 | 0.44339 | 0.26677 | 0.22941 | 0.40962 | 0.21352 | 0.31362 | 0.32275 | 0.38156 | 0.38883 | 0.49886 | 0.44459 | [28 empty] | distr_wonelc_won_IND_029 | 0.10406 | 0.03632 | 0.072629 | 0.19029 | 0.073872 | 0.13127 | 0.2487 | 0.27889 | 0.17446 | 0.091034 | 0.069664 | 0.067576 | distr_wonelc_won_IND_053 | DEF_C | OUT | 0.33462
distr_wonelc_won_IND_030 | DEF_E | 0.35128 | 0.43541 | 0.19597 | 0.27125 | 0.29134 | 0.16506 | 0.24539 | 0.24725 | 0.29281 | 0.37119 | 0.39943 | 0.3769 | [28 empty] | distr_wonelc_won_IND_030 | 0.10163 | 0.080444 | 0.14565 | 0.26127 | 0.15445 | 0.2825 | 0.36245 | 0.37771 | 0.24388 | 0.12483 | 0.12305 | 0.10231 | distr_wonelc_won_IND_054 | DEF_C | OUT | 0.23328
distr_wonelc_won_IND_031 | DEF_E | 0.28426 | 0.51583 | 0.38257 | 0.27352 | 0.46931 | 0.36234 | 0.32414 | 0.32618 | 0.4327 | 0.40792 | 0.50531 | 0.42647 | [28 empty] | distr_wonelc_won_IND_031 | 0.090734 | 0.034285 | 0.042508 | 0.19413 | 0.070787 | 0.051829 | 0.27016 | 0.28195 | 0.19853 | 0.069848 | 0.049369 | 0.041082 | distr_wonelc_won_IND_055 | DEF_C | OUT | 0.29996
distr_wonelc_won_IND_032 | DEF_E | 0.40986 | 0.48986 | 0.22713 | 0.32229 | 0.39411 | 0.21404 | 0.37987 | 0.3891 | 0.40409 | 0.47303 | 0.51684 | 0.46703 | [28 empty] | distr_wonelc_won_IND_032 | 0.037826 | 0.026594 | 0.051289 | 0.084023 | 0.063261 | 0.070473 | 0.23062 | 0.255 | 0.19441 | 0.069184 | 0.068668 | 0.061725 | distr_wonelc_won_IND_056 | DEF_C | OUT | 0.27654
distr_wonelc_won_IND_033 | DEF_E | 0.29637 | 0.49124 | 0.33549 | 0.2945 | 0.48133 | 0.3049 | 0.26579 | 0.28496 | 0.348 | 0.41075 | 0.50038 | 0.38712 | [28 empty] | distr_wonelc_won_IND_033 | 0.10815 | 0.040165 | 0.039289 | 0.23233 | 0.10508 | 0.097003 | 0.31975 | 0.33433 | 0.2587 | 0.070085 | 0.055105 | 0.046005 | distr_wonelc_won_IND_057 | DEF_C | OUT | 0.29631
distr_wonelc_won_IND_034 | DEF_E | 0.25272 | 0.43284 | 0.36284 | 0.21519 | 0.41327 | 0.25867 | 0.23247 | 0.23835 | 0.20351 | 0.32442 | 0.46049 | 0.34033 | [28 empty] | distr_wonelc_won_IND_034 | 0.11208 | 0.049398 | 0.064119 | 0.26705 | 0.1036 | 0.25964 | 0.36737 | 0.43678 | 0.43612 | 0.13246 | 0.10553 | 0.13731 | distr_wonelc_won_IND_058 | DEF_C | OUT | 0.22858
distr_wonelc_won_IND_035 | DEF_E | 0.29041 | 0.46574 | 0.33336 | 0.22315 | 0.44804 | 0.31506 | 0.22226 | 0.27183 | 0.27915 | 0.33174 | 0.47272 | 0.36587 | [28 empty] | distr_wonelc_won_IND_035 | 0.12686 | 0.047451 | 0.053086 | 0.27598 | 0.10317 | 0.14325 | 0.30865 | 0.31353 | 0.27456 | 0.093986 | 0.070068 | 0.073579 | distr_wonelc_won_IND_059 | DEF_C | OUT | 0.15292
distr_wonelc_won_IND_036 | DEF_E | 0.2484 | 0.24964 | 0.18581 | 0.30162 | 0.40875 | 0.20521 | 0.21193 | 0.31281 | 0.16285 | 0.28247 | 0.3583 | 0.24577 | [28 empty] | distr_wonelc_won_IND_036 | 0.29469 | 0.2517 | 0.38568 | 0.2058 | 0.14393 | 0.34463 | 0.28502 | 0.22958 | 0.36338 | 0.20399 | 0.15275 | 0.28329 | distr_wonelc_won_IND_060 | DEF_C | OUT | 0.18822
distr_wonelc_won_IND_037 | DEF_E | 0.27131 | 0.33566 | 0.18034 | 0.29445 | 0.33049 | 0.16387 | 0.20715 | 0.28709 | 0.24595 | 0.26261 | 0.37481 | 0.27759 | [28 empty] | distr_wonelc_won_IND_037 | 0.16069 | 0.14717 | 0.23186 | 0.17977 | 0.09693 | 0.27096 | 0.23698 | 0.19938 | 0.20715 | 0.12516 | 0.098748 | 0.13022 | distr_wonelc_won_IND_061 | DEF_C | OUT | 0.17342
distr_wonelc_won_IND_038 | DEF_E | 0.41341 | 0.4042 | 0.17427 | 0.3669 | 0.54116 | 0.27531 | 0.23145 | 0.21724 | 0.31098 | 0.47924 | 0.43206 | 0.35293 | [28 empty] | distr_wonelc_won_IND_038 | 0.069787 | 0.054375 | 0.14548 | 0.15977 | 0.089153 | 0.1512 | 0.43105 | 0.48075 | 0.27183 | 0.076843 | 0.10133 | 0.063239 | distr_wonelc_won_IND_062 | DEF_C | OUT | 0.20304
distr_wonelc_won_IND_039 | DEF_E | 0.39678 | 0.4449 | 0.17798 | 0.40632 | 0.55577 | 0.23999 | 0.23152 | 0.28062 | 0.28152 | 0.38471 | 0.40884 | 0.35475 | [28 empty] | distr_wonelc_won_IND_039 | 0.076168 | 0.061483 | 0.1393 | 0.090092 | 0.049432 | 0.12628 | 0.24356 | 0.30994 | 0.23537 | 0.059242 | 0.069802 | 0.067205 | distr_wonelc_won_IND_063 | DEF_C | OUT | 0.21431
distr_wonelc_won_IND_040 | DEF_E | 0.205 | 0.39585 | 0.27372 | 0.18951 | 0.42865 | 0.31093 | 0.25004 | 0.26157 | 0.35299 | 0.33527 | 0.41857 | 0.31602 | [28 empty] | distr_wonelc_won_IND_040 | 0.17128 | 0.055454 | 0.070197 | 0.24059 | 0.088667 | 0.078138 | 0.41985 | 0.4269 | 0.28709 | 0.11521 | 0.088262 | 0.073039 | distr_wonelc_won_IND_064 | DEF_C | OUT | 0.54351
distr_wonelc_won_IND_041 | DEF_E | 0.19912 | 0.36578 | 0.38179 | 0.23567 | 0.42072 | 0.42272 | 0.1896 | 0.23593 | 0.24933 | 0.26051 | 0.38365 | 0.32141 | [28 empty] | distr_wonelc_won_IND_041 | 0.24075 | 0.087726 | 0.064152 | 0.32175 | 0.11131 | 0.097408 | 0.47346 | 0.48521 | 0.47144 | 0.17898 | 0.11919 | 0.13584 | distr_wonelc_won_IND_065 | DEF_C | OUT | 0.27062
distr_wonelc_won_IND_042 | DEF_E | 0.21565 | 0.31416 | 0.2364 | 0.23953 | 0.48677 | 0.32872 | 0.16159 | 0.2031 | 0.23394 | 0.30241 | 0.40335 | 0.27928 | [28 empty] | distr_wonelc_won_IND_042 | 0.20709 | 0.076718 | 0.12481 | 0.26336 | 0.10286 | 0.10012 | 0.54526 | 0.5749 | 0.48185 | 0.16291 | 0.1289 | 0.11756 | distr_wonelc_won_IND_066 | DEF_C | OUT | 0.27522
distr_wonelc_won_IND_043 | DEF_E | 0.33829 | 0.46173 | 0.20451 | 0.39692 | 0.40082 | 0.20069 | 0.34362 | 0.3325 | 0.30904 | 0.44316 | 0.52439 | 0.27978 | [28 empty] | distr_wonelc_won_IND_043 | 0.12007 | 0.073355 | 0.22443 | 0.089152 | 0.11989 | 0.25359 | 0.30173 | 0.3214 | 0.33846 | 0.065602 | 0.072943 | 0.13216 | distr_wonelc_won_IND_067 | DEF_C | OUT | 0.42229
distr_wonelc_won_IND_044 | DEF_E | 0.37342 | 0.40006 | 0.228 | 0.34889 | 0.43042 | 0.15614 | 0.37924 | 0.30582 | 0.28758 | 0.47843 | 0.4532 | 0.36228 | [28 empty] | distr_wonelc_won_IND_044 | 0.053946 | 0.062139 | 0.076997 | 0.050741 | 0.072723 | 0.18043 | 0.26113 | 0.3514 | 0.32729 | 0.046734 | 0.085047 | 0.074934 | distr_wofelc_wof_IND_001 | DEF_C | OUT | 0.51422
distr_wonelc_won_IND_045 | DEF_E | 0.29174 | 0.32197 | 0.22966 | 0.3382 | 0.43754 | 0.27054 | 0.13849 | 0.18694 | 0.11813 | 0.35187 | 0.37582 | 0.33476 | [28 empty] | distr_wonelc_won_IND_045 | 0.086044 | 0.073415 | 0.1016 | 0.11933 | 0.092645 | 0.15624 | 0.29715 | 0.32178 | 0.35539 | 0.11583 | 0.11094 | 0.14836 | distr_wofelc_wof_IND_002 | DEF_C | OUT | 0.59229
distr_wonelc_won_IND_046 | DEF_E | 0.23159 | 0.4129 | 0.28156 | 0.28198 | 0.53638 | 0.29139 | 0.24385 | 0.24007 | 0.21448 | 0.27582 | 0.40605 | 0.31002 | [28 empty] | distr_wonelc_won_IND_046 | 0.14436 | 0.063418 | 0.080557 | 0.10901 | 0.051247 | 0.083189 | 0.33239 | 0.43813 | 0.36768 | 0.096471 | 0.10233 | 0.10242 | distr_wofelc_wof_IND_003 | DEF_C | OUT | 0.53002
distr_wonelc_won_IND_047 | DEF_E | 0.22574 | 0.3928 | 0.33461 | 0.25741 | 0.43844 | 0.32377 | 0.20125 | 0.20329 | 0.15883 | 0.27942 | 0.41096 | 0.33819 | [28 empty] | distr_wonelc_won_IND_047 | 0.18777 | 0.097994 | 0.068155 | 0.23125 | 0.085258 | 0.17423 | 0.49245 | 0.57843 | 0.58823 | 0.16288 | 0.1442 | 0.16739 | distr_wofelc_wof_IND_004 | DEF_C | OUT | 0.58058
distr_wonelc_won_IND_048 | DEF_E | 0.31837 | 0.43019 | 0.34498 | 0.20004 | 0.37185 | 0.24822 | 0.18379 | 0.24354 | 0.16713 | 0.34379 | 0.46539 | 0.36549 | [28 empty] | distr_wonelc_won_IND_048 | 0.24677 | 0.10562 | 0.16541 | 0.4632 | 0.3139 | 0.50928 | 0.43312 | 0.38969 | 0.55169 | 0.22541 | 0.13613 | 0.20679 | distr_wofelc_wof_IND_005 | DEF_C | OUT | 0.56151
distr_wonelc_won_IND_049 | DEF_E | 0.34556 | 0.44682 | 0.17879 | 0.34728 | 0.41834 | 0.14171 | 0.24656 | 0.26368 | 0.2265 | 0.44959 | 0.53209 | 0.37678 | [28 empty] | distr_wonelc_won_IND_049 | 0.1164 | 0.065856 | 0.12499 | 0.095792 | 0.081418 | 0.18691 | 0.30247 | 0.30101 | 0.34574 | 0.13353 | 0.10925 | 0.13293 | distr_wofelc_wof_IND_006 | DEF_C | OUT | 0.48595
distr_wonelc_won_IND_050 | DEF_E | 0.24229 | 0.36277 | 0.25755 | 0.18188 | 0.29505 | 0.21107 | 0.18028 | 0.23246 | 0.17221 | 0.34232 | 0.47403 | 0.38944 | [28 empty] | distr_wonelc_won_IND_050 | 0.23428 | 0.105 | 0.13446 | 0.282 | 0.13378 | 0.27136 | 0.32413 | 0.28985 | 0.36358 | 0.18906 | 0.12502 | 0.14947 | distr_wofelc_wof_IND_007 | DEF_C | OUT | 0.53832
distr_wonelc_won_IND_051 | DEF_E | 0.28634 | 0.48536 | 0.40523 | 0.2231 | 0.40025 | 0.29512 | 0.19975 | 0.26251 | 0.24317 | 0.4086 | 0.54424 | 0.43112 | [28 empty] | distr_wonelc_won_IND_051 | 0.19747 | 0.098029 | 0.061296 | 0.22084 | 0.097284 | 0.14232 | 0.23395 | 0.1647 | 0.1835 | 0.1415 | 0.080779 | 0.066909 | distr_wofelc_wof_IND_008 | DEF_C | OUT | 0.63293
distr_wonelc_won_IND_052 | DEF_E | 0.28962 | 0.45396 | 0.42363 | 0.28645 | 0.46081 | 0.40006 | 0.23917 | 0.31893 | 0.31189 | 0.2896 | 0.45388 | 0.44244 | [28 empty] | distr_wonelc_won_IND_052 | 0.25617 | 0.1086 | 0.098428 | 0.36239 | 0.18836 | 0.19605 | 0.44846 | 0.2888 | 0.2687 | 0.21287 | 0.11235 | 0.10909 | distr_wofelc_wof_IND_009 | DEF_C | OUT | 0.63674
distr_wonelc_won_IND_053 | DEF_E | 0.31525 | 0.4451 | 0.38383 | 0.2761 | 0.43921 | 0.35462 | 0.20483 | 0.26123 | 0.2561 | 0.34848 | 0.50173 | 0.42195 | [28 empty] | distr_wonelc_won_IND_053 | 0.19965 | 0.080766 | 0.09099 | 0.3088 | 0.1487 | 0.19553 | 0.3378 | 0.20995 | 0.23877 | 0.15678 | 0.084119 | 0.086533 | distr_wofelc_wof_IND_010 | DEF_C | OUT | 0.69434
distr_wonelc_won_IND_054 | DEF_E | 0.25961 | 0.53431 | 0.30074 | 0.3116 | 0.47683 | 0.27474 | 0.34603 | 0.39037 | 0.39754 | 0.29664 | 0.48141 | 0.29 | [28 empty] | distr_wonelc_won_IND_054 | 0.11722 | 0.046908 | 0.067192 | 0.17152 | 0.092527 | 0.096071 | 0.22665 | 0.23347 | 0.17636 | 0.086337 | 0.049857 | 0.072883 | distr_wofelc_wof_IND_011 | DEF_C | OUT | 0.57352
distr_wonelc_won_IND_055 | DEF_E | 0.27749 | 0.50192 | 0.40382 | 0.23434 | 0.43272 | 0.30999 | 0.22533 | 0.28675 | 0.31073 | 0.32225 | 0.47135 | 0.34649 | [28 empty] | distr_wonelc_won_IND_055 | 0.17468 | 0.077983 | 0.056188 | 0.31427 | 0.1261 | 0.14887 | 0.30826 | 0.28588 | 0.2409 | 0.11175 | 0.063788 | 0.060691 | distr_wofelc_wof_IND_012 | DEF_C | OUT | 0.60001
distr_wonelc_won_IND_056 | DEF_E | 0.2222 | 0.50201 | 0.3449 | 0.29004 | 0.46634 | 0.31696 | 0.25555 | 0.3143 | 0.31959 | 0.28324 | 0.45397 | 0.31182 | [28 empty] | distr_wonelc_won_IND_056 | 0.16277 | 0.06029 | 0.069933 | 0.27728 | 0.11658 | 0.11894 | 0.28756 | 0.22566 | 0.17594 | 0.1246 | 0.059495 | 0.090416 | distr_wofelc_wof_IND_013 | DEF_C | OUT | 0.43374
distr_wonelc_won_IND_057 | DEF_E | 0.2914 | 0.53025 | 0.40783 | 0.29998 | 0.50438 | 0.32978 | 0.31398 | 0.35039 | 0.32517 | 0.34647 | 0.51407 | 0.3653 | [28 empty] | distr_wonelc_won_IND_057 | 0.14945 | 0.059521 | 0.0797 | 0.29783 | 0.15473 | 0.17583 | 0.23311 | 0.16728 | 0.10995 | 0.10918 | 0.059994 | 0.06157 | distr_wofelc_wof_IND_014 | DEF_C | OUT | 0.62993
distr_wonelc_won_IND_058 | DEF_E | 0.31488 | 0.55638 | 0.41171 | 0.30735 | 0.49571 | 0.35377 | 0.3483 | 0.36366 | 0.36714 | 0.33816 | 0.50416 | 0.31721 | [28 empty] | distr_wonelc_won_IND_058 | 0.13043 | 0.045655 | 0.061709 | 0.22881 | 0.10373 | 0.11202 | 0.16487 | 0.11212 | 0.077593 | 0.090322 | 0.047049 | 0.064818 | distr_wofelc_wof_IND_015 | DEF_C | OUT | 0.4187
distr_wonelc_won_IND_059 | DEF_E | 0.40513 | 0.54035 | 0.38546 | 0.33105 | 0.5021 | 0.28693 | 0.41036 | 0.48199 | 0.45472 | 0.43635 | 0.5636 | 0.45857 | [28 empty] | distr_wonelc_won_IND_059 | 0.10833 | 0.046319 | 0.076074 | 0.15297 | 0.097024 | 0.12936 | 0.12456 | 0.12005 | 0.086502 | 0.08386 | 0.063415 | 0.065083 | distr_wofelc_wof_IND_016 | DEF_C | OUT | 0.74992
distr_wonelc_won_IND_060 | DEF_E | 0.33279 | 0.56666 | 0.31096 | 0.33899 | 0.51179 | 0.29688 | 0.34805 | 0.40101 | 0.40442 | 0.36811 | 0.51726 | 0.36068 | [28 empty] | distr_wonelc_won_IND_060 | 0.11003 | 0.042692 | 0.074759 | 0.17858 | 0.11114 | 0.10239 | 0.18826 | 0.16934 | 0.12776 | 0.0859 | 0.053773 | 0.069687 | distr_wofelc_wof_IND_017 | DEF_C | OUT | 0.60076
distr_wonelc_won_IND_061 | DEF_E | 0.3946 | 0.56894 | 0.43808 | 0.33266 | 0.46327 | 0.35903 | 0.35614 | 0.48401 | 0.46057 | 0.31616 | 0.5007 | 0.34263 | [28 empty] | distr_wonelc_won_IND_061 | 0.13883 | 0.076244 | 0.087803 | 0.17397 | 0.084385 | 0.11299 | 0.1251 | 0.079854 | 0.046051 | 0.076282 | 0.036703 | 0.056428 | distr_wofelc_wof_IND_018 | DEF_C | OUT | 0.62876
distr_wonelc_won_IND_062 | DEF_E | 0.4018 | 0.53741 | 0.43886 | 0.36817 | 0.50916 | 0.3153 | 0.42343 | 0.46481 | 0.43378 | 0.426 | 0.53854 | 0.41902 | [28 empty] | distr_wonelc_won_IND_062 | 0.11942 | 0.055207 | 0.063642 | 0.20331 | 0.11557 | 0.12209 | 0.14211 | 0.092431 | 0.061064 | 0.096773 | 0.051886 | 0.045702 | distr_wofelc_wof_IND_019 | DEF_C | OUT | 0.40976
distr_wonelc_won_IND_063 | DEF_E | 0.4339 | 0.52546 | 0.45505 | 0.35221 | 0.51377 | 0.31492 | 0.35476 | 0.48514 | 0.43224 | 0.33961 | 0.49963 | 0.29819 | [28 empty] | distr_wonelc_won_IND_063 | 0.13835 | 0.069695 | 0.090896 | 0.21441 | 0.12654 | 0.15781 | 0.17996 | 0.12771 | 0.082901 | 0.11583 | 0.057145 | 0.075782 | distr_wofelc_wof_IND_020 | DEF_C | OUT | 0.51657
distr_wonelc_won_IND_064 | DEF_E | 0.30004 | 0.41952 | 0.42611 | 0.28464 | 0.43158 | 0.35365 | 0.22955 | 0.34822 | 0.34195 | 0.3096 | 0.46908 | 0.39564 | [28 empty] | distr_wonelc_won_IND_064 | 0.22899 | 0.10308 | 0.12043 | 0.36717 | 0.17606 | 0.20591 | 0.55379 | 0.36297 | 0.30427 | 0.23712 | 0.12371 | 0.13168 | distr_wofelc_wof_IND_021 | DEF_C | OUT | 0.57442
distr_wonelc_won_IND_065 | DEF_E | 0.40068 | 0.56077 | 0.52754 | 0.30334 | 0.50539 | 0.36727 | 0.3246 | 0.42408 | 0.37374 | 0.31511 | 0.49008 | 0.33128 | [28 empty] | distr_wonelc_won_IND_065 | 0.10928 | 0.059899 | 0.061118 | 0.22507 | 0.11398 | 0.13139 | 0.27089 | 0.19173 | 0.11529 | 0.15217 | 0.067848 | 0.077526 | distr_wofelc_wof_IND_022 | DEF_C | OUT | 0.44396
distr_wonelc_won_IND_066 | DEF_E | 0.35128 | 0.52062 | 0.38526 | 0.31527 | 0.4785 | 0.35131 | 0.37768 | 0.44296 | 0.41363 | 0.33986 | 0.46463 | 0.33967 | [28 empty] | distr_wonelc_won_IND_066 | 0.14962 | 0.068512 | 0.085192 | 0.27375 | 0.15448 | 0.16034 | 0.27537 | 0.18187 | 0.11745 | 0.15817 | 0.069909 | 0.078037 | distr_wofelc_wof_IND_023 | DEF_C | OUT | 0.48272
distr_wonelc_won_IND_067 | DEF_E | 0.3064 | 0.49548 | 0.43733 | 0.28415 | 0.4601 | 0.39254 | 0.28678 | 0.38232 | 0.35771 | 0.30323 | 0.44696 | 0.40211 | [28 empty] | distr_wonelc_won_IND_067 | 0.2006 | 0.094248 | 0.095518 | 0.31508 | 0.16865 | 0.17362 | 0.42905 | 0.2723 | 0.21404 | 0.2211 | 0.10345 | 0.10619 | distr_wofelc_wof_IND_024 | DEF_C | OUT | 0.55225

## load_shapes
~TFM_DINS-AT
g_yrfr | com_fr | timeslice | commodity
0.11427 | 0.16087 | FaD | elc_roadtransport
0.11427 | 0.052548 | FaN | elc_roadtransport
0.020776 | 0.035897 | FaP | elc_roadtransport
0.11553 | 0.16264 | RaD | elc_roadtransport
0.11553 | 0.053125 | RaN | elc_roadtransport
0.021005 | 0.036291 | RaP | elc_roadtransport
0.11553 | 0.16264 | SaD | elc_roadtransport
0.11553 | 0.053125 | SaN | elc_roadtransport
0.021005 | 0.036291 | SaP | elc_roadtransport
0.11301 | 0.1591 | WaD | elc_roadtransport
0.11301 | 0.05197 | WaN | elc_roadtransport
0.020548 | 0.035502 | WaP | elc_roadtransport

## demand
~TFM_DINS-AT
commodity | timeslice | com_fr
elc_buildings | FaD | 0.11499
elc_buildings | FaN | 0.080282
elc_buildings | FaP | 0.025933
elc_buildings | RaD | 0.14579
elc_buildings | RaN | 0.11514
elc_buildings | RaP | 0.032016
elc_buildings | SaD | 0.14572
elc_buildings | SaN | 0.12174
elc_buildings | SaP | 0.030688
elc_buildings | WaD | 0.097675
elc_buildings | WaN | 0.068074
elc_buildings | WaP | 0.021956
elc_industry | FaD | 0.11491
elc_industry | FaN | 0.11311
elc_industry | FaP | 0.021155
elc_industry | RaD | 0.11622
elc_industry | RaN | 0.11462
elc_industry | RaP | 0.021418
elc_industry | SaD | 0.1161
elc_industry | SaN | 0.11485
elc_industry | SaP | 0.021328
elc_industry | WaD | 0.11349
elc_industry | WaN | 0.11194
elc_industry | WaP | 0.020853

## peak_factors
~TFM_DINS-AT
commodity | timeslice | com_pkflx
ELC | FaD | 0.162
ELC | FaN | 0.54025
ELC | FaP | 0.14974
ELC | RaD | 0.14783
ELC | RaN | 0.40666
ELC | RaP | 0.096306
ELC | SaD | 0.13387
ELC | SaN | 0.35804
ELC | SaP | 0.12024
ELC | WaD | 0.14149
ELC | WaN | 0.5351
ELC | WaP | 0.1728

## hydro_af
~TFM_INS-AT
Year | timeslice | ncap_afs | pset_ci
2020 | F | 0.43717 | hydro
2020 | R | 0.34697 | hydro
2020 | S | 0.5617 | hydro
2020 | W | 0.2699 | hydro
2021 | F | 0.4566 | hydro
2021 | R | 0.28867 | hydro
2021 | S | 0.56513 | hydro
2021 | W | 0.2503 | hydro
2022 | F | 0.50363 | hydro
2022 | R | 0.35463 | hydro
2022 | S | 0.57657 | hydro
2022 | W | 0.24893 | hydro
2025 | F | 0.4821 | hydro
2025 | R | 0.34207 | hydro
2025 | S | 0.58203 | hydro
2025 | W | 0.26977 | hydro
2026 | F | 0.42013 | hydro
2026 | R | 0.2832 | hydro
2026 | S | 0.55843 | hydro
2026 | W | 0.2188 | hydro
2027 | F | 0.4281 | hydro
2027 | R | 0.31327 | hydro
2027 | S | 0.4994 | hydro
2027 | W | 0.22923 | hydro
2028 | F | 0.42163 | hydro
2028 | R | 0.30337 | hydro
2028 | S | 0.4712 | hydro
2028 | W | 0.2289 | hydro
2029 | F | 0.445 | hydro
2029 | R | 0.30577 | hydro
2029 | S | 0.53183 | hydro
2029 | W | 0.20897 | hydro
2030 | F | 0.3793 | hydro
2030 | R | 0.28743 | hydro
2030 | S | 0.4833 | hydro
2030 | W | 0.20753 | hydro
2031 | F | 0.3332 | hydro
2031 | R | 0.2803 | hydro
2031 | S | 0.4826 | hydro
2031 | W | 0.189 | hydro
2032 | F | 0.38633 | hydro
2032 | R | 0.31527 | hydro
2032 | S | 0.48947 | hydro
2032 | W | 0.21777 | hydro
2033 | F | 0.37 | hydro
2033 | R | 0.28827 | hydro
2033 | S | 0.4383 | hydro
2033 | W | 0.1834 | hydro
2034 | F | 0.40467 | hydro
2034 | R | 0.27423 | hydro
2034 | S | 0.51443 | hydro
2034 | W | 0.2307 | hydro
2035 | F | 0.42327 | hydro
2035 | R | 0.3152 | hydro
2035 | S | 0.47417 | hydro
2035 | W | 0.24303 | hydro
2036 | F | 0.43673 | hydro
2036 | R | 0.27943 | hydro
2036 | S | 0.50977 | hydro
2036 | W | 0.2309 | hydro
2037 | F | 0.3947 | hydro
2037 | R | 0.31673 | hydro
2037 | S | 0.46227 | hydro
2037 | W | 0.19983 | hydro
2038 | F | 0.42773 | hydro
2038 | R | 0.2849 | hydro
2038 | S | 0.48763 | hydro
2038 | W | 0.26667 | hydro
2039 | F | 0.4966 | hydro
2039 | R | 0.34457 | hydro
2039 | S | 0.5658 | hydro
2039 | W | 0.25363 | hydro
2040 | F | 0.5087 | hydro
2040 | R | 0.36567 | hydro
2040 | S | 0.60087 | hydro
2040 | W | 0.26107 | hydro
2041 | F | 0.5063 | hydro
2041 | R | 0.36347 | hydro
2041 | S | 0.60863 | hydro
2041 | W | 0.28697 | hydro
2042 | F | 0.46467 | hydro
2042 | R | 0.34053 | hydro
2042 | S | 0.57007 | hydro
2042 | W | 0.28143 | hydro
2043 | F | 0.4949 | hydro
2043 | R | 0.3556 | hydro
2043 | S | 0.59147 | hydro
2043 | W | 0.24973 | hydro
2044 | F | 0.4358 | hydro
2044 | R | 0.31083 | hydro
2044 | S | 0.50543 | hydro
2044 | W | 0.21597 | hydro
2045 | F | 0.4061 | hydro
2045 | R | 0.28197 | hydro
2045 | S | 0.52543 | hydro
2045 | W | 0.23217 | hydro
2046 | F | 0.38537 | hydro
2046 | R | 0.32247 | hydro
2046 | S | 0.4858 | hydro
2046 | W | 0.239 | hydro
2047 | F | 0.4159 | hydro
2047 | R | 0.3087 | hydro
2047 | S | 0.5375 | hydro
2047 | W | 0.26887 | hydro
2048 | F | 0.4159 | hydro
2048 | R | 0.309 | hydro
2048 | S | 0.53483 | hydro
2048 | W | 0.2264 | hydro
2049 | F | 0.3944 | hydro
2049 | R | 0.29097 | hydro
2049 | S | 0.4928 | hydro
2049 | W | 0.2382 | hydro
2050 | F | 0.39533 | hydro
2050 | R | 0.2913 | hydro
2050 | S | 0.4977 | hydro
2050 | W | 0.24543 | hydro