## ev_charging_uc
ts_24c | day_night | ts_24c
| D | S03aH05,S01aH04,S02aH03,S01aH02,S04aH04,S03aH04,S01aH03,S04aH02,S03aH02,S01aH05,S04aH03,S04aH05,S02aH02,S02aH04,S02aH05,S03aH03
| N | S01aH01,S04aH01,S04aH06,S03aH06,S01aH06,S02aH01,S03aH01,S02aH06
[7 empty] | 0.75 |  | share of charging at night
~UC_Sets: R_E: AllRegions
~UC_T: LO
| UC_N | Pset_CI | Pset_CO | pset_pn | Cset_CN | TimeSlice | UC_FLO | UC_RHSRT | UC_RHSRT~0
| UC_bev night chg limit | ELC | AuxStoIN | *EV* | AuxStoIN | S01aH01,S04aH01,S04aH06,S03aH06,S01aH06,S02aH01,S03aH01,S02aH06 | 0.25 | 0 | 3 |  | night
|  | ELC | AuxStoIN | *EV* | AuxStoIN | S03aH05,S01aH04,S02aH03,S01aH02,S04aH04,S03aH04,S01aH03,S04aH02,S03aH02,S01aH05,S04aH03,S04aH05,S02aH02,S02aH04,S02aH05,S03aH03 | -0.75 |  |  |  | day
~UC_T: LO
| UC_N | PSET_SET | PSET_PN | Pset_CI | PSET_CO | Cset_CN | TimeSlice | UC_ACT | UC_COMPRD | UC_RHSRTS | UC_RHSRTS~0 | UC_Desc
| UCE_Min-DispatchablePrd | ELE,CHP |  | *,-solar,-wind*,-ELC,-ELCSPV,-elc[_]???[_]*,-e[_]* |  |  | DAYNITE | 1 |  | 0 | 5 | Min dispatchable electricity generation in each grid in each TS
[6 empty] | DEF_E | DAYNITE |  | -1

## timeslice_def
~TimeSlices
ts_24c | season | weekly | daynite | wparent | dparent
| S01 | a | H01 | S01,S02,S03,S04 | a
| S02 |  | H02 |  | a
| S03 |  | H03 |  | a
| S04 |  | H04 |  | a
|  |  | H05 |  | a
|  |  | H06 |  | a

## resource_profiles
~TFM_DINS-AT |  |  |  | ~TFM_DINS-AT |  |  |  | ~TFM_DINS-AT
commodity | timeslice | com_fr | process | commodity | timeslice | com_fr | process | commodity | timeslice | com_fr | process
elc_spv_NGA_001 | S01aH01 | 0 | IMPNRGZ | elc_won_NGA_001 | S01aH01 | 0.14893 | IMPNRGZ | elc_wof_NGA_001 | S01aH01 | 0.06951 | IMPNRGZ
elc_spv_NGA_001 | S01aH02 | 0.024785 | IMPNRGZ | elc_won_NGA_001 | S01aH02 | 0.060182 | IMPNRGZ | elc_wof_NGA_001 | S01aH02 | 0.020665 | IMPNRGZ
elc_spv_NGA_001 | S01aH03 | 0.095062 | IMPNRGZ | elc_won_NGA_001 | S01aH03 | 0.025955 | IMPNRGZ | elc_wof_NGA_001 | S01aH03 | 0.010203 | IMPNRGZ
elc_spv_NGA_001 | S01aH04 | 0.10856 | IMPNRGZ | elc_won_NGA_001 | S01aH04 | 0.013618 | IMPNRGZ | elc_wof_NGA_001 | S01aH04 | 0.012229 | IMPNRGZ
elc_spv_NGA_001 | S01aH05 | 0.075506 | IMPNRGZ | elc_won_NGA_001 | S01aH05 | 0.016334 | IMPNRGZ | elc_wof_NGA_001 | S01aH05 | 0.037158 | IMPNRGZ
elc_spv_NGA_001 | S01aH06 | 0.0054516 | IMPNRGZ | elc_won_NGA_001 | S01aH06 | 0.038808 | IMPNRGZ | elc_wof_NGA_001 | S01aH06 | 0.068959 | IMPNRGZ
elc_spv_NGA_001 | S02aH01 | 0 | IMPNRGZ | elc_won_NGA_001 | S02aH01 | 0.14617 | IMPNRGZ | elc_wof_NGA_001 | S02aH01 | 0.075454 | IMPNRGZ
elc_spv_NGA_001 | S02aH02 | 0.021801 | IMPNRGZ | elc_won_NGA_001 | S02aH02 | 0.078271 | IMPNRGZ | elc_wof_NGA_001 | S02aH02 | 0.030205 | IMPNRGZ
elc_spv_NGA_001 | S02aH03 | 0.07893 | IMPNRGZ | elc_won_NGA_001 | S02aH03 | 0.038581 | IMPNRGZ | elc_wof_NGA_001 | S02aH03 | 0.021037 | IMPNRGZ
elc_spv_NGA_001 | S02aH04 | 0.094597 | IMPNRGZ | elc_won_NGA_001 | S02aH04 | 0.015254 | IMPNRGZ | elc_wof_NGA_001 | S02aH04 | 0.025312 | IMPNRGZ
elc_spv_NGA_001 | S02aH05 | 0.054114 | IMPNRGZ | elc_won_NGA_001 | S02aH05 | 0.013441 | IMPNRGZ | elc_wof_NGA_001 | S02aH05 | 0.044394 | IMPNRGZ
elc_spv_NGA_001 | S02aH06 | 0.005337 | IMPNRGZ | elc_won_NGA_001 | S02aH06 | 0.0321 | IMPNRGZ | elc_wof_NGA_001 | S02aH06 | 0.047098 | IMPNRGZ
elc_spv_NGA_001 | S03aH01 | 0 | IMPNRGZ | elc_won_NGA_001 | S03aH01 | 0.0924 | IMPNRGZ | elc_wof_NGA_001 | S03aH01 | 0.11262 | IMPNRGZ
elc_spv_NGA_001 | S03aH02 | 0.01429 | IMPNRGZ | elc_won_NGA_001 | S03aH02 | 0.061266 | IMPNRGZ | elc_wof_NGA_001 | S03aH02 | 0.046167 | IMPNRGZ
elc_spv_NGA_001 | S03aH03 | 0.058971 | IMPNRGZ | elc_won_NGA_001 | S03aH03 | 0.0412 | IMPNRGZ | elc_wof_NGA_001 | S03aH03 | 0.03503 | IMPNRGZ
elc_spv_NGA_001 | S03aH04 | 0.075857 | IMPNRGZ | elc_won_NGA_001 | S03aH04 | 0.02362 | IMPNRGZ | elc_wof_NGA_001 | S03aH04 | 0.047644 | IMPNRGZ
elc_spv_NGA_001 | S03aH05 | 0.046191 | IMPNRGZ | elc_won_NGA_001 | S03aH05 | 0.018268 | IMPNRGZ | elc_wof_NGA_001 | S03aH05 | 0.060962 | IMPNRGZ
elc_spv_NGA_001 | S03aH06 | 0.0057635 | IMPNRGZ | elc_won_NGA_001 | S03aH06 | 0.025095 | IMPNRGZ | elc_wof_NGA_001 | S03aH06 | 0.06397 | IMPNRGZ
elc_spv_NGA_001 | S04aH01 | 0 | IMPNRGZ | elc_won_NGA_001 | S04aH01 | 0.050715 | IMPNRGZ | elc_wof_NGA_001 | S04aH01 | 0.057962 | IMPNRGZ
elc_spv_NGA_001 | S04aH02 | 0.017555 | IMPNRGZ | elc_won_NGA_001 | S04aH02 | 0.026711 | IMPNRGZ | elc_wof_NGA_001 | S04aH02 | 0.013358 | IMPNRGZ
elc_spv_NGA_001 | S04aH03 | 0.071679 | IMPNRGZ | elc_won_NGA_001 | S04aH03 | 0.012491 | IMPNRGZ | elc_wof_NGA_001 | S04aH03 | 0.0086786 | IMPNRGZ
elc_spv_NGA_001 | S04aH04 | 0.090098 | IMPNRGZ | elc_won_NGA_001 | S04aH04 | 0.005719 | IMPNRGZ | elc_wof_NGA_001 | S04aH04 | 0.017259 | IMPNRGZ
elc_spv_NGA_001 | S04aH05 | 0.053948 | IMPNRGZ | elc_won_NGA_001 | S04aH05 | 0.0040311 | IMPNRGZ | elc_wof_NGA_001 | S04aH05 | 0.034836 | IMPNRGZ
elc_spv_NGA_001 | S04aH06 | 0.0015077 | IMPNRGZ | elc_won_NGA_001 | S04aH06 | 0.010842 | IMPNRGZ | elc_wof_NGA_001 | S04aH06 | 0.039291 | IMPNRGZ
elc_spv_NGA_002 | S01aH01 | 0 | IMPNRGZ | elc_won_NGA_002 | S01aH01 | 0.074825 | IMPNRGZ | elc_wof_NGA_002 | S01aH01 | 0.083353 | IMPNRGZ
elc_spv_NGA_002 | S01aH02 | 0.028282 | IMPNRGZ | elc_won_NGA_002 | S01aH02 | 0.023485 | IMPNRGZ | elc_wof_NGA_002 | S01aH02 | 0.024923 | IMPNRGZ
elc_spv_NGA_002 | S01aH03 | 0.094545 | IMPNRGZ | elc_won_NGA_002 | S01aH03 | 0.013328 | IMPNRGZ | elc_wof_NGA_002 | S01aH03 | 0.013173 | IMPNRGZ
elc_spv_NGA_002 | S01aH04 | 0.10009 | IMPNRGZ | elc_won_NGA_002 | S01aH04 | 0.0074384 | IMPNRGZ | elc_wof_NGA_002 | S01aH04 | 0.014216 | IMPNRGZ
elc_spv_NGA_002 | S01aH05 | 0.072677 | IMPNRGZ | elc_won_NGA_002 | S01aH05 | 0.0084348 | IMPNRGZ | elc_wof_NGA_002 | S01aH05 | 0.025115 | IMPNRGZ
elc_spv_NGA_002 | S01aH06 | 0.0051141 | IMPNRGZ | elc_won_NGA_002 | S01aH06 | 0.015063 | IMPNRGZ | elc_wof_NGA_002 | S01aH06 | 0.032356 | IMPNRGZ
elc_spv_NGA_002 | S02aH01 | 0 | IMPNRGZ | elc_won_NGA_002 | S02aH01 | 0.16054 | IMPNRGZ | elc_wof_NGA_002 | S02aH01 | 0.075657 | IMPNRGZ
elc_spv_NGA_002 | S02aH02 | 0.023742 | IMPNRGZ | elc_won_NGA_002 | S02aH02 | 0.097922 | IMPNRGZ | elc_wof_NGA_002 | S02aH02 | 0.035054 | IMPNRGZ
elc_spv_NGA_002 | S02aH03 | 0.081138 | IMPNRGZ | elc_won_NGA_002 | S02aH03 | 0.068011 | IMPNRGZ | elc_wof_NGA_002 | S02aH03 | 0.018555 | IMPNRGZ
elc_spv_NGA_002 | S02aH04 | 0.093148 | IMPNRGZ | elc_won_NGA_002 | S02aH04 | 0.023283 | IMPNRGZ | elc_wof_NGA_002 | S02aH04 | 0.019701 | IMPNRGZ
elc_spv_NGA_002 | S02aH05 | 0.055499 | IMPNRGZ | elc_won_NGA_002 | S02aH05 | 0.0097243 | IMPNRGZ | elc_wof_NGA_002 | S02aH05 | 0.029496 | IMPNRGZ
elc_spv_NGA_002 | S02aH06 | 0.0053126 | IMPNRGZ | elc_won_NGA_002 | S02aH06 | 0.02186 | IMPNRGZ | elc_wof_NGA_002 | S02aH06 | 0.032281 | IMPNRGZ
elc_spv_NGA_002 | S03aH01 | 0 | IMPNRGZ | elc_won_NGA_002 | S03aH01 | 0.11851 | IMPNRGZ | elc_wof_NGA_002 | S03aH01 | 0.13784 | IMPNRGZ
elc_spv_NGA_002 | S03aH02 | 0.014884 | IMPNRGZ | elc_won_NGA_002 | S03aH02 | 0.072486 | IMPNRGZ | elc_wof_NGA_002 | S03aH02 | 0.060205 | IMPNRGZ
elc_spv_NGA_002 | S03aH03 | 0.055268 | IMPNRGZ | elc_won_NGA_002 | S03aH03 | 0.071983 | IMPNRGZ | elc_wof_NGA_002 | S03aH03 | 0.041075 | IMPNRGZ
elc_spv_NGA_002 | S03aH04 | 0.07194 | IMPNRGZ | elc_won_NGA_002 | S03aH04 | 0.040989 | IMPNRGZ | elc_wof_NGA_002 | S03aH04 | 0.047087 | IMPNRGZ
elc_spv_NGA_002 | S03aH05 | 0.047683 | IMPNRGZ | elc_won_NGA_002 | S03aH05 | 0.025756 | IMPNRGZ | elc_wof_NGA_002 | S03aH05 | 0.056034 | IMPNRGZ
elc_spv_NGA_002 | S03aH06 | 0.006013 | IMPNRGZ | elc_won_NGA_002 | S03aH06 | 0.028017 | IMPNRGZ | elc_wof_NGA_002 | S03aH06 | 0.058546 | IMPNRGZ
elc_spv_NGA_002 | S04aH01 | 0 | IMPNRGZ | elc_won_NGA_002 | S04aH01 | 0.045216 | IMPNRGZ | elc_wof_NGA_002 | S04aH01 | 0.074062 | IMPNRGZ
elc_spv_NGA_002 | S04aH02 | 0.019524 | IMPNRGZ | elc_won_NGA_002 | S04aH02 | 0.026531 | IMPNRGZ | elc_wof_NGA_002 | S04aH02 | 0.022048 | IMPNRGZ
elc_spv_NGA_002 | S04aH03 | 0.077036 | IMPNRGZ | elc_won_NGA_002 | S04aH03 | 0.021676 | IMPNRGZ | elc_wof_NGA_002 | S04aH03 | 0.013529 | IMPNRGZ
elc_spv_NGA_002 | S04aH04 | 0.088494 | IMPNRGZ | elc_won_NGA_002 | S04aH04 | 0.010171 | IMPNRGZ | elc_wof_NGA_002 | S04aH04 | 0.020767 | IMPNRGZ
elc_spv_NGA_002 | S04aH05 | 0.057801 | IMPNRGZ | elc_won_NGA_002 | S04aH05 | 0.0067405 | IMPNRGZ | elc_wof_NGA_002 | S04aH05 | 0.032601 | IMPNRGZ
elc_spv_NGA_002 | S04aH06 | 0.0018069 | IMPNRGZ | elc_won_NGA_002 | S04aH06 | 0.008003 | IMPNRGZ | elc_wof_NGA_002 | S04aH06 | 0.032331 | IMPNRGZ
elc_spv_NGA_003 | S01aH01 | 0 | IMPNRGZ | elc_won_NGA_003 | S01aH01 | 0.16934 | IMPNRGZ | elc_wof_NGA_003 | S01aH01 | 0.07218 | IMPNRGZ
elc_spv_NGA_003 | S01aH02 | 0.02529 | IMPNRGZ | elc_won_NGA_003 | S01aH02 | 0.029944 | IMPNRGZ | elc_wof_NGA_003 | S01aH02 | 0.030242 | IMPNRGZ
elc_spv_NGA_003 | S01aH03 | 0.092775 | IMPNRGZ | elc_won_NGA_003 | S01aH03 | 0.008609 | IMPNRGZ | elc_wof_NGA_003 | S01aH03 | 0.013192 | IMPNRGZ
elc_spv_NGA_003 | S01aH04 | 0.10455 | IMPNRGZ | elc_won_NGA_003 | S01aH04 | 0.0038633 | IMPNRGZ | elc_wof_NGA_003 | S01aH04 | 0.0099899 | IMPNRGZ
elc_spv_NGA_003 | S01aH05 | 0.075922 | IMPNRGZ | elc_won_NGA_003 | S01aH05 | 0.0041286 | IMPNRGZ | elc_wof_NGA_003 | S01aH05 | 0.012323 | IMPNRGZ
elc_spv_NGA_003 | S01aH06 | 0.0067295 | IMPNRGZ | elc_won_NGA_003 | S01aH06 | 0.02118 | IMPNRGZ | elc_wof_NGA_003 | S01aH06 | 0.015649 | IMPNRGZ
elc_spv_NGA_003 | S02aH01 | 0 | IMPNRGZ | elc_won_NGA_003 | S02aH01 | 0.1447 | IMPNRGZ | elc_wof_NGA_003 | S02aH01 | 0.05917 | IMPNRGZ
elc_spv_NGA_003 | S02aH02 | 0.024148 | IMPNRGZ | elc_won_NGA_003 | S02aH02 | 0.07094 | IMPNRGZ | elc_wof_NGA_003 | S02aH02 | 0.027089 | IMPNRGZ
elc_spv_NGA_003 | S02aH03 | 0.079293 | IMPNRGZ | elc_won_NGA_003 | S02aH03 | 0.058677 | IMPNRGZ | elc_wof_NGA_003 | S02aH03 | 0.012453 | IMPNRGZ
elc_spv_NGA_003 | S02aH04 | 0.093816 | IMPNRGZ | elc_won_NGA_003 | S02aH04 | 0.022145 | IMPNRGZ | elc_wof_NGA_003 | S02aH04 | 0.011901 | IMPNRGZ
elc_spv_NGA_003 | S02aH05 | 0.057842 | IMPNRGZ | elc_won_NGA_003 | S02aH05 | 0.011081 | IMPNRGZ | elc_wof_NGA_003 | S02aH05 | 0.015962 | IMPNRGZ
elc_spv_NGA_003 | S02aH06 | 0.0062507 | IMPNRGZ | elc_won_NGA_003 | S02aH06 | 0.024545 | IMPNRGZ | elc_wof_NGA_003 | S02aH06 | 0.018939 | IMPNRGZ
elc_spv_NGA_003 | S03aH01 | 0 | IMPNRGZ | elc_won_NGA_003 | S03aH01 | 0.10187 | IMPNRGZ | elc_wof_NGA_003 | S03aH01 | 0.18357 | IMPNRGZ
elc_spv_NGA_003 | S03aH02 | 0.014928 | IMPNRGZ | elc_won_NGA_003 | S03aH02 | 0.048316 | IMPNRGZ | elc_wof_NGA_003 | S03aH02 | 0.087003 | IMPNRGZ
elc_spv_NGA_003 | S03aH03 | 0.056958 | IMPNRGZ | elc_won_NGA_003 | S03aH03 | 0.060849 | IMPNRGZ | elc_wof_NGA_003 | S03aH03 | 0.059614 | IMPNRGZ
elc_spv_NGA_003 | S03aH04 | 0.072978 | IMPNRGZ | elc_won_NGA_003 | S03aH04 | 0.043866 | IMPNRGZ | elc_wof_NGA_003 | S03aH04 | 0.054841 | IMPNRGZ
elc_spv_NGA_003 | S03aH05 | 0.047673 | IMPNRGZ | elc_won_NGA_003 | S03aH05 | 0.027811 | IMPNRGZ | elc_wof_NGA_003 | S03aH05 | 0.052615 | IMPNRGZ
elc_spv_NGA_003 | S03aH06 | 0.0063821 | IMPNRGZ | elc_won_NGA_003 | S03aH06 | 0.024041 | IMPNRGZ | elc_wof_NGA_003 | S03aH06 | 0.055628 | IMPNRGZ
elc_spv_NGA_003 | S04aH01 | 0 | IMPNRGZ | elc_won_NGA_003 | S04aH01 | 0.049193 | IMPNRGZ | elc_wof_NGA_003 | S04aH01 | 0.078581 | IMPNRGZ
elc_spv_NGA_003 | S04aH02 | 0.017757 | IMPNRGZ | elc_won_NGA_003 | S04aH02 | 0.023865 | IMPNRGZ | elc_wof_NGA_003 | S04aH02 | 0.033201 | IMPNRGZ
elc_spv_NGA_003 | S04aH03 | 0.068256 | IMPNRGZ | elc_won_NGA_003 | S04aH03 | 0.018999 | IMPNRGZ | elc_wof_NGA_003 | S04aH03 | 0.019768 | IMPNRGZ
elc_spv_NGA_003 | S04aH04 | 0.087715 | IMPNRGZ | elc_won_NGA_003 | S04aH04 | 0.010924 | IMPNRGZ | elc_wof_NGA_003 | S04aH04 | 0.022266 | IMPNRGZ
elc_spv_NGA_003 | S04aH05 | 0.058282 | IMPNRGZ | elc_won_NGA_003 | S04aH05 | 0.0091396 | IMPNRGZ | elc_wof_NGA_003 | S04aH05 | 0.027805 | IMPNRGZ
elc_spv_NGA_003 | S04aH06 | 0.002451 | IMPNRGZ | elc_won_NGA_003 | S04aH06 | 0.011977 | IMPNRGZ | elc_wof_NGA_003 | S04aH06 | 0.026021 | IMPNRGZ
elc_spv_NGA_004 | S01aH01 | 0 | IMPNRGZ | elc_won_NGA_004 | S01aH01 | 0.14757 | IMPNRGZ | elc_wof_NGA_004 | S01aH01 | 0.086725 | IMPNRGZ
elc_spv_NGA_004 | S01aH02 | 0.024319 | IMPNRGZ | elc_won_NGA_004 | S01aH02 | 0.06747 | IMPNRGZ | elc_wof_NGA_004 | S01aH02 | 0.029758 | IMPNRGZ
elc_spv_NGA_004 | S01aH03 | 0.089649 | IMPNRGZ | elc_won_NGA_004 | S01aH03 | 0.031852 | IMPNRGZ | elc_wof_NGA_004 | S01aH03 | 0.013357 | IMPNRGZ
elc_spv_NGA_004 | S01aH04 | 0.10212 | IMPNRGZ | elc_won_NGA_004 | S01aH04 | 0.016565 | IMPNRGZ | elc_wof_NGA_004 | S01aH04 | 0.010925 | IMPNRGZ
elc_spv_NGA_004 | S01aH05 | 0.072359 | IMPNRGZ | elc_won_NGA_004 | S01aH05 | 0.014865 | IMPNRGZ | elc_wof_NGA_004 | S01aH05 | 0.014419 | IMPNRGZ
elc_spv_NGA_004 | S01aH06 | 0.0069811 | IMPNRGZ | elc_won_NGA_004 | S01aH06 | 0.033337 | IMPNRGZ | elc_wof_NGA_004 | S01aH06 | 0.019911 | IMPNRGZ
elc_spv_NGA_004 | S02aH01 | 0 | IMPNRGZ | elc_won_NGA_004 | S02aH01 | 0.15906 | IMPNRGZ | elc_wof_NGA_004 | S02aH01 | 0.070527 | IMPNRGZ
elc_spv_NGA_004 | S02aH02 | 0.026601 | IMPNRGZ | elc_won_NGA_004 | S02aH02 | 0.065922 | IMPNRGZ | elc_wof_NGA_004 | S02aH02 | 0.033311 | IMPNRGZ
elc_spv_NGA_004 | S02aH03 | 0.080057 | IMPNRGZ | elc_won_NGA_004 | S02aH03 | 0.02983 | IMPNRGZ | elc_wof_NGA_004 | S02aH03 | 0.01467 | IMPNRGZ
elc_spv_NGA_004 | S02aH04 | 0.089639 | IMPNRGZ | elc_won_NGA_004 | S02aH04 | 0.013218 | IMPNRGZ | elc_wof_NGA_004 | S02aH04 | 0.01321 | IMPNRGZ
elc_spv_NGA_004 | S02aH05 | 0.054732 | IMPNRGZ | elc_won_NGA_004 | S02aH05 | 0.011966 | IMPNRGZ | elc_wof_NGA_004 | S02aH05 | 0.020519 | IMPNRGZ
elc_spv_NGA_004 | S02aH06 | 0.0067579 | IMPNRGZ | elc_won_NGA_004 | S02aH06 | 0.036403 | IMPNRGZ | elc_wof_NGA_004 | S02aH06 | 0.025008 | IMPNRGZ
elc_spv_NGA_004 | S03aH01 | 0 | IMPNRGZ | elc_won_NGA_004 | S03aH01 | 0.09582 | IMPNRGZ | elc_wof_NGA_004 | S03aH01 | 0.1668 | IMPNRGZ
elc_spv_NGA_004 | S03aH02 | 0.019721 | IMPNRGZ | elc_won_NGA_004 | S03aH02 | 0.048837 | IMPNRGZ | elc_wof_NGA_004 | S03aH02 | 0.07374 | IMPNRGZ
elc_spv_NGA_004 | S03aH03 | 0.062368 | IMPNRGZ | elc_won_NGA_004 | S03aH03 | 0.029248 | IMPNRGZ | elc_wof_NGA_004 | S03aH03 | 0.047976 | IMPNRGZ
elc_spv_NGA_004 | S03aH04 | 0.074395 | IMPNRGZ | elc_won_NGA_004 | S03aH04 | 0.017374 | IMPNRGZ | elc_wof_NGA_004 | S03aH04 | 0.048129 | IMPNRGZ
elc_spv_NGA_004 | S03aH05 | 0.04703 | IMPNRGZ | elc_won_NGA_004 | S03aH05 | 0.013704 | IMPNRGZ | elc_wof_NGA_004 | S03aH05 | 0.052819 | IMPNRGZ
elc_spv_NGA_004 | S03aH06 | 0.0064231 | IMPNRGZ | elc_won_NGA_004 | S03aH06 | 0.025158 | IMPNRGZ | elc_wof_NGA_004 | S03aH06 | 0.056873 | IMPNRGZ
elc_spv_NGA_004 | S04aH01 | 0 | IMPNRGZ | elc_won_NGA_004 | S04aH01 | 0.074716 | IMPNRGZ | elc_wof_NGA_004 | S04aH01 | 0.07819 | IMPNRGZ
elc_spv_NGA_004 | S04aH02 | 0.026323 | IMPNRGZ | elc_won_NGA_004 | S04aH02 | 0.032593 | IMPNRGZ | elc_wof_NGA_004 | S04aH02 | 0.027853 | IMPNRGZ
elc_spv_NGA_004 | S04aH03 | 0.07455 | IMPNRGZ | elc_won_NGA_004 | S04aH03 | 0.0085884 | IMPNRGZ | elc_wof_NGA_004 | S04aH03 | 0.01708 | IMPNRGZ
elc_spv_NGA_004 | S04aH04 | 0.082595 | IMPNRGZ | elc_won_NGA_004 | S04aH04 | 0.004651 | IMPNRGZ | elc_wof_NGA_004 | S04aH04 | 0.020902 | IMPNRGZ
elc_spv_NGA_004 | S04aH05 | 0.051052 | IMPNRGZ | elc_won_NGA_004 | S04aH05 | 0.0038119 | IMPNRGZ | elc_wof_NGA_004 | S04aH05 | 0.028607 | IMPNRGZ
elc_spv_NGA_004 | S04aH06 | 0.0023292 | IMPNRGZ | elc_won_NGA_004 | S04aH06 | 0.01744 | IMPNRGZ | elc_wof_NGA_004 | S04aH06 | 0.028696 | IMPNRGZ
elc_spv_NGA_005 | S01aH01 | 0 | IMPNRGZ | elc_won_NGA_005 | S01aH01 | 0.14804 | IMPNRGZ | elc_wof_NGA_005 | S01aH01 | 0.056202 | IMPNRGZ
elc_spv_NGA_005 | S01aH02 | 0.023818 | IMPNRGZ | elc_won_NGA_005 | S01aH02 | 0.06149 | IMPNRGZ | elc_wof_NGA_005 | S01aH02 | 0.028445 | IMPNRGZ
elc_spv_NGA_005 | S01aH03 | 0.093897 | IMPNRGZ | elc_won_NGA_005 | S01aH03 | 0.025594 | IMPNRGZ | elc_wof_NGA_005 | S01aH03 | 0.01321 | IMPNRGZ
elc_spv_NGA_005 | S01aH04 | 0.10739 | IMPNRGZ | elc_won_NGA_005 | S01aH04 | 0.011148 | IMPNRGZ | elc_wof_NGA_005 | S01aH04 | 0.0093196 | IMPNRGZ
elc_spv_NGA_005 | S01aH05 | 0.071336 | IMPNRGZ | elc_won_NGA_005 | S01aH05 | 0.0093838 | IMPNRGZ | elc_wof_NGA_005 | S01aH05 | 0.01162 | IMPNRGZ
elc_spv_NGA_005 | S01aH06 | 0.0047731 | IMPNRGZ | elc_won_NGA_005 | S01aH06 | 0.027174 | IMPNRGZ | elc_wof_NGA_005 | S01aH06 | 0.012404 | IMPNRGZ
elc_spv_NGA_005 | S02aH01 | 0 | IMPNRGZ | elc_won_NGA_005 | S02aH01 | 0.16125 | IMPNRGZ | elc_wof_NGA_005 | S02aH01 | 0.051021 | IMPNRGZ
elc_spv_NGA_005 | S02aH02 | 0.024997 | IMPNRGZ | elc_won_NGA_005 | S02aH02 | 0.064875 | IMPNRGZ | elc_wof_NGA_005 | S02aH02 | 0.021519 | IMPNRGZ
elc_spv_NGA_005 | S02aH03 | 0.083387 | IMPNRGZ | elc_won_NGA_005 | S02aH03 | 0.025902 | IMPNRGZ | elc_wof_NGA_005 | S02aH03 | 0.011312 | IMPNRGZ
elc_spv_NGA_005 | S02aH04 | 0.0938 | IMPNRGZ | elc_won_NGA_005 | S02aH04 | 0.011114 | IMPNRGZ | elc_wof_NGA_005 | S02aH04 | 0.01117 | IMPNRGZ
elc_spv_NGA_005 | S02aH05 | 0.048619 | IMPNRGZ | elc_won_NGA_005 | S02aH05 | 0.013806 | IMPNRGZ | elc_wof_NGA_005 | S02aH05 | 0.013965 | IMPNRGZ
elc_spv_NGA_005 | S02aH06 | 0.0045408 | IMPNRGZ | elc_won_NGA_005 | S02aH06 | 0.045187 | IMPNRGZ | elc_wof_NGA_005 | S02aH06 | 0.015382 | IMPNRGZ
elc_spv_NGA_005 | S03aH01 | 0 | IMPNRGZ | elc_won_NGA_005 | S03aH01 | 0.10284 | IMPNRGZ | elc_wof_NGA_005 | S03aH01 | 0.19625 | IMPNRGZ
elc_spv_NGA_005 | S03aH02 | 0.016528 | IMPNRGZ | elc_won_NGA_005 | S03aH02 | 0.044758 | IMPNRGZ | elc_wof_NGA_005 | S03aH02 | 0.094149 | IMPNRGZ
elc_spv_NGA_005 | S03aH03 | 0.062464 | IMPNRGZ | elc_won_NGA_005 | S03aH03 | 0.024336 | IMPNRGZ | elc_wof_NGA_005 | S03aH03 | 0.064239 | IMPNRGZ
elc_spv_NGA_005 | S03aH04 | 0.078429 | IMPNRGZ | elc_won_NGA_005 | S03aH04 | 0.013398 | IMPNRGZ | elc_wof_NGA_005 | S03aH04 | 0.05693 | IMPNRGZ
elc_spv_NGA_005 | S03aH05 | 0.045644 | IMPNRGZ | elc_won_NGA_005 | S03aH05 | 0.01335 | IMPNRGZ | elc_wof_NGA_005 | S03aH05 | 0.054332 | IMPNRGZ
elc_spv_NGA_005 | S03aH06 | 0.005432 | IMPNRGZ | elc_won_NGA_005 | S03aH06 | 0.027001 | IMPNRGZ | elc_wof_NGA_005 | S03aH06 | 0.05654 | IMPNRGZ
elc_spv_NGA_005 | S04aH01 | 0 | IMPNRGZ | elc_won_NGA_005 | S04aH01 | 0.090947 | IMPNRGZ | elc_wof_NGA_005 | S04aH01 | 0.081841 | IMPNRGZ
elc_spv_NGA_005 | S04aH02 | 0.020781 | IMPNRGZ | elc_won_NGA_005 | S04aH02 | 0.037324 | IMPNRGZ | elc_wof_NGA_005 | S04aH02 | 0.036162 | IMPNRGZ
elc_spv_NGA_005 | S04aH03 | 0.079477 | IMPNRGZ | elc_won_NGA_005 | S04aH03 | 0.0084489 | IMPNRGZ | elc_wof_NGA_005 | S04aH03 | 0.023748 | IMPNRGZ
elc_spv_NGA_005 | S04aH04 | 0.088034 | IMPNRGZ | elc_won_NGA_005 | S04aH04 | 0.0046104 | IMPNRGZ | elc_wof_NGA_005 | S04aH04 | 0.024869 | IMPNRGZ
elc_spv_NGA_005 | S04aH05 | 0.045476 | IMPNRGZ | elc_won_NGA_005 | S04aH05 | 0.0056824 | IMPNRGZ | elc_wof_NGA_005 | S04aH05 | 0.028731 | IMPNRGZ
elc_spv_NGA_005 | S04aH06 | 0.0011799 | IMPNRGZ | elc_won_NGA_005 | S04aH06 | 0.022333 | IMPNRGZ | elc_wof_NGA_005 | S04aH06 | 0.02664 | IMPNRGZ
elc_spv_NGA_006 | S01aH01 | 0 | IMPNRGZ | elc_won_NGA_006 | S01aH01 | 0.1696 | IMPNRGZ | elc_wof_NGA_006 | S01aH01 | 0.063747 | IMPNRGZ
elc_spv_NGA_006 | S01aH02 | 0.026359 | IMPNRGZ | elc_won_NGA_006 | S01aH02 | 0.044617 | IMPNRGZ | elc_wof_NGA_006 | S01aH02 | 0.022639 | IMPNRGZ
elc_spv_NGA_006 | S01aH03 | 0.091515 | IMPNRGZ | elc_won_NGA_006 | S01aH03 | 0.0097702 | IMPNRGZ | elc_wof_NGA_006 | S01aH03 | 0.0098416 | IMPNRGZ
elc_spv_NGA_006 | S01aH04 | 0.10244 | IMPNRGZ | elc_won_NGA_006 | S01aH04 | 0.0063406 | IMPNRGZ | elc_wof_NGA_006 | S01aH04 | 0.0095047 | IMPNRGZ
elc_spv_NGA_006 | S01aH05 | 0.069774 | IMPNRGZ | elc_won_NGA_006 | S01aH05 | 0.011911 | IMPNRGZ | elc_wof_NGA_006 | S01aH05 | 0.015668 | IMPNRGZ
elc_spv_NGA_006 | S01aH06 | 0.0053106 | IMPNRGZ | elc_won_NGA_006 | S01aH06 | 0.057418 | IMPNRGZ | elc_wof_NGA_006 | S01aH06 | 0.018745 | IMPNRGZ
elc_spv_NGA_006 | S02aH01 | 0 | IMPNRGZ | elc_won_NGA_006 | S02aH01 | 0.17309 | IMPNRGZ | elc_wof_NGA_006 | S02aH01 | 0.047153 | IMPNRGZ
elc_spv_NGA_006 | S02aH02 | 0.026759 | IMPNRGZ | elc_won_NGA_006 | S02aH02 | 0.081315 | IMPNRGZ | elc_wof_NGA_006 | S02aH02 | 0.016633 | IMPNRGZ
elc_spv_NGA_006 | S02aH03 | 0.082911 | IMPNRGZ | elc_won_NGA_006 | S02aH03 | 0.016522 | IMPNRGZ | elc_wof_NGA_006 | S02aH03 | 0.012099 | IMPNRGZ
elc_spv_NGA_006 | S02aH04 | 0.089891 | IMPNRGZ | elc_won_NGA_006 | S02aH04 | 0.0026148 | IMPNRGZ | elc_wof_NGA_006 | S02aH04 | 0.013432 | IMPNRGZ
elc_spv_NGA_006 | S02aH05 | 0.05093 | IMPNRGZ | elc_won_NGA_006 | S02aH05 | 0.0075611 | IMPNRGZ | elc_wof_NGA_006 | S02aH05 | 0.017526 | IMPNRGZ
elc_spv_NGA_006 | S02aH06 | 0.0054542 | IMPNRGZ | elc_won_NGA_006 | S02aH06 | 0.041594 | IMPNRGZ | elc_wof_NGA_006 | S02aH06 | 0.017276 | IMPNRGZ
elc_spv_NGA_006 | S03aH01 | 0 | IMPNRGZ | elc_won_NGA_006 | S03aH01 | 0.098244 | IMPNRGZ | elc_wof_NGA_006 | S03aH01 | 0.1893 | IMPNRGZ
elc_spv_NGA_006 | S03aH02 | 0.019835 | IMPNRGZ | elc_won_NGA_006 | S03aH02 | 0.067146 | IMPNRGZ | elc_wof_NGA_006 | S03aH02 | 0.088238 | IMPNRGZ
elc_spv_NGA_006 | S03aH03 | 0.062887 | IMPNRGZ | elc_won_NGA_006 | S03aH03 | 0.02471 | IMPNRGZ | elc_wof_NGA_006 | S03aH03 | 0.062786 | IMPNRGZ
elc_spv_NGA_006 | S03aH04 | 0.076336 | IMPNRGZ | elc_won_NGA_006 | S03aH04 | 0.0075432 | IMPNRGZ | elc_wof_NGA_006 | S03aH04 | 0.058058 | IMPNRGZ
elc_spv_NGA_006 | S03aH05 | 0.046165 | IMPNRGZ | elc_won_NGA_006 | S03aH05 | 0.0067026 | IMPNRGZ | elc_wof_NGA_006 | S03aH05 | 0.058348 | IMPNRGZ
elc_spv_NGA_006 | S03aH06 | 0.0059988 | IMPNRGZ | elc_won_NGA_006 | S03aH06 | 0.023698 | IMPNRGZ | elc_wof_NGA_006 | S03aH06 | 0.060773 | IMPNRGZ
elc_spv_NGA_006 | S04aH01 | 0 | IMPNRGZ | elc_won_NGA_006 | S04aH01 | 0.074259 | IMPNRGZ | elc_wof_NGA_006 | S04aH01 | 0.083383 | IMPNRGZ
elc_spv_NGA_006 | S04aH02 | 0.025861 | IMPNRGZ | elc_won_NGA_006 | S04aH02 | 0.035779 | IMPNRGZ | elc_wof_NGA_006 | S04aH02 | 0.027697 | IMPNRGZ
elc_spv_NGA_006 | S04aH03 | 0.082112 | IMPNRGZ | elc_won_NGA_006 | S04aH03 | 0.0055733 | IMPNRGZ | elc_wof_NGA_006 | S04aH03 | 0.020742 | IMPNRGZ
elc_spv_NGA_006 | S04aH04 | 0.082878 | IMPNRGZ | elc_won_NGA_006 | S04aH04 | 0.0050898 | IMPNRGZ | elc_wof_NGA_006 | S04aH04 | 0.024528 | IMPNRGZ
elc_spv_NGA_006 | S04aH05 | 0.045142 | IMPNRGZ | elc_won_NGA_006 | S04aH05 | 0.0085225 | IMPNRGZ | elc_wof_NGA_006 | S04aH05 | 0.03168 | IMPNRGZ
elc_spv_NGA_006 | S04aH06 | 0.0014359 | IMPNRGZ | elc_won_NGA_006 | S04aH06 | 0.020381 | IMPNRGZ | elc_wof_NGA_006 | S04aH06 | 0.030207 | IMPNRGZ
elc_spv_NGA_007 | S01aH01 | 0 | IMPNRGZ | elc_won_NGA_007 | S01aH01 | 0.13022 | IMPNRGZ | elc_wof_NGA_007 | S01aH01 | 0.07421 | IMPNRGZ
elc_spv_NGA_007 | S01aH02 | 0.032435 | IMPNRGZ | elc_won_NGA_007 | S01aH02 | 0.041298 | IMPNRGZ | elc_wof_NGA_007 | S01aH02 | 0.015202 | IMPNRGZ
elc_spv_NGA_007 | S01aH03 | 0.096358 | IMPNRGZ | elc_won_NGA_007 | S01aH03 | 0.008052 | IMPNRGZ | elc_wof_NGA_007 | S01aH03 | 0.0068661 | IMPNRGZ
elc_spv_NGA_007 | S01aH04 | 0.10654 | IMPNRGZ | elc_won_NGA_007 | S01aH04 | 0.002715 | IMPNRGZ | elc_wof_NGA_007 | S01aH04 | 0.0094893 | IMPNRGZ
elc_spv_NGA_007 | S01aH05 | 0.071247 | IMPNRGZ | elc_won_NGA_007 | S01aH05 | 0.0074987 | IMPNRGZ | elc_wof_NGA_007 | S01aH05 | 0.022857 | IMPNRGZ
elc_spv_NGA_007 | S01aH06 | 0.0037027 | IMPNRGZ | elc_won_NGA_007 | S01aH06 | 0.050736 | IMPNRGZ | elc_wof_NGA_007 | S01aH06 | 0.032448 | IMPNRGZ
elc_spv_NGA_007 | S02aH01 | 0 | IMPNRGZ | elc_won_NGA_007 | S02aH01 | 0.15968 | IMPNRGZ | elc_wof_NGA_007 | S02aH01 | 0.05028 | IMPNRGZ
elc_spv_NGA_007 | S02aH02 | 0.028657 | IMPNRGZ | elc_won_NGA_007 | S02aH02 | 0.079495 | IMPNRGZ | elc_wof_NGA_007 | S02aH02 | 0.01795 | IMPNRGZ
elc_spv_NGA_007 | S02aH03 | 0.082376 | IMPNRGZ | elc_won_NGA_007 | S02aH03 | 0.020535 | IMPNRGZ | elc_wof_NGA_007 | S02aH03 | 0.011625 | IMPNRGZ
elc_spv_NGA_007 | S02aH04 | 0.093572 | IMPNRGZ | elc_won_NGA_007 | S02aH04 | 0.0043634 | IMPNRGZ | elc_wof_NGA_007 | S02aH04 | 0.01575 | IMPNRGZ
elc_spv_NGA_007 | S02aH05 | 0.050258 | IMPNRGZ | elc_won_NGA_007 | S02aH05 | 0.011836 | IMPNRGZ | elc_wof_NGA_007 | S02aH05 | 0.023885 | IMPNRGZ
elc_spv_NGA_007 | S02aH06 | 0.0020119 | IMPNRGZ | elc_won_NGA_007 | S02aH06 | 0.054839 | IMPNRGZ | elc_wof_NGA_007 | S02aH06 | 0.025021 | IMPNRGZ
elc_spv_NGA_007 | S03aH01 | 0 | IMPNRGZ | elc_won_NGA_007 | S03aH01 | 0.10956 | IMPNRGZ | elc_wof_NGA_007 | S03aH01 | 0.17721 | IMPNRGZ
elc_spv_NGA_007 | S03aH02 | 0.018592 | IMPNRGZ | elc_won_NGA_007 | S03aH02 | 0.067237 | IMPNRGZ | elc_wof_NGA_007 | S03aH02 | 0.078364 | IMPNRGZ
elc_spv_NGA_007 | S03aH03 | 0.060293 | IMPNRGZ | elc_won_NGA_007 | S03aH03 | 0.027654 | IMPNRGZ | elc_wof_NGA_007 | S03aH03 | 0.056077 | IMPNRGZ
elc_spv_NGA_007 | S03aH04 | 0.070936 | IMPNRGZ | elc_won_NGA_007 | S03aH04 | 0.010328 | IMPNRGZ | elc_wof_NGA_007 | S03aH04 | 0.056745 | IMPNRGZ
elc_spv_NGA_007 | S03aH05 | 0.038198 | IMPNRGZ | elc_won_NGA_007 | S03aH05 | 0.013806 | IMPNRGZ | elc_wof_NGA_007 | S03aH05 | 0.065524 | IMPNRGZ
elc_spv_NGA_007 | S03aH06 | 0.0038546 | IMPNRGZ | elc_won_NGA_007 | S03aH06 | 0.034417 | IMPNRGZ | elc_wof_NGA_007 | S03aH06 | 0.068487 | IMPNRGZ
elc_spv_NGA_007 | S04aH01 | 0 | IMPNRGZ | elc_won_NGA_007 | S04aH01 | 0.083105 | IMPNRGZ | elc_wof_NGA_007 | S04aH01 | 0.068501 | IMPNRGZ
elc_spv_NGA_007 | S04aH02 | 0.032242 | IMPNRGZ | elc_won_NGA_007 | S04aH02 | 0.035489 | IMPNRGZ | elc_wof_NGA_007 | S04aH02 | 0.017056 | IMPNRGZ
elc_spv_NGA_007 | S04aH03 | 0.081162 | IMPNRGZ | elc_won_NGA_007 | S04aH03 | 0.0067303 | IMPNRGZ | elc_wof_NGA_007 | S04aH03 | 0.013087 | IMPNRGZ
elc_spv_NGA_007 | S04aH04 | 0.083264 | IMPNRGZ | elc_won_NGA_007 | S04aH04 | 0.0033909 | IMPNRGZ | elc_wof_NGA_007 | S04aH04 | 0.021026 | IMPNRGZ
elc_spv_NGA_007 | S04aH05 | 0.0443 | IMPNRGZ | elc_won_NGA_007 | S04aH05 | 0.0082786 | IMPNRGZ | elc_wof_NGA_007 | S04aH05 | 0.037496 | IMPNRGZ
elc_spv_NGA_007 | S04aH06 | 0 | IMPNRGZ | elc_won_NGA_007 | S04aH06 | 0.028743 | IMPNRGZ | elc_wof_NGA_007 | S04aH06 | 0.034844 | IMPNRGZ
elc_spv_NGA_008 | S01aH01 | 0 | IMPNRGZ | elc_won_NGA_008 | S01aH01 | 0.082773 | IMPNRGZ | elc_wof_NGA_008 | S01aH01 | 0.082311 | IMPNRGZ
elc_spv_NGA_008 | S01aH02 | 0.030643 | IMPNRGZ | elc_won_NGA_008 | S01aH02 | 0.022846 | IMPNRGZ | elc_wof_NGA_008 | S01aH02 | 0.010508 | IMPNRGZ
elc_spv_NGA_008 | S01aH03 | 0.098457 | IMPNRGZ | elc_won_NGA_008 | S01aH03 | 0.011939 | IMPNRGZ | elc_wof_NGA_008 | S01aH03 | 0.0054732 | IMPNRGZ
elc_spv_NGA_008 | S01aH04 | 0.10863 | IMPNRGZ | elc_won_NGA_008 | S01aH04 | 0.015104 | IMPNRGZ | elc_wof_NGA_008 | S01aH04 | 0.010086 | IMPNRGZ
elc_spv_NGA_008 | S01aH05 | 0.068962 | IMPNRGZ | elc_won_NGA_008 | S01aH05 | 0.032762 | IMPNRGZ | elc_wof_NGA_008 | S01aH05 | 0.032002 | IMPNRGZ
elc_spv_NGA_008 | S01aH06 | 0.0037205 | IMPNRGZ | elc_won_NGA_008 | S01aH06 | 0.039415 | IMPNRGZ | elc_wof_NGA_008 | S01aH06 | 0.040777 | IMPNRGZ
elc_spv_NGA_008 | S02aH01 | 0 | IMPNRGZ | elc_won_NGA_008 | S02aH01 | 0.07405 | IMPNRGZ | elc_wof_NGA_008 | S02aH01 | 0.046113 | IMPNRGZ
elc_spv_NGA_008 | S02aH02 | 0.033321 | IMPNRGZ | elc_won_NGA_008 | S02aH02 | 0.032611 | IMPNRGZ | elc_wof_NGA_008 | S02aH02 | 0.010118 | IMPNRGZ
elc_spv_NGA_008 | S02aH03 | 0.086681 | IMPNRGZ | elc_won_NGA_008 | S02aH03 | 0.020719 | IMPNRGZ | elc_wof_NGA_008 | S02aH03 | 0.00565 | IMPNRGZ
elc_spv_NGA_008 | S02aH04 | 0.091471 | IMPNRGZ | elc_won_NGA_008 | S02aH04 | 0.024207 | IMPNRGZ | elc_wof_NGA_008 | S02aH04 | 0.010887 | IMPNRGZ
elc_spv_NGA_008 | S02aH05 | 0.042669 | IMPNRGZ | elc_won_NGA_008 | S02aH05 | 0.033761 | IMPNRGZ | elc_wof_NGA_008 | S02aH05 | 0.023954 | IMPNRGZ
elc_spv_NGA_008 | S02aH06 | 0.0032978 | IMPNRGZ | elc_won_NGA_008 | S02aH06 | 0.034811 | IMPNRGZ | elc_wof_NGA_008 | S02aH06 | 0.028009 | IMPNRGZ
elc_spv_NGA_008 | S03aH01 | 0 | IMPNRGZ | elc_won_NGA_008 | S03aH01 | 0.12021 | IMPNRGZ | elc_wof_NGA_008 | S03aH01 | 0.1768 | IMPNRGZ
elc_spv_NGA_008 | S03aH02 | 0.01931 | IMPNRGZ | elc_won_NGA_008 | S03aH02 | 0.053186 | IMPNRGZ | elc_wof_NGA_008 | S03aH02 | 0.072985 | IMPNRGZ
elc_spv_NGA_008 | S03aH03 | 0.065051 | IMPNRGZ | elc_won_NGA_008 | S03aH03 | 0.041365 | IMPNRGZ | elc_wof_NGA_008 | S03aH03 | 0.048756 | IMPNRGZ
elc_spv_NGA_008 | S03aH04 | 0.071672 | IMPNRGZ | elc_won_NGA_008 | S03aH04 | 0.047121 | IMPNRGZ | elc_wof_NGA_008 | S03aH04 | 0.057061 | IMPNRGZ
elc_spv_NGA_008 | S03aH05 | 0.037068 | IMPNRGZ | elc_won_NGA_008 | S03aH05 | 0.055315 | IMPNRGZ | elc_wof_NGA_008 | S03aH05 | 0.075681 | IMPNRGZ
elc_spv_NGA_008 | S03aH06 | 0.0036152 | IMPNRGZ | elc_won_NGA_008 | S03aH06 | 0.055628 | IMPNRGZ | elc_wof_NGA_008 | S03aH06 | 0.0761 | IMPNRGZ
elc_spv_NGA_008 | S04aH01 | 0 | IMPNRGZ | elc_won_NGA_008 | S04aH01 | 0.076573 | IMPNRGZ | elc_wof_NGA_008 | S04aH01 | 0.061899 | IMPNRGZ
elc_spv_NGA_008 | S04aH02 | 0.032818 | IMPNRGZ | elc_won_NGA_008 | S04aH02 | 0.023577 | IMPNRGZ | elc_wof_NGA_008 | S04aH02 | 0.011701 | IMPNRGZ
elc_spv_NGA_008 | S04aH03 | 0.082671 | IMPNRGZ | elc_won_NGA_008 | S04aH03 | 0.012903 | IMPNRGZ | elc_wof_NGA_008 | S04aH03 | 0.007817 | IMPNRGZ
elc_spv_NGA_008 | S04aH04 | 0.083818 | IMPNRGZ | elc_won_NGA_008 | S04aH04 | 0.021099 | IMPNRGZ | elc_wof_NGA_008 | S04aH04 | 0.018783 | IMPNRGZ
elc_spv_NGA_008 | S04aH05 | 0.036054 | IMPNRGZ | elc_won_NGA_008 | S04aH05 | 0.032568 | IMPNRGZ | elc_wof_NGA_008 | S04aH05 | 0.046631 | IMPNRGZ
elc_spv_NGA_008 | S04aH06 | 7.3533e-05 | IMPNRGZ | elc_won_NGA_008 | S04aH06 | 0.035462 | IMPNRGZ | elc_wof_NGA_008 | S04aH06 | 0.039901 | IMPNRGZ
elc_spv_NGA_009 | S01aH01 | 0 | IMPNRGZ | elc_won_NGA_009 | S01aH01 | 0.27732 | IMPNRGZ | elc_wof_NGA_009 | S01aH01 | 0.082174 | IMPNRGZ
elc_spv_NGA_009 | S01aH02 | 0.031857 | IMPNRGZ | elc_won_NGA_009 | S01aH02 | 0.14466 | IMPNRGZ | elc_wof_NGA_009 | S01aH02 | 0.016056 | IMPNRGZ
elc_spv_NGA_009 | S01aH03 | 0.098243 | IMPNRGZ | elc_won_NGA_009 | S01aH03 | 0.041694 | IMPNRGZ | elc_wof_NGA_009 | S01aH03 | 0.0088123 | IMPNRGZ
elc_spv_NGA_009 | S01aH04 | 0.10193 | IMPNRGZ | elc_won_NGA_009 | S01aH04 | 0.011128 | IMPNRGZ | elc_wof_NGA_009 | S01aH04 | 0.016241 | IMPNRGZ
elc_spv_NGA_009 | S01aH05 | 0.065338 | IMPNRGZ | elc_won_NGA_009 | S01aH05 | 0.013843 | IMPNRGZ | elc_wof_NGA_009 | S01aH05 | 0.037559 | IMPNRGZ
elc_spv_NGA_009 | S01aH06 | 0.0048234 | IMPNRGZ | elc_won_NGA_009 | S01aH06 | 0.073045 | IMPNRGZ | elc_wof_NGA_009 | S01aH06 | 0.04911 | IMPNRGZ
elc_spv_NGA_009 | S02aH01 | 0 | IMPNRGZ | elc_won_NGA_009 | S02aH01 | 0.094282 | IMPNRGZ | elc_wof_NGA_009 | S02aH01 | 0.053957 | IMPNRGZ
elc_spv_NGA_009 | S02aH02 | 0.034541 | IMPNRGZ | elc_won_NGA_009 | S02aH02 | 0.038187 | IMPNRGZ | elc_wof_NGA_009 | S02aH02 | 0.014654 | IMPNRGZ
elc_spv_NGA_009 | S02aH03 | 0.089257 | IMPNRGZ | elc_won_NGA_009 | S02aH03 | 0.01313 | IMPNRGZ | elc_wof_NGA_009 | S02aH03 | 0.013272 | IMPNRGZ
elc_spv_NGA_009 | S02aH04 | 0.089106 | IMPNRGZ | elc_won_NGA_009 | S02aH04 | 0.0049195 | IMPNRGZ | elc_wof_NGA_009 | S02aH04 | 0.022508 | IMPNRGZ
elc_spv_NGA_009 | S02aH05 | 0.041792 | IMPNRGZ | elc_won_NGA_009 | S02aH05 | 0.005041 | IMPNRGZ | elc_wof_NGA_009 | S02aH05 | 0.031244 | IMPNRGZ
elc_spv_NGA_009 | S02aH06 | 0.0042233 | IMPNRGZ | elc_won_NGA_009 | S02aH06 | 0.024037 | IMPNRGZ | elc_wof_NGA_009 | S02aH06 | 0.028715 | IMPNRGZ
elc_spv_NGA_009 | S03aH01 | 0 | IMPNRGZ | elc_won_NGA_009 | S03aH01 | 0.050397 | IMPNRGZ | elc_wof_NGA_009 | S03aH01 | 0.14263 | IMPNRGZ
elc_spv_NGA_009 | S03aH02 | 0.020093 | IMPNRGZ | elc_won_NGA_009 | S03aH02 | 0.036299 | IMPNRGZ | elc_wof_NGA_009 | S03aH02 | 0.054057 | IMPNRGZ
elc_spv_NGA_009 | S03aH03 | 0.064642 | IMPNRGZ | elc_won_NGA_009 | S03aH03 | 0.02107 | IMPNRGZ | elc_wof_NGA_009 | S03aH03 | 0.042713 | IMPNRGZ
elc_spv_NGA_009 | S03aH04 | 0.072209 | IMPNRGZ | elc_won_NGA_009 | S03aH04 | 0.01065 | IMPNRGZ | elc_wof_NGA_009 | S03aH04 | 0.060871 | IMPNRGZ
elc_spv_NGA_009 | S03aH05 | 0.039728 | IMPNRGZ | elc_won_NGA_009 | S03aH05 | 0.0073748 | IMPNRGZ | elc_wof_NGA_009 | S03aH05 | 0.070357 | IMPNRGZ
elc_spv_NGA_009 | S03aH06 | 0.0042717 | IMPNRGZ | elc_won_NGA_009 | S03aH06 | 0.013423 | IMPNRGZ | elc_wof_NGA_009 | S03aH06 | 0.066611 | IMPNRGZ
elc_spv_NGA_009 | S04aH01 | 0 | IMPNRGZ | elc_won_NGA_009 | S04aH01 | 0.050837 | IMPNRGZ | elc_wof_NGA_009 | S04aH01 | 0.065142 | IMPNRGZ
elc_spv_NGA_009 | S04aH02 | 0.033879 | IMPNRGZ | elc_won_NGA_009 | S04aH02 | 0.026437 | IMPNRGZ | elc_wof_NGA_009 | S04aH02 | 0.011364 | IMPNRGZ
elc_spv_NGA_009 | S04aH03 | 0.087668 | IMPNRGZ | elc_won_NGA_009 | S04aH03 | 0.0087242 | IMPNRGZ | elc_wof_NGA_009 | S04aH03 | 0.010111 | IMPNRGZ
elc_spv_NGA_009 | S04aH04 | 0.079575 | IMPNRGZ | elc_won_NGA_009 | S04aH04 | 0.0057165 | IMPNRGZ | elc_wof_NGA_009 | S04aH04 | 0.029374 | IMPNRGZ
elc_spv_NGA_009 | S04aH05 | 0.036031 | IMPNRGZ | elc_won_NGA_009 | S04aH05 | 0.0074297 | IMPNRGZ | elc_wof_NGA_009 | S04aH05 | 0.039875 | IMPNRGZ
elc_spv_NGA_009 | S04aH06 | 0.00079791 | IMPNRGZ | elc_won_NGA_009 | S04aH06 | 0.020351 | IMPNRGZ | elc_wof_NGA_009 | S04aH06 | 0.03259 | IMPNRGZ
elc_spv_NGA_010 | S01aH01 | 0 | IMPNRGZ | elc_won_NGA_010 | S01aH01 | 0.20799 | IMPNRGZ | elc_wof_NGA_010 | S01aH01 | 0.07204 | IMPNRGZ
elc_spv_NGA_010 | S01aH02 | 0.026288 | IMPNRGZ | elc_won_NGA_010 | S01aH02 | 0.1116 | IMPNRGZ | elc_wof_NGA_010 | S01aH02 | 0.023758 | IMPNRGZ
elc_spv_NGA_010 | S01aH03 | 0.095261 | IMPNRGZ | elc_won_NGA_010 | S01aH03 | 0.040272 | IMPNRGZ | elc_wof_NGA_010 | S01aH03 | 0.010018 | IMPNRGZ
elc_spv_NGA_010 | S01aH04 | 0.10569 | IMPNRGZ | elc_won_NGA_010 | S01aH04 | 0.018251 | IMPNRGZ | elc_wof_NGA_010 | S01aH04 | 0.011893 | IMPNRGZ
elc_spv_NGA_010 | S01aH05 | 0.068418 | IMPNRGZ | elc_won_NGA_010 | S01aH05 | 0.020132 | IMPNRGZ | elc_wof_NGA_010 | S01aH05 | 0.022584 | IMPNRGZ
elc_spv_NGA_010 | S01aH06 | 0.0045026 | IMPNRGZ | elc_won_NGA_010 | S01aH06 | 0.065407 | IMPNRGZ | elc_wof_NGA_010 | S01aH06 | 0.02582 | IMPNRGZ
elc_spv_NGA_010 | S02aH01 | 0 | IMPNRGZ | elc_won_NGA_010 | S02aH01 | 0.10955 | IMPNRGZ | elc_wof_NGA_010 | S02aH01 | 0.051987 | IMPNRGZ
elc_spv_NGA_010 | S02aH02 | 0.03246 | IMPNRGZ | elc_won_NGA_010 | S02aH02 | 0.050776 | IMPNRGZ | elc_wof_NGA_010 | S02aH02 | 0.018277 | IMPNRGZ
elc_spv_NGA_010 | S02aH03 | 0.087391 | IMPNRGZ | elc_won_NGA_010 | S02aH03 | 0.016163 | IMPNRGZ | elc_wof_NGA_010 | S02aH03 | 0.011349 | IMPNRGZ
elc_spv_NGA_010 | S02aH04 | 0.091111 | IMPNRGZ | elc_won_NGA_010 | S02aH04 | 0.0053928 | IMPNRGZ | elc_wof_NGA_010 | S02aH04 | 0.014417 | IMPNRGZ
elc_spv_NGA_010 | S02aH05 | 0.042 | IMPNRGZ | elc_won_NGA_010 | S02aH05 | 0.0070267 | IMPNRGZ | elc_wof_NGA_010 | S02aH05 | 0.021764 | IMPNRGZ
elc_spv_NGA_010 | S02aH06 | 0.0038529 | IMPNRGZ | elc_won_NGA_010 | S02aH06 | 0.02662 | IMPNRGZ | elc_wof_NGA_010 | S02aH06 | 0.021031 | IMPNRGZ
elc_spv_NGA_010 | S03aH01 | 0 | IMPNRGZ | elc_won_NGA_010 | S03aH01 | 0.07673 | IMPNRGZ | elc_wof_NGA_010 | S03aH01 | 0.17449 | IMPNRGZ
elc_spv_NGA_010 | S03aH02 | 0.018533 | IMPNRGZ | elc_won_NGA_010 | S03aH02 | 0.050814 | IMPNRGZ | elc_wof_NGA_010 | S03aH02 | 0.076361 | IMPNRGZ
elc_spv_NGA_010 | S03aH03 | 0.064093 | IMPNRGZ | elc_won_NGA_010 | S03aH03 | 0.02507 | IMPNRGZ | elc_wof_NGA_010 | S03aH03 | 0.054424 | IMPNRGZ
elc_spv_NGA_010 | S03aH04 | 0.076515 | IMPNRGZ | elc_won_NGA_010 | S03aH04 | 0.01134 | IMPNRGZ | elc_wof_NGA_010 | S03aH04 | 0.057471 | IMPNRGZ
elc_spv_NGA_010 | S03aH05 | 0.041646 | IMPNRGZ | elc_won_NGA_010 | S03aH05 | 0.0077104 | IMPNRGZ | elc_wof_NGA_010 | S03aH05 | 0.062784 | IMPNRGZ
elc_spv_NGA_010 | S03aH06 | 0.0045395 | IMPNRGZ | elc_won_NGA_010 | S03aH06 | 0.015312 | IMPNRGZ | elc_wof_NGA_010 | S03aH06 | 0.062332 | IMPNRGZ
elc_spv_NGA_010 | S04aH01 | 0 | IMPNRGZ | elc_won_NGA_010 | S04aH01 | 0.053643 | IMPNRGZ | elc_wof_NGA_010 | S04aH01 | 0.075708 | IMPNRGZ
elc_spv_NGA_010 | S04aH02 | 0.028096 | IMPNRGZ | elc_won_NGA_010 | S04aH02 | 0.034321 | IMPNRGZ | elc_wof_NGA_010 | S04aH02 | 0.023277 | IMPNRGZ
elc_spv_NGA_010 | S04aH03 | 0.084376 | IMPNRGZ | elc_won_NGA_010 | S04aH03 | 0.012516 | IMPNRGZ | elc_wof_NGA_010 | S04aH03 | 0.017144 | IMPNRGZ
elc_spv_NGA_010 | S04aH04 | 0.085625 | IMPNRGZ | elc_won_NGA_010 | S04aH04 | 0.0085466 | IMPNRGZ | elc_wof_NGA_010 | S04aH04 | 0.025269 | IMPNRGZ
elc_spv_NGA_010 | S04aH05 | 0.038839 | IMPNRGZ | elc_won_NGA_010 | S04aH05 | 0.0086918 | IMPNRGZ | elc_wof_NGA_010 | S04aH05 | 0.034934 | IMPNRGZ
elc_spv_NGA_010 | S04aH06 | 0.00075702 | IMPNRGZ | elc_won_NGA_010 | S04aH06 | 0.016121 | IMPNRGZ | elc_wof_NGA_010 | S04aH06 | 0.030871 | IMPNRGZ
elc_spv_NGA_011 | S01aH01 | 0 | IMPNRGZ | elc_won_NGA_011 | S01aH01 | 0.18575 | IMPNRGZ
elc_spv_NGA_011 | S01aH02 | 0.025288 | IMPNRGZ | elc_won_NGA_011 | S01aH02 | 0.069757 | IMPNRGZ
elc_spv_NGA_011 | S01aH03 | 0.092334 | IMPNRGZ | elc_won_NGA_011 | S01aH03 | 0.022435 | IMPNRGZ
elc_spv_NGA_011 | S01aH04 | 0.10852 | IMPNRGZ | elc_won_NGA_011 | S01aH04 | 0.013215 | IMPNRGZ
elc_spv_NGA_011 | S01aH05 | 0.074503 | IMPNRGZ | elc_won_NGA_011 | S01aH05 | 0.013873 | IMPNRGZ
elc_spv_NGA_011 | S01aH06 | 0.0040081 | IMPNRGZ | elc_won_NGA_011 | S01aH06 | 0.042595 | IMPNRGZ
elc_spv_NGA_011 | S02aH01 | 0 | IMPNRGZ | elc_won_NGA_011 | S02aH01 | 0.17061 | IMPNRGZ
elc_spv_NGA_011 | S02aH02 | 0.028664 | IMPNRGZ | elc_won_NGA_011 | S02aH02 | 0.076278 | IMPNRGZ
elc_spv_NGA_011 | S02aH03 | 0.080911 | IMPNRGZ | elc_won_NGA_011 | S02aH03 | 0.02195 | IMPNRGZ
elc_spv_NGA_011 | S02aH04 | 0.093914 | IMPNRGZ | elc_won_NGA_011 | S02aH04 | 0.0046386 | IMPNRGZ
elc_spv_NGA_011 | S02aH05 | 0.049235 | IMPNRGZ | elc_won_NGA_011 | S02aH05 | 0.0043413 | IMPNRGZ
elc_spv_NGA_011 | S02aH06 | 0.0040668 | IMPNRGZ | elc_won_NGA_011 | S02aH06 | 0.024575 | IMPNRGZ
elc_spv_NGA_011 | S03aH01 | 0 | IMPNRGZ | elc_won_NGA_011 | S03aH01 | 0.097542 | IMPNRGZ
elc_spv_NGA_011 | S03aH02 | 0.016842 | IMPNRGZ | elc_won_NGA_011 | S03aH02 | 0.057645 | IMPNRGZ
elc_spv_NGA_011 | S03aH03 | 0.063181 | IMPNRGZ | elc_won_NGA_011 | S03aH03 | 0.028271 | IMPNRGZ
elc_spv_NGA_011 | S03aH04 | 0.077496 | IMPNRGZ | elc_won_NGA_011 | S03aH04 | 0.008155 | IMPNRGZ
elc_spv_NGA_011 | S03aH05 | 0.043318 | IMPNRGZ | elc_won_NGA_011 | S03aH05 | 0.0042615 | IMPNRGZ
elc_spv_NGA_011 | S03aH06 | 0.0044309 | IMPNRGZ | elc_won_NGA_011 | S03aH06 | 0.015112 | IMPNRGZ
elc_spv_NGA_011 | S04aH01 | 0 | IMPNRGZ | elc_won_NGA_011 | S04aH01 | 0.062975 | IMPNRGZ
elc_spv_NGA_011 | S04aH02 | 0.022243 | IMPNRGZ | elc_won_NGA_011 | S04aH02 | 0.035635 | IMPNRGZ
elc_spv_NGA_011 | S04aH03 | 0.072009 | IMPNRGZ | elc_won_NGA_011 | S04aH03 | 0.0086089 | IMPNRGZ
elc_spv_NGA_011 | S04aH04 | 0.089467 | IMPNRGZ | elc_won_NGA_011 | S04aH04 | 0.0074634 | IMPNRGZ
elc_spv_NGA_011 | S04aH05 | 0.049108 | IMPNRGZ | elc_won_NGA_011 | S04aH05 | 0.0080527 | IMPNRGZ
elc_spv_NGA_011 | S04aH06 | 0.00046526 | IMPNRGZ | elc_won_NGA_011 | S04aH06 | 0.016268 | IMPNRGZ
elc_spv_NGA_012 | S01aH01 | 0 | IMPNRGZ | elc_won_NGA_012 | S01aH01 | 0.23094 | IMPNRGZ
elc_spv_NGA_012 | S01aH02 | 0.027806 | IMPNRGZ | elc_won_NGA_012 | S01aH02 | 0.11244 | IMPNRGZ
elc_spv_NGA_012 | S01aH03 | 0.10147 | IMPNRGZ | elc_won_NGA_012 | S01aH03 | 0.031972 | IMPNRGZ
elc_spv_NGA_012 | S01aH04 | 0.11632 | IMPNRGZ | elc_won_NGA_012 | S01aH04 | 0.011251 | IMPNRGZ
elc_spv_NGA_012 | S01aH05 | 0.075566 | IMPNRGZ | elc_won_NGA_012 | S01aH05 | 0.011736 | IMPNRGZ
elc_spv_NGA_012 | S01aH06 | 0.0030246 | IMPNRGZ | elc_won_NGA_012 | S01aH06 | 0.056221 | IMPNRGZ
elc_spv_NGA_012 | S02aH01 | 0 | IMPNRGZ | elc_won_NGA_012 | S02aH01 | 0.13357 | IMPNRGZ
elc_spv_NGA_012 | S02aH02 | 0.028539 | IMPNRGZ | elc_won_NGA_012 | S02aH02 | 0.052118 | IMPNRGZ
elc_spv_NGA_012 | S02aH03 | 0.084487 | IMPNRGZ | elc_won_NGA_012 | S02aH03 | 0.017761 | IMPNRGZ
elc_spv_NGA_012 | S02aH04 | 0.096967 | IMPNRGZ | elc_won_NGA_012 | S02aH04 | 0.0039073 | IMPNRGZ
elc_spv_NGA_012 | S02aH05 | 0.043792 | IMPNRGZ | elc_won_NGA_012 | S02aH05 | 0.002688 | IMPNRGZ
elc_spv_NGA_012 | S02aH06 | 0.0012258 | IMPNRGZ | elc_won_NGA_012 | S02aH06 | 0.017772 | IMPNRGZ
elc_spv_NGA_012 | S03aH01 | 0 | IMPNRGZ | elc_won_NGA_012 | S03aH01 | 0.085506 | IMPNRGZ
elc_spv_NGA_012 | S03aH02 | 0.016533 | IMPNRGZ | elc_won_NGA_012 | S03aH02 | 0.046951 | IMPNRGZ
elc_spv_NGA_012 | S03aH03 | 0.060687 | IMPNRGZ | elc_won_NGA_012 | S03aH03 | 0.026023 | IMPNRGZ
elc_spv_NGA_012 | S03aH04 | 0.072832 | IMPNRGZ | elc_won_NGA_012 | S03aH04 | 0.010167 | IMPNRGZ
elc_spv_NGA_012 | S03aH05 | 0.034799 | IMPNRGZ | elc_won_NGA_012 | S03aH05 | 0.0055401 | IMPNRGZ
elc_spv_NGA_012 | S03aH06 | 0.0025813 | IMPNRGZ | elc_won_NGA_012 | S03aH06 | 0.016261 | IMPNRGZ
elc_spv_NGA_012 | S04aH01 | 0 | IMPNRGZ | elc_won_NGA_012 | S04aH01 | 0.058234 | IMPNRGZ
elc_spv_NGA_012 | S04aH02 | 0.026839 | IMPNRGZ | elc_won_NGA_012 | S04aH02 | 0.036442 | IMPNRGZ
elc_spv_NGA_012 | S04aH03 | 0.080043 | IMPNRGZ | elc_won_NGA_012 | S04aH03 | 0.011992 | IMPNRGZ
elc_spv_NGA_012 | S04aH04 | 0.088603 | IMPNRGZ | elc_won_NGA_012 | S04aH04 | 0.0053033 | IMPNRGZ
elc_spv_NGA_012 | S04aH05 | 0.037886 | IMPNRGZ | elc_won_NGA_012 | S04aH05 | 0.0043033 | IMPNRGZ
elc_spv_NGA_012 | S04aH06 | 0 | IMPNRGZ | elc_won_NGA_012 | S04aH06 | 0.0109 | IMPNRGZ
elc_spv_NGA_013 | S01aH01 | 0 | IMPNRGZ | elc_won_NGA_013 | S01aH01 | 0.18901 | IMPNRGZ
elc_spv_NGA_013 | S01aH02 | 0.027726 | IMPNRGZ | elc_won_NGA_013 | S01aH02 | 0.10217 | IMPNRGZ
elc_spv_NGA_013 | S01aH03 | 0.096313 | IMPNRGZ | elc_won_NGA_013 | S01aH03 | 0.040237 | IMPNRGZ
elc_spv_NGA_013 | S01aH04 | 0.11281 | IMPNRGZ | elc_won_NGA_013 | S01aH04 | 0.019518 | IMPNRGZ
elc_spv_NGA_013 | S01aH05 | 0.077487 | IMPNRGZ | elc_won_NGA_013 | S01aH05 | 0.016034 | IMPNRGZ
elc_spv_NGA_013 | S01aH06 | 0.0033833 | IMPNRGZ | elc_won_NGA_013 | S01aH06 | 0.045807 | IMPNRGZ
elc_spv_NGA_013 | S02aH01 | 0 | IMPNRGZ | elc_won_NGA_013 | S02aH01 | 0.12821 | IMPNRGZ
elc_spv_NGA_013 | S02aH02 | 0.030875 | IMPNRGZ | elc_won_NGA_013 | S02aH02 | 0.051287 | IMPNRGZ
elc_spv_NGA_013 | S02aH03 | 0.079111 | IMPNRGZ | elc_won_NGA_013 | S02aH03 | 0.019303 | IMPNRGZ
elc_spv_NGA_013 | S02aH04 | 0.092696 | IMPNRGZ | elc_won_NGA_013 | S02aH04 | 0.0050052 | IMPNRGZ
elc_spv_NGA_013 | S02aH05 | 0.047936 | IMPNRGZ | elc_won_NGA_013 | S02aH05 | 0.004311 | IMPNRGZ
elc_spv_NGA_013 | S02aH06 | 0.0018592 | IMPNRGZ | elc_won_NGA_013 | S02aH06 | 0.018202 | IMPNRGZ
elc_spv_NGA_013 | S03aH01 | 0 | IMPNRGZ | elc_won_NGA_013 | S03aH01 | 0.10606 | IMPNRGZ
elc_spv_NGA_013 | S03aH02 | 0.019049 | IMPNRGZ | elc_won_NGA_013 | S03aH02 | 0.052293 | IMPNRGZ
elc_spv_NGA_013 | S03aH03 | 0.063871 | IMPNRGZ | elc_won_NGA_013 | S03aH03 | 0.026532 | IMPNRGZ
elc_spv_NGA_013 | S03aH04 | 0.07394 | IMPNRGZ | elc_won_NGA_013 | S03aH04 | 0.01111 | IMPNRGZ
elc_spv_NGA_013 | S03aH05 | 0.037688 | IMPNRGZ | elc_won_NGA_013 | S03aH05 | 0.0079243 | IMPNRGZ
elc_spv_NGA_013 | S03aH06 | 0.0028534 | IMPNRGZ | elc_won_NGA_013 | S03aH06 | 0.017124 | IMPNRGZ
elc_spv_NGA_013 | S04aH01 | 0 | IMPNRGZ | elc_won_NGA_013 | S04aH01 | 0.065233 | IMPNRGZ
elc_spv_NGA_013 | S04aH02 | 0.02599 | IMPNRGZ | elc_won_NGA_013 | S04aH02 | 0.0376 | IMPNRGZ
elc_spv_NGA_013 | S04aH03 | 0.073606 | IMPNRGZ | elc_won_NGA_013 | S04aH03 | 0.013939 | IMPNRGZ
elc_spv_NGA_013 | S04aH04 | 0.089206 | IMPNRGZ | elc_won_NGA_013 | S04aH04 | 0.0071282 | IMPNRGZ
elc_spv_NGA_013 | S04aH05 | 0.043597 | IMPNRGZ | elc_won_NGA_013 | S04aH05 | 0.0048501 | IMPNRGZ
elc_spv_NGA_013 | S04aH06 | 0 | IMPNRGZ | elc_won_NGA_013 | S04aH06 | 0.011119 | IMPNRGZ
elc_spv_NGA_014 | S01aH01 | 0 | IMPNRGZ | elc_won_NGA_014 | S01aH01 | 0.21364 | IMPNRGZ
elc_spv_NGA_014 | S01aH02 | 0.032548 | IMPNRGZ | elc_won_NGA_014 | S01aH02 | 0.098568 | IMPNRGZ
elc_spv_NGA_014 | S01aH03 | 0.097972 | IMPNRGZ | elc_won_NGA_014 | S01aH03 | 0.030113 | IMPNRGZ
elc_spv_NGA_014 | S01aH04 | 0.11077 | IMPNRGZ | elc_won_NGA_014 | S01aH04 | 0.014581 | IMPNRGZ
elc_spv_NGA_014 | S01aH05 | 0.078567 | IMPNRGZ | elc_won_NGA_014 | S01aH05 | 0.012129 | IMPNRGZ
elc_spv_NGA_014 | S01aH06 | 0.0012215 | IMPNRGZ | elc_won_NGA_014 | S01aH06 | 0.040739 | IMPNRGZ
elc_spv_NGA_014 | S02aH01 | 0 | IMPNRGZ | elc_won_NGA_014 | S02aH01 | 0.13324 | IMPNRGZ
elc_spv_NGA_014 | S02aH02 | 0.030675 | IMPNRGZ | elc_won_NGA_014 | S02aH02 | 0.052325 | IMPNRGZ
elc_spv_NGA_014 | S02aH03 | 0.075361 | IMPNRGZ | elc_won_NGA_014 | S02aH03 | 0.019863 | IMPNRGZ
elc_spv_NGA_014 | S02aH04 | 0.090925 | IMPNRGZ | elc_won_NGA_014 | S02aH04 | 0.0044986 | IMPNRGZ
elc_spv_NGA_014 | S02aH05 | 0.055236 | IMPNRGZ | elc_won_NGA_014 | S02aH05 | 0.0031485 | IMPNRGZ
elc_spv_NGA_014 | S02aH06 | 0.0010343 | IMPNRGZ | elc_won_NGA_014 | S02aH06 | 0.013048 | IMPNRGZ
elc_spv_NGA_014 | S03aH01 | 0 | IMPNRGZ | elc_won_NGA_014 | S03aH01 | 0.10626 | IMPNRGZ
elc_spv_NGA_014 | S03aH02 | 0.017528 | IMPNRGZ | elc_won_NGA_014 | S03aH02 | 0.04933 | IMPNRGZ
elc_spv_NGA_014 | S03aH03 | 0.057296 | IMPNRGZ | elc_won_NGA_014 | S03aH03 | 0.029332 | IMPNRGZ
elc_spv_NGA_014 | S03aH04 | 0.073023 | IMPNRGZ | elc_won_NGA_014 | S03aH04 | 0.010768 | IMPNRGZ
elc_spv_NGA_014 | S03aH05 | 0.039693 | IMPNRGZ | elc_won_NGA_014 | S03aH05 | 0.0061878 | IMPNRGZ
elc_spv_NGA_014 | S03aH06 | 0.0028169 | IMPNRGZ | elc_won_NGA_014 | S03aH06 | 0.016668 | IMPNRGZ
elc_spv_NGA_014 | S04aH01 | 0 | IMPNRGZ | elc_won_NGA_014 | S04aH01 | 0.068788 | IMPNRGZ
elc_spv_NGA_014 | S04aH02 | 0.026346 | IMPNRGZ | elc_won_NGA_014 | S04aH02 | 0.034473 | IMPNRGZ
elc_spv_NGA_014 | S04aH03 | 0.070602 | IMPNRGZ | elc_won_NGA_014 | S04aH03 | 0.012616 | IMPNRGZ
elc_spv_NGA_014 | S04aH04 | 0.088525 | IMPNRGZ | elc_won_NGA_014 | S04aH04 | 0.0079441 | IMPNRGZ
elc_spv_NGA_014 | S04aH05 | 0.049857 | IMPNRGZ | elc_won_NGA_014 | S04aH05 | 0.0062865 | IMPNRGZ
elc_spv_NGA_014 | S04aH06 | 0 | IMPNRGZ | elc_won_NGA_014 | S04aH06 | 0.015459 | IMPNRGZ
elc_spv_NGA_015 | S01aH01 | 0 | IMPNRGZ | elc_won_NGA_015 | S01aH01 | 0.1948 | IMPNRGZ
elc_spv_NGA_015 | S01aH02 | 0.022826 | IMPNRGZ | elc_won_NGA_015 | S01aH02 | 0.097531 | IMPNRGZ
elc_spv_NGA_015 | S01aH03 | 0.095138 | IMPNRGZ | elc_won_NGA_015 | S01aH03 | 0.037978 | IMPNRGZ
elc_spv_NGA_015 | S01aH04 | 0.10006 | IMPNRGZ | elc_won_NGA_015 | S01aH04 | 0.020598 | IMPNRGZ
elc_spv_NGA_015 | S01aH05 | 0.083513 | IMPNRGZ | elc_won_NGA_015 | S01aH05 | 0.015437 | IMPNRGZ
elc_spv_NGA_015 | S01aH06 | 0.01337 | IMPNRGZ | elc_won_NGA_015 | S01aH06 | 0.0401 | IMPNRGZ
elc_spv_NGA_015 | S02aH01 | 0 | IMPNRGZ | elc_won_NGA_015 | S02aH01 | 0.11381 | IMPNRGZ
elc_spv_NGA_015 | S02aH02 | 0.018719 | IMPNRGZ | elc_won_NGA_015 | S02aH02 | 0.046929 | IMPNRGZ
elc_spv_NGA_015 | S02aH03 | 0.073589 | IMPNRGZ | elc_won_NGA_015 | S02aH03 | 0.019555 | IMPNRGZ
elc_spv_NGA_015 | S02aH04 | 0.08553 | IMPNRGZ | elc_won_NGA_015 | S02aH04 | 0.0074845 | IMPNRGZ
elc_spv_NGA_015 | S02aH05 | 0.052202 | IMPNRGZ | elc_won_NGA_015 | S02aH05 | 0.0046074 | IMPNRGZ
elc_spv_NGA_015 | S02aH06 | 0.0063617 | IMPNRGZ | elc_won_NGA_015 | S02aH06 | 0.012334 | IMPNRGZ
elc_spv_NGA_015 | S03aH01 | 0 | IMPNRGZ | elc_won_NGA_015 | S03aH01 | 0.11801 | IMPNRGZ
elc_spv_NGA_015 | S03aH02 | 0.013495 | IMPNRGZ | elc_won_NGA_015 | S03aH02 | 0.049267 | IMPNRGZ
elc_spv_NGA_015 | S03aH03 | 0.058075 | IMPNRGZ | elc_won_NGA_015 | S03aH03 | 0.026955 | IMPNRGZ
elc_spv_NGA_015 | S03aH04 | 0.074303 | IMPNRGZ | elc_won_NGA_015 | S03aH04 | 0.010326 | IMPNRGZ
elc_spv_NGA_015 | S03aH05 | 0.046161 | IMPNRGZ | elc_won_NGA_015 | S03aH05 | 0.006919 | IMPNRGZ
elc_spv_NGA_015 | S03aH06 | 0.0055787 | IMPNRGZ | elc_won_NGA_015 | S03aH06 | 0.014975 | IMPNRGZ
elc_spv_NGA_015 | S04aH01 | 0 | IMPNRGZ | elc_won_NGA_015 | S04aH01 | 0.077825 | IMPNRGZ
elc_spv_NGA_015 | S04aH02 | 0.023792 | IMPNRGZ | elc_won_NGA_015 | S04aH02 | 0.039345 | IMPNRGZ
elc_spv_NGA_015 | S04aH03 | 0.078888 | IMPNRGZ | elc_won_NGA_015 | S04aH03 | 0.015362 | IMPNRGZ
elc_spv_NGA_015 | S04aH04 | 0.08504 | IMPNRGZ | elc_won_NGA_015 | S04aH04 | 0.0092915 | IMPNRGZ
elc_spv_NGA_015 | S04aH05 | 0.056111 | IMPNRGZ | elc_won_NGA_015 | S04aH05 | 0.0066414 | IMPNRGZ
elc_spv_NGA_015 | S04aH06 | 0.0072428 | IMPNRGZ | elc_won_NGA_015 | S04aH06 | 0.013922 | IMPNRGZ
elc_spv_NGA_016 | S01aH01 | 0 | IMPNRGZ | elc_won_NGA_016 | S01aH01 | 0.16874 | IMPNRGZ
elc_spv_NGA_016 | S01aH02 | 0.020278 | IMPNRGZ | elc_won_NGA_016 | S01aH02 | 0.058798 | IMPNRGZ
elc_spv_NGA_016 | S01aH03 | 0.085207 | IMPNRGZ | elc_won_NGA_016 | S01aH03 | 0.020348 | IMPNRGZ
elc_spv_NGA_016 | S01aH04 | 0.090173 | IMPNRGZ | elc_won_NGA_016 | S01aH04 | 0.019104 | IMPNRGZ
elc_spv_NGA_016 | S01aH05 | 0.076609 | IMPNRGZ | elc_won_NGA_016 | S01aH05 | 0.018727 | IMPNRGZ
elc_spv_NGA_016 | S01aH06 | 0.012002 | IMPNRGZ | elc_won_NGA_016 | S01aH06 | 0.035622 | IMPNRGZ
elc_spv_NGA_016 | S02aH01 | 0 | IMPNRGZ | elc_won_NGA_016 | S02aH01 | 0.12911 | IMPNRGZ
elc_spv_NGA_016 | S02aH02 | 0.02236 | IMPNRGZ | elc_won_NGA_016 | S02aH02 | 0.059691 | IMPNRGZ
elc_spv_NGA_016 | S02aH03 | 0.074122 | IMPNRGZ | elc_won_NGA_016 | S02aH03 | 0.021595 | IMPNRGZ
elc_spv_NGA_016 | S02aH04 | 0.085828 | IMPNRGZ | elc_won_NGA_016 | S02aH04 | 0.015199 | IMPNRGZ
elc_spv_NGA_016 | S02aH05 | 0.062651 | IMPNRGZ | elc_won_NGA_016 | S02aH05 | 0.011137 | IMPNRGZ
elc_spv_NGA_016 | S02aH06 | 0.0097092 | IMPNRGZ | elc_won_NGA_016 | S02aH06 | 0.016568 | IMPNRGZ
elc_spv_NGA_016 | S03aH01 | 0 | IMPNRGZ | elc_won_NGA_016 | S03aH01 | 0.11313 | IMPNRGZ
elc_spv_NGA_016 | S03aH02 | 0.016842 | IMPNRGZ | elc_won_NGA_016 | S03aH02 | 0.059435 | IMPNRGZ
elc_spv_NGA_016 | S03aH03 | 0.055529 | IMPNRGZ | elc_won_NGA_016 | S03aH03 | 0.034355 | IMPNRGZ
elc_spv_NGA_016 | S03aH04 | 0.068825 | IMPNRGZ | elc_won_NGA_016 | S03aH04 | 0.016191 | IMPNRGZ
elc_spv_NGA_016 | S03aH05 | 0.05132 | IMPNRGZ | elc_won_NGA_016 | S03aH05 | 0.008118 | IMPNRGZ
elc_spv_NGA_016 | S03aH06 | 0.0075939 | IMPNRGZ | elc_won_NGA_016 | S03aH06 | 0.010926 | IMPNRGZ
elc_spv_NGA_016 | S04aH01 | 0 | IMPNRGZ | elc_won_NGA_016 | S04aH01 | 0.09944 | IMPNRGZ
elc_spv_NGA_016 | S04aH02 | 0.027341 | IMPNRGZ | elc_won_NGA_016 | S04aH02 | 0.038044 | IMPNRGZ
elc_spv_NGA_016 | S04aH03 | 0.076842 | IMPNRGZ | elc_won_NGA_016 | S04aH03 | 0.014132 | IMPNRGZ
elc_spv_NGA_016 | S04aH04 | 0.08248 | IMPNRGZ | elc_won_NGA_016 | S04aH04 | 0.009915 | IMPNRGZ
elc_spv_NGA_016 | S04aH05 | 0.06491 | IMPNRGZ | elc_won_NGA_016 | S04aH05 | 0.0064756 | IMPNRGZ
elc_spv_NGA_016 | S04aH06 | 0.0093787 | IMPNRGZ | elc_won_NGA_016 | S04aH06 | 0.015195 | IMPNRGZ
elc_spv_NGA_017 | S01aH01 | 0 | IMPNRGZ | elc_won_NGA_017 | S01aH01 | 0.16188 | IMPNRGZ
elc_spv_NGA_017 | S01aH02 | 0.017542 | IMPNRGZ | elc_won_NGA_017 | S01aH02 | 0.061677 | IMPNRGZ
elc_spv_NGA_017 | S01aH03 | 0.07809 | IMPNRGZ | elc_won_NGA_017 | S01aH03 | 0.027192 | IMPNRGZ
elc_spv_NGA_017 | S01aH04 | 0.082229 | IMPNRGZ | elc_won_NGA_017 | S01aH04 | 0.02397 | IMPNRGZ
elc_spv_NGA_017 | S01aH05 | 0.070496 | IMPNRGZ | elc_won_NGA_017 | S01aH05 | 0.021266 | IMPNRGZ
elc_spv_NGA_017 | S01aH06 | 0.010177 | IMPNRGZ | elc_won_NGA_017 | S01aH06 | 0.043041 | IMPNRGZ
elc_spv_NGA_017 | S02aH01 | 0 | IMPNRGZ | elc_won_NGA_017 | S02aH01 | 0.12824 | IMPNRGZ
elc_spv_NGA_017 | S02aH02 | 0.026741 | IMPNRGZ | elc_won_NGA_017 | S02aH02 | 0.058681 | IMPNRGZ
elc_spv_NGA_017 | S02aH03 | 0.075988 | IMPNRGZ | elc_won_NGA_017 | S02aH03 | 0.026334 | IMPNRGZ
elc_spv_NGA_017 | S02aH04 | 0.083613 | IMPNRGZ | elc_won_NGA_017 | S02aH04 | 0.015273 | IMPNRGZ
elc_spv_NGA_017 | S02aH05 | 0.066688 | IMPNRGZ | elc_won_NGA_017 | S02aH05 | 0.011981 | IMPNRGZ
elc_spv_NGA_017 | S02aH06 | 0.011611 | IMPNRGZ | elc_won_NGA_017 | S02aH06 | 0.020459 | IMPNRGZ
elc_spv_NGA_017 | S03aH01 | 0 | IMPNRGZ | elc_won_NGA_017 | S03aH01 | 0.10685 | IMPNRGZ
elc_spv_NGA_017 | S03aH02 | 0.020863 | IMPNRGZ | elc_won_NGA_017 | S03aH02 | 0.06414 | IMPNRGZ
elc_spv_NGA_017 | S03aH03 | 0.061667 | IMPNRGZ | elc_won_NGA_017 | S03aH03 | 0.03815 | IMPNRGZ
elc_spv_NGA_017 | S03aH04 | 0.072638 | IMPNRGZ | elc_won_NGA_017 | S03aH04 | 0.018369 | IMPNRGZ
elc_spv_NGA_017 | S03aH05 | 0.053256 | IMPNRGZ | elc_won_NGA_017 | S03aH05 | 0.0089655 | IMPNRGZ
elc_spv_NGA_017 | S03aH06 | 0.0093615 | IMPNRGZ | elc_won_NGA_017 | S03aH06 | 0.011044 | IMPNRGZ
elc_spv_NGA_017 | S04aH01 | 0 | IMPNRGZ | elc_won_NGA_017 | S04aH01 | 0.072205 | IMPNRGZ
elc_spv_NGA_017 | S04aH02 | 0.029244 | IMPNRGZ | elc_won_NGA_017 | S04aH02 | 0.034184 | IMPNRGZ
elc_spv_NGA_017 | S04aH03 | 0.077073 | IMPNRGZ | elc_won_NGA_017 | S04aH03 | 0.014352 | IMPNRGZ
elc_spv_NGA_017 | S04aH04 | 0.080611 | IMPNRGZ | elc_won_NGA_017 | S04aH04 | 0.010857 | IMPNRGZ
elc_spv_NGA_017 | S04aH05 | 0.063758 | IMPNRGZ | elc_won_NGA_017 | S04aH05 | 0.0070013 | IMPNRGZ
elc_spv_NGA_017 | S04aH06 | 0.0083529 | IMPNRGZ | elc_won_NGA_017 | S04aH06 | 0.01389 | IMPNRGZ
elc_spv_NGA_018 | S01aH01 | 0 | IMPNRGZ | elc_won_NGA_018 | S01aH01 | 0.16867 | IMPNRGZ
elc_spv_NGA_018 | S01aH02 | 0.019903 | IMPNRGZ | elc_won_NGA_018 | S01aH02 | 0.059428 | IMPNRGZ
elc_spv_NGA_018 | S01aH03 | 0.082073 | IMPNRGZ | elc_won_NGA_018 | S01aH03 | 0.027766 | IMPNRGZ
elc_spv_NGA_018 | S01aH04 | 0.086504 | IMPNRGZ | elc_won_NGA_018 | S01aH04 | 0.021788 | IMPNRGZ
elc_spv_NGA_018 | S01aH05 | 0.073805 | IMPNRGZ | elc_won_NGA_018 | S01aH05 | 0.023305 | IMPNRGZ
elc_spv_NGA_018 | S01aH06 | 0.011027 | IMPNRGZ | elc_won_NGA_018 | S01aH06 | 0.050139 | IMPNRGZ
elc_spv_NGA_018 | S02aH01 | 0 | IMPNRGZ | elc_won_NGA_018 | S02aH01 | 0.10737 | IMPNRGZ
elc_spv_NGA_018 | S02aH02 | 0.026065 | IMPNRGZ | elc_won_NGA_018 | S02aH02 | 0.039054 | IMPNRGZ
elc_spv_NGA_018 | S02aH03 | 0.07659 | IMPNRGZ | elc_won_NGA_018 | S02aH03 | 0.017414 | IMPNRGZ
elc_spv_NGA_018 | S02aH04 | 0.085018 | IMPNRGZ | elc_won_NGA_018 | S02aH04 | 0.015512 | IMPNRGZ
elc_spv_NGA_018 | S02aH05 | 0.063903 | IMPNRGZ | elc_won_NGA_018 | S02aH05 | 0.015558 | IMPNRGZ
elc_spv_NGA_018 | S02aH06 | 0.010561 | IMPNRGZ | elc_won_NGA_018 | S02aH06 | 0.028438 | IMPNRGZ
elc_spv_NGA_018 | S03aH01 | 0 | IMPNRGZ | elc_won_NGA_018 | S03aH01 | 0.1093 | IMPNRGZ
elc_spv_NGA_018 | S03aH02 | 0.018882 | IMPNRGZ | elc_won_NGA_018 | S03aH02 | 0.043325 | IMPNRGZ
elc_spv_NGA_018 | S03aH03 | 0.057796 | IMPNRGZ | elc_won_NGA_018 | S03aH03 | 0.024461 | IMPNRGZ
elc_spv_NGA_018 | S03aH04 | 0.070478 | IMPNRGZ | elc_won_NGA_018 | S03aH04 | 0.010726 | IMPNRGZ
elc_spv_NGA_018 | S03aH05 | 0.049271 | IMPNRGZ | elc_won_NGA_018 | S03aH05 | 0.0063182 | IMPNRGZ
elc_spv_NGA_018 | S03aH06 | 0.0067451 | IMPNRGZ | elc_won_NGA_018 | S03aH06 | 0.017736 | IMPNRGZ
elc_spv_NGA_018 | S04aH01 | 0 | IMPNRGZ | elc_won_NGA_018 | S04aH01 | 0.10738 | IMPNRGZ
elc_spv_NGA_018 | S04aH02 | 0.029222 | IMPNRGZ | elc_won_NGA_018 | S04aH02 | 0.034271 | IMPNRGZ
elc_spv_NGA_018 | S04aH03 | 0.077508 | IMPNRGZ | elc_won_NGA_018 | S04aH03 | 0.017239 | IMPNRGZ
elc_spv_NGA_018 | S04aH04 | 0.082272 | IMPNRGZ | elc_won_NGA_018 | S04aH04 | 0.011383 | IMPNRGZ
elc_spv_NGA_018 | S04aH05 | 0.063662 | IMPNRGZ | elc_won_NGA_018 | S04aH05 | 0.012016 | IMPNRGZ
elc_spv_NGA_018 | S04aH06 | 0.0087131 | IMPNRGZ | elc_won_NGA_018 | S04aH06 | 0.031409 | IMPNRGZ
elc_spv_NGA_019 | S01aH01 | 0 | IMPNRGZ | elc_won_NGA_019 | S01aH01 | 0.16032 | IMPNRGZ
elc_spv_NGA_019 | S01aH02 | 0.050804 | IMPNRGZ | elc_won_NGA_019 | S01aH02 | 0.058699 | IMPNRGZ
elc_spv_NGA_019 | S01aH03 | 0.10424 | IMPNRGZ | elc_won_NGA_019 | S01aH03 | 0.027621 | IMPNRGZ
elc_spv_NGA_019 | S01aH04 | 0.10043 | IMPNRGZ | elc_won_NGA_019 | S01aH04 | 0.02295 | IMPNRGZ
elc_spv_NGA_019 | S01aH05 | 0.065362 | IMPNRGZ | elc_won_NGA_019 | S01aH05 | 0.021719 | IMPNRGZ
elc_spv_NGA_019 | S01aH06 | 0 | IMPNRGZ | elc_won_NGA_019 | S01aH06 | 0.044719 | IMPNRGZ
elc_spv_NGA_019 | S02aH01 | 0 | IMPNRGZ | elc_won_NGA_019 | S02aH01 | 0.11964 | IMPNRGZ
elc_spv_NGA_019 | S02aH02 | 0.039302 | IMPNRGZ | elc_won_NGA_019 | S02aH02 | 0.049431 | IMPNRGZ
elc_spv_NGA_019 | S02aH03 | 0.08698 | IMPNRGZ | elc_won_NGA_019 | S02aH03 | 0.023876 | IMPNRGZ
elc_spv_NGA_019 | S02aH04 | 0.078303 | IMPNRGZ | elc_won_NGA_019 | S02aH04 | 0.01952 | IMPNRGZ
elc_spv_NGA_019 | S02aH05 | 0.033298 | IMPNRGZ | elc_won_NGA_019 | S02aH05 | 0.016011 | IMPNRGZ
elc_spv_NGA_019 | S02aH06 | 0 | IMPNRGZ | elc_won_NGA_019 | S02aH06 | 0.028674 | IMPNRGZ
elc_spv_NGA_019 | S03aH01 | 0 | IMPNRGZ | elc_won_NGA_019 | S03aH01 | 0.090528 | IMPNRGZ
elc_spv_NGA_019 | S03aH02 | 0.02977 | IMPNRGZ | elc_won_NGA_019 | S03aH02 | 0.050396 | IMPNRGZ
elc_spv_NGA_019 | S03aH03 | 0.068799 | IMPNRGZ | elc_won_NGA_019 | S03aH03 | 0.030925 | IMPNRGZ
elc_spv_NGA_019 | S03aH04 | 0.067448 | IMPNRGZ | elc_won_NGA_019 | S03aH04 | 0.01348 | IMPNRGZ
elc_spv_NGA_019 | S03aH05 | 0.028274 | IMPNRGZ | elc_won_NGA_019 | S03aH05 | 0.0073253 | IMPNRGZ
elc_spv_NGA_019 | S03aH06 | 0.00031263 | IMPNRGZ | elc_won_NGA_019 | S03aH06 | 0.012109 | IMPNRGZ
elc_spv_NGA_019 | S04aH01 | 0 | IMPNRGZ | elc_won_NGA_019 | S04aH01 | 0.10244 | IMPNRGZ
elc_spv_NGA_019 | S04aH02 | 0.048244 | IMPNRGZ | elc_won_NGA_019 | S04aH02 | 0.038012 | IMPNRGZ
elc_spv_NGA_019 | S04aH03 | 0.086816 | IMPNRGZ | elc_won_NGA_019 | S04aH03 | 0.018653 | IMPNRGZ
elc_spv_NGA_019 | S04aH04 | 0.076841 | IMPNRGZ | elc_won_NGA_019 | S04aH04 | 0.011734 | IMPNRGZ
elc_spv_NGA_019 | S04aH05 | 0.034775 | IMPNRGZ | elc_won_NGA_019 | S04aH05 | 0.0084765 | IMPNRGZ
elc_spv_NGA_019 | S04aH06 | 0 | IMPNRGZ | elc_won_NGA_019 | S04aH06 | 0.022744 | IMPNRGZ
elc_spv_NGA_020 | S01aH01 | 0 | IMPNRGZ | elc_won_NGA_020 | S01aH01 | 0.19769 | IMPNRGZ
elc_spv_NGA_020 | S01aH02 | 0.043774 | IMPNRGZ | elc_won_NGA_020 | S01aH02 | 0.067341 | IMPNRGZ
elc_spv_NGA_020 | S01aH03 | 0.097917 | IMPNRGZ | elc_won_NGA_020 | S01aH03 | 0.020574 | IMPNRGZ
elc_spv_NGA_020 | S01aH04 | 0.098354 | IMPNRGZ | elc_won_NGA_020 | S01aH04 | 0.015449 | IMPNRGZ
elc_spv_NGA_020 | S01aH05 | 0.067831 | IMPNRGZ | elc_won_NGA_020 | S01aH05 | 0.018143 | IMPNRGZ
elc_spv_NGA_020 | S01aH06 | 0 | IMPNRGZ | elc_won_NGA_020 | S01aH06 | 0.048311 | IMPNRGZ
elc_spv_NGA_020 | S02aH01 | 0 | IMPNRGZ | elc_won_NGA_020 | S02aH01 | 0.13276 | IMPNRGZ
elc_spv_NGA_020 | S02aH02 | 0.03784 | IMPNRGZ | elc_won_NGA_020 | S02aH02 | 0.046711 | IMPNRGZ
elc_spv_NGA_020 | S02aH03 | 0.080999 | IMPNRGZ | elc_won_NGA_020 | S02aH03 | 0.014706 | IMPNRGZ
elc_spv_NGA_020 | S02aH04 | 0.085872 | IMPNRGZ | elc_won_NGA_020 | S02aH04 | 0.010847 | IMPNRGZ
elc_spv_NGA_020 | S02aH05 | 0.049751 | IMPNRGZ | elc_won_NGA_020 | S02aH05 | 0.011742 | IMPNRGZ
elc_spv_NGA_020 | S02aH06 | 0 | IMPNRGZ | elc_won_NGA_020 | S02aH06 | 0.02022 | IMPNRGZ
elc_spv_NGA_020 | S03aH01 | 0 | IMPNRGZ | elc_won_NGA_020 | S03aH01 | 0.11057 | IMPNRGZ
elc_spv_NGA_020 | S03aH02 | 0.024903 | IMPNRGZ | elc_won_NGA_020 | S03aH02 | 0.038517 | IMPNRGZ
elc_spv_NGA_020 | S03aH03 | 0.058038 | IMPNRGZ | elc_won_NGA_020 | S03aH03 | 0.019666 | IMPNRGZ
elc_spv_NGA_020 | S03aH04 | 0.067486 | IMPNRGZ | elc_won_NGA_020 | S03aH04 | 0.0089555 | IMPNRGZ
elc_spv_NGA_020 | S03aH05 | 0.036133 | IMPNRGZ | elc_won_NGA_020 | S03aH05 | 0.0050168 | IMPNRGZ
elc_spv_NGA_020 | S03aH06 | 0.002053 | IMPNRGZ | elc_won_NGA_020 | S03aH06 | 0.021283 | IMPNRGZ
elc_spv_NGA_020 | S04aH01 | 0 | IMPNRGZ | elc_won_NGA_020 | S04aH01 | 0.1061 | IMPNRGZ
elc_spv_NGA_020 | S04aH02 | 0.042221 | IMPNRGZ | elc_won_NGA_020 | S04aH02 | 0.03456 | IMPNRGZ
elc_spv_NGA_020 | S04aH03 | 0.077715 | IMPNRGZ | elc_won_NGA_020 | S04aH03 | 0.011871 | IMPNRGZ
elc_spv_NGA_020 | S04aH04 | 0.082801 | IMPNRGZ | elc_won_NGA_020 | S04aH04 | 0.0077271 | IMPNRGZ
elc_spv_NGA_020 | S04aH05 | 0.046312 | IMPNRGZ | elc_won_NGA_020 | S04aH05 | 0.0071875 | IMPNRGZ
elc_spv_NGA_020 | S04aH06 | 0 | IMPNRGZ | elc_won_NGA_020 | S04aH06 | 0.024059 | IMPNRGZ
elc_spv_NGA_021 | S01aH01 | 0 | IMPNRGZ | elc_won_NGA_021 | S01aH01 | 0.19697 | IMPNRGZ
elc_spv_NGA_021 | S01aH02 | 0.039363 | IMPNRGZ | elc_won_NGA_021 | S01aH02 | 0.066821 | IMPNRGZ
elc_spv_NGA_021 | S01aH03 | 0.096151 | IMPNRGZ | elc_won_NGA_021 | S01aH03 | 0.022275 | IMPNRGZ
elc_spv_NGA_021 | S01aH04 | 0.102 | IMPNRGZ | elc_won_NGA_021 | S01aH04 | 0.015739 | IMPNRGZ
elc_spv_NGA_021 | S01aH05 | 0.073563 | IMPNRGZ | elc_won_NGA_021 | S01aH05 | 0.020109 | IMPNRGZ
elc_spv_NGA_021 | S01aH06 | 0.00021606 | IMPNRGZ | elc_won_NGA_021 | S01aH06 | 0.056135 | IMPNRGZ
elc_spv_NGA_021 | S02aH01 | 0 | IMPNRGZ | elc_won_NGA_021 | S02aH01 | 0.15345 | IMPNRGZ
elc_spv_NGA_021 | S02aH02 | 0.032673 | IMPNRGZ | elc_won_NGA_021 | S02aH02 | 0.042979 | IMPNRGZ
elc_spv_NGA_021 | S02aH03 | 0.071338 | IMPNRGZ | elc_won_NGA_021 | S02aH03 | 0.0127 | IMPNRGZ
elc_spv_NGA_021 | S02aH04 | 0.085622 | IMPNRGZ | elc_won_NGA_021 | S02aH04 | 0.0081742 | IMPNRGZ
elc_spv_NGA_021 | S02aH05 | 0.059007 | IMPNRGZ | elc_won_NGA_021 | S02aH05 | 0.0099164 | IMPNRGZ
elc_spv_NGA_021 | S02aH06 | 0.0011555 | IMPNRGZ | elc_won_NGA_021 | S02aH06 | 0.028673 | IMPNRGZ
elc_spv_NGA_021 | S03aH01 | 0 | IMPNRGZ | elc_won_NGA_021 | S03aH01 | 0.11 | IMPNRGZ
elc_spv_NGA_021 | S03aH02 | 0.019642 | IMPNRGZ | elc_won_NGA_021 | S03aH02 | 0.043102 | IMPNRGZ
elc_spv_NGA_021 | S03aH03 | 0.052898 | IMPNRGZ | elc_won_NGA_021 | S03aH03 | 0.017981 | IMPNRGZ
elc_spv_NGA_021 | S03aH04 | 0.067539 | IMPNRGZ | elc_won_NGA_021 | S03aH04 | 0.0093234 | IMPNRGZ
elc_spv_NGA_021 | S03aH05 | 0.044762 | IMPNRGZ | elc_won_NGA_021 | S03aH05 | 0.0063048 | IMPNRGZ
elc_spv_NGA_021 | S03aH06 | 0.0048638 | IMPNRGZ | elc_won_NGA_021 | S03aH06 | 0.023809 | IMPNRGZ
elc_spv_NGA_021 | S04aH01 | 0 | IMPNRGZ | elc_won_NGA_021 | S04aH01 | 0.082514 | IMPNRGZ
elc_spv_NGA_021 | S04aH02 | 0.03416 | IMPNRGZ | elc_won_NGA_021 | S04aH02 | 0.032927 | IMPNRGZ
elc_spv_NGA_021 | S04aH03 | 0.068918 | IMPNRGZ | elc_won_NGA_021 | S04aH03 | 0.010809 | IMPNRGZ
elc_spv_NGA_021 | S04aH04 | 0.086098 | IMPNRGZ | elc_won_NGA_021 | S04aH04 | 0.0074581 | IMPNRGZ
elc_spv_NGA_021 | S04aH05 | 0.060032 | IMPNRGZ | elc_won_NGA_021 | S04aH05 | 0.0054114 | IMPNRGZ
elc_spv_NGA_021 | S04aH06 | 0 | IMPNRGZ | elc_won_NGA_021 | S04aH06 | 0.016418 | IMPNRGZ
elc_spv_NGA_022 | S01aH01 | 0 | IMPNRGZ | elc_won_NGA_022 | S01aH01 | 0.17451 | IMPNRGZ
elc_spv_NGA_022 | S01aH02 | 0.036937 | IMPNRGZ | elc_won_NGA_022 | S01aH02 | 0.06667 | IMPNRGZ
elc_spv_NGA_022 | S01aH03 | 0.093649 | IMPNRGZ | elc_won_NGA_022 | S01aH03 | 0.027492 | IMPNRGZ
elc_spv_NGA_022 | S01aH04 | 0.098955 | IMPNRGZ | elc_won_NGA_022 | S01aH04 | 0.018753 | IMPNRGZ
elc_spv_NGA_022 | S01aH05 | 0.071264 | IMPNRGZ | elc_won_NGA_022 | S01aH05 | 0.016161 | IMPNRGZ
elc_spv_NGA_022 | S01aH06 | 0.002394 | IMPNRGZ | elc_won_NGA_022 | S01aH06 | 0.036491 | IMPNRGZ
elc_spv_NGA_022 | S02aH01 | 0 | IMPNRGZ | elc_won_NGA_022 | S02aH01 | 0.10983 | IMPNRGZ
elc_spv_NGA_022 | S02aH02 | 0.031813 | IMPNRGZ | elc_won_NGA_022 | S02aH02 | 0.049987 | IMPNRGZ
elc_spv_NGA_022 | S02aH03 | 0.071731 | IMPNRGZ | elc_won_NGA_022 | S02aH03 | 0.018505 | IMPNRGZ
elc_spv_NGA_022 | S02aH04 | 0.085164 | IMPNRGZ | elc_won_NGA_022 | S02aH04 | 0.010572 | IMPNRGZ
elc_spv_NGA_022 | S02aH05 | 0.057513 | IMPNRGZ | elc_won_NGA_022 | S02aH05 | 0.0085995 | IMPNRGZ
elc_spv_NGA_022 | S02aH06 | 0.0067982 | IMPNRGZ | elc_won_NGA_022 | S02aH06 | 0.015941 | IMPNRGZ
elc_spv_NGA_022 | S03aH01 | 0 | IMPNRGZ | elc_won_NGA_022 | S03aH01 | 0.13358 | IMPNRGZ
elc_spv_NGA_022 | S03aH02 | 0.0201 | IMPNRGZ | elc_won_NGA_022 | S03aH02 | 0.052594 | IMPNRGZ
elc_spv_NGA_022 | S03aH03 | 0.053402 | IMPNRGZ | elc_won_NGA_022 | S03aH03 | 0.026375 | IMPNRGZ
elc_spv_NGA_022 | S03aH04 | 0.066532 | IMPNRGZ | elc_won_NGA_022 | S03aH04 | 0.01042 | IMPNRGZ
elc_spv_NGA_022 | S03aH05 | 0.04656 | IMPNRGZ | elc_won_NGA_022 | S03aH05 | 0.0071881 | IMPNRGZ
elc_spv_NGA_022 | S03aH06 | 0.0053449 | IMPNRGZ | elc_won_NGA_022 | S03aH06 | 0.018835 | IMPNRGZ
elc_spv_NGA_022 | S04aH01 | 0 | IMPNRGZ | elc_won_NGA_022 | S04aH01 | 0.11042 | IMPNRGZ
elc_spv_NGA_022 | S04aH02 | 0.036019 | IMPNRGZ | elc_won_NGA_022 | S04aH02 | 0.037736 | IMPNRGZ
elc_spv_NGA_022 | S04aH03 | 0.070077 | IMPNRGZ | elc_won_NGA_022 | S04aH03 | 0.014404 | IMPNRGZ
elc_spv_NGA_022 | S04aH04 | 0.084617 | IMPNRGZ | elc_won_NGA_022 | S04aH04 | 0.0094911 | IMPNRGZ
elc_spv_NGA_022 | S04aH05 | 0.061079 | IMPNRGZ | elc_won_NGA_022 | S04aH05 | 0.006832 | IMPNRGZ
elc_spv_NGA_022 | S04aH06 | 5.2492e-05 | IMPNRGZ | elc_won_NGA_022 | S04aH06 | 0.018611 | IMPNRGZ
elc_spv_NGA_023 | S01aH01 | 0 | IMPNRGZ | elc_won_NGA_023 | S01aH01 | 0.1783 | IMPNRGZ
elc_spv_NGA_023 | S01aH02 | 0.031756 | IMPNRGZ | elc_won_NGA_023 | S01aH02 | 0.091163 | IMPNRGZ
elc_spv_NGA_023 | S01aH03 | 0.093744 | IMPNRGZ | elc_won_NGA_023 | S01aH03 | 0.037559 | IMPNRGZ
elc_spv_NGA_023 | S01aH04 | 0.1039 | IMPNRGZ | elc_won_NGA_023 | S01aH04 | 0.021469 | IMPNRGZ
elc_spv_NGA_023 | S01aH05 | 0.07483 | IMPNRGZ | elc_won_NGA_023 | S01aH05 | 0.0172 | IMPNRGZ
elc_spv_NGA_023 | S01aH06 | 0.0030365 | IMPNRGZ | elc_won_NGA_023 | S01aH06 | 0.039916 | IMPNRGZ
elc_spv_NGA_023 | S02aH01 | 0 | IMPNRGZ | elc_won_NGA_023 | S02aH01 | 0.10793 | IMPNRGZ
elc_spv_NGA_023 | S02aH02 | 0.028414 | IMPNRGZ | elc_won_NGA_023 | S02aH02 | 0.049406 | IMPNRGZ
elc_spv_NGA_023 | S02aH03 | 0.074116 | IMPNRGZ | elc_won_NGA_023 | S02aH03 | 0.018322 | IMPNRGZ
elc_spv_NGA_023 | S02aH04 | 0.09031 | IMPNRGZ | elc_won_NGA_023 | S02aH04 | 0.0077623 | IMPNRGZ
elc_spv_NGA_023 | S02aH05 | 0.056672 | IMPNRGZ | elc_won_NGA_023 | S02aH05 | 0.0063062 | IMPNRGZ
elc_spv_NGA_023 | S02aH06 | 0.004749 | IMPNRGZ | elc_won_NGA_023 | S02aH06 | 0.016924 | IMPNRGZ
elc_spv_NGA_023 | S03aH01 | 0 | IMPNRGZ | elc_won_NGA_023 | S03aH01 | 0.122 | IMPNRGZ
elc_spv_NGA_023 | S03aH02 | 0.019258 | IMPNRGZ | elc_won_NGA_023 | S03aH02 | 0.050309 | IMPNRGZ
elc_spv_NGA_023 | S03aH03 | 0.058889 | IMPNRGZ | elc_won_NGA_023 | S03aH03 | 0.026003 | IMPNRGZ
elc_spv_NGA_023 | S03aH04 | 0.071554 | IMPNRGZ | elc_won_NGA_023 | S03aH04 | 0.010719 | IMPNRGZ
elc_spv_NGA_023 | S03aH05 | 0.04449 | IMPNRGZ | elc_won_NGA_023 | S03aH05 | 0.0077225 | IMPNRGZ
elc_spv_NGA_023 | S03aH06 | 0.0045202 | IMPNRGZ | elc_won_NGA_023 | S03aH06 | 0.018484 | IMPNRGZ
elc_spv_NGA_023 | S04aH01 | 0 | IMPNRGZ | elc_won_NGA_023 | S04aH01 | 0.086038 | IMPNRGZ
elc_spv_NGA_023 | S04aH02 | 0.025453 | IMPNRGZ | elc_won_NGA_023 | S04aH02 | 0.040833 | IMPNRGZ
elc_spv_NGA_023 | S04aH03 | 0.070088 | IMPNRGZ | elc_won_NGA_023 | S04aH03 | 0.014999 | IMPNRGZ
elc_spv_NGA_023 | S04aH04 | 0.086156 | IMPNRGZ | elc_won_NGA_023 | S04aH04 | 0.0091851 | IMPNRGZ
elc_spv_NGA_023 | S04aH05 | 0.057924 | IMPNRGZ | elc_won_NGA_023 | S04aH05 | 0.0064348 | IMPNRGZ
elc_spv_NGA_023 | S04aH06 | 0.00014267 | IMPNRGZ | elc_won_NGA_023 | S04aH06 | 0.015015 | IMPNRGZ
elc_spv_NGA_024 | S01aH01 | 0 | IMPNRGZ | elc_won_NGA_024 | S01aH01 | 0.10627 | IMPNRGZ
elc_spv_NGA_024 | S01aH02 | 0.042919 | IMPNRGZ | elc_won_NGA_024 | S01aH02 | 0.039634 | IMPNRGZ
elc_spv_NGA_024 | S01aH03 | 0.093868 | IMPNRGZ | elc_won_NGA_024 | S01aH03 | 0.018728 | IMPNRGZ
elc_spv_NGA_024 | S01aH04 | 0.094157 | IMPNRGZ | elc_won_NGA_024 | S01aH04 | 0.016552 | IMPNRGZ
elc_spv_NGA_024 | S01aH05 | 0.064892 | IMPNRGZ | elc_won_NGA_024 | S01aH05 | 0.019281 | IMPNRGZ
elc_spv_NGA_024 | S01aH06 | 0 | IMPNRGZ | elc_won_NGA_024 | S01aH06 | 0.036203 | IMPNRGZ
elc_spv_NGA_024 | S02aH01 | 0 | IMPNRGZ | elc_won_NGA_024 | S02aH01 | 0.14886 | IMPNRGZ
elc_spv_NGA_024 | S02aH02 | 0.040862 | IMPNRGZ | elc_won_NGA_024 | S02aH02 | 0.074664 | IMPNRGZ
elc_spv_NGA_024 | S02aH03 | 0.080508 | IMPNRGZ | elc_won_NGA_024 | S02aH03 | 0.02045 | IMPNRGZ
elc_spv_NGA_024 | S02aH04 | 0.085889 | IMPNRGZ | elc_won_NGA_024 | S02aH04 | 0.012062 | IMPNRGZ
elc_spv_NGA_024 | S02aH05 | 0.055734 | IMPNRGZ | elc_won_NGA_024 | S02aH05 | 0.014586 | IMPNRGZ
elc_spv_NGA_024 | S02aH06 | 6.9612e-06 | IMPNRGZ | elc_won_NGA_024 | S02aH06 | 0.026184 | IMPNRGZ
elc_spv_NGA_024 | S03aH01 | 0 | IMPNRGZ | elc_won_NGA_024 | S03aH01 | 0.16635 | IMPNRGZ
elc_spv_NGA_024 | S03aH02 | 0.024604 | IMPNRGZ | elc_won_NGA_024 | S03aH02 | 0.088015 | IMPNRGZ
elc_spv_NGA_024 | S03aH03 | 0.054132 | IMPNRGZ | elc_won_NGA_024 | S03aH03 | 0.033919 | IMPNRGZ
elc_spv_NGA_024 | S03aH04 | 0.063628 | IMPNRGZ | elc_won_NGA_024 | S03aH04 | 0.014264 | IMPNRGZ
elc_spv_NGA_024 | S03aH05 | 0.04019 | IMPNRGZ | elc_won_NGA_024 | S03aH05 | 0.011697 | IMPNRGZ
elc_spv_NGA_024 | S03aH06 | 0.0032572 | IMPNRGZ | elc_won_NGA_024 | S03aH06 | 0.023237 | IMPNRGZ
elc_spv_NGA_024 | S04aH01 | 0 | IMPNRGZ | elc_won_NGA_024 | S04aH01 | 0.054467 | IMPNRGZ
elc_spv_NGA_024 | S04aH02 | 0.045364 | IMPNRGZ | elc_won_NGA_024 | S04aH02 | 0.026013 | IMPNRGZ
elc_spv_NGA_024 | S04aH03 | 0.075255 | IMPNRGZ | elc_won_NGA_024 | S04aH03 | 0.012661 | IMPNRGZ
elc_spv_NGA_024 | S04aH04 | 0.081486 | IMPNRGZ | elc_won_NGA_024 | S04aH04 | 0.013255 | IMPNRGZ
elc_spv_NGA_024 | S04aH05 | 0.053248 | IMPNRGZ | elc_won_NGA_024 | S04aH05 | 0.010926 | IMPNRGZ
elc_spv_NGA_024 | S04aH06 | 0 | IMPNRGZ | elc_won_NGA_024 | S04aH06 | 0.011717 | IMPNRGZ
elc_spv_NGA_025 | S01aH01 | 0 | IMPNRGZ | elc_won_NGA_025 | S01aH01 | 0.1572 | IMPNRGZ
elc_spv_NGA_025 | S01aH02 | 0.037591 | IMPNRGZ | elc_won_NGA_025 | S01aH02 | 0.057272 | IMPNRGZ
elc_spv_NGA_025 | S01aH03 | 0.095813 | IMPNRGZ | elc_won_NGA_025 | S01aH03 | 0.02237 | IMPNRGZ
elc_spv_NGA_025 | S01aH04 | 0.096862 | IMPNRGZ | elc_won_NGA_025 | S01aH04 | 0.0168 | IMPNRGZ
elc_spv_NGA_025 | S01aH05 | 0.069485 | IMPNRGZ | elc_won_NGA_025 | S01aH05 | 0.016621 | IMPNRGZ
elc_spv_NGA_025 | S01aH06 | 0.0025238 | IMPNRGZ | elc_won_NGA_025 | S01aH06 | 0.03644 | IMPNRGZ
elc_spv_NGA_025 | S02aH01 | 0 | IMPNRGZ | elc_won_NGA_025 | S02aH01 | 0.12958 | IMPNRGZ
elc_spv_NGA_025 | S02aH02 | 0.034285 | IMPNRGZ | elc_won_NGA_025 | S02aH02 | 0.059012 | IMPNRGZ
elc_spv_NGA_025 | S02aH03 | 0.077643 | IMPNRGZ | elc_won_NGA_025 | S02aH03 | 0.017694 | IMPNRGZ
elc_spv_NGA_025 | S02aH04 | 0.087474 | IMPNRGZ | elc_won_NGA_025 | S02aH04 | 0.0080762 | IMPNRGZ
elc_spv_NGA_025 | S02aH05 | 0.057336 | IMPNRGZ | elc_won_NGA_025 | S02aH05 | 0.0090266 | IMPNRGZ
elc_spv_NGA_025 | S02aH06 | 0.0070191 | IMPNRGZ | elc_won_NGA_025 | S02aH06 | 0.021636 | IMPNRGZ
elc_spv_NGA_025 | S03aH01 | 0 | IMPNRGZ | elc_won_NGA_025 | S03aH01 | 0.14603 | IMPNRGZ
elc_spv_NGA_025 | S03aH02 | 0.019062 | IMPNRGZ | elc_won_NGA_025 | S03aH02 | 0.069344 | IMPNRGZ
elc_spv_NGA_025 | S03aH03 | 0.049933 | IMPNRGZ | elc_won_NGA_025 | S03aH03 | 0.030828 | IMPNRGZ
elc_spv_NGA_025 | S03aH04 | 0.061654 | IMPNRGZ | elc_won_NGA_025 | S03aH04 | 0.011619 | IMPNRGZ
elc_spv_NGA_025 | S03aH05 | 0.038637 | IMPNRGZ | elc_won_NGA_025 | S03aH05 | 0.0087793 | IMPNRGZ
elc_spv_NGA_025 | S03aH06 | 0.0038398 | IMPNRGZ | elc_won_NGA_025 | S03aH06 | 0.024524 | IMPNRGZ
elc_spv_NGA_025 | S04aH01 | 0 | IMPNRGZ | elc_won_NGA_025 | S04aH01 | 0.084116 | IMPNRGZ
elc_spv_NGA_025 | S04aH02 | 0.04141 | IMPNRGZ | elc_won_NGA_025 | S04aH02 | 0.030549 | IMPNRGZ
elc_spv_NGA_025 | S04aH03 | 0.077827 | IMPNRGZ | elc_won_NGA_025 | S04aH03 | 0.010984 | IMPNRGZ
elc_spv_NGA_025 | S04aH04 | 0.085384 | IMPNRGZ | elc_won_NGA_025 | S04aH04 | 0.0090143 | IMPNRGZ
elc_spv_NGA_025 | S04aH05 | 0.055929 | IMPNRGZ | elc_won_NGA_025 | S04aH05 | 0.0077584 | IMPNRGZ
elc_spv_NGA_025 | S04aH06 | 0.00029066 | IMPNRGZ | elc_won_NGA_025 | S04aH06 | 0.014733 | IMPNRGZ
elc_spv_NGA_026 | S01aH01 | 0 | IMPNRGZ | elc_won_NGA_026 | S01aH01 | 0.20135 | IMPNRGZ
elc_spv_NGA_026 | S01aH02 | 0.040523 | IMPNRGZ | elc_won_NGA_026 | S01aH02 | 0.088449 | IMPNRGZ
elc_spv_NGA_026 | S01aH03 | 0.096412 | IMPNRGZ | elc_won_NGA_026 | S01aH03 | 0.026313 | IMPNRGZ
elc_spv_NGA_026 | S01aH04 | 0.09861 | IMPNRGZ | elc_won_NGA_026 | S01aH04 | 0.016735 | IMPNRGZ
elc_spv_NGA_026 | S01aH05 | 0.070398 | IMPNRGZ | elc_won_NGA_026 | S01aH05 | 0.016536 | IMPNRGZ
elc_spv_NGA_026 | S01aH06 | 0.0001848 | IMPNRGZ | elc_won_NGA_026 | S01aH06 | 0.052787 | IMPNRGZ
elc_spv_NGA_026 | S02aH01 | 0 | IMPNRGZ | elc_won_NGA_026 | S02aH01 | 0.1137 | IMPNRGZ
elc_spv_NGA_026 | S02aH02 | 0.03468 | IMPNRGZ | elc_won_NGA_026 | S02aH02 | 0.054046 | IMPNRGZ
elc_spv_NGA_026 | S02aH03 | 0.075814 | IMPNRGZ | elc_won_NGA_026 | S02aH03 | 0.02964 | IMPNRGZ
elc_spv_NGA_026 | S02aH04 | 0.086945 | IMPNRGZ | elc_won_NGA_026 | S02aH04 | 0.011837 | IMPNRGZ
elc_spv_NGA_026 | S02aH05 | 0.05676 | IMPNRGZ | elc_won_NGA_026 | S02aH05 | 0.009505 | IMPNRGZ
elc_spv_NGA_026 | S02aH06 | 0.0018191 | IMPNRGZ | elc_won_NGA_026 | S02aH06 | 0.021724 | IMPNRGZ
elc_spv_NGA_026 | S03aH01 | 0 | IMPNRGZ | elc_won_NGA_026 | S03aH01 | 0.083129 | IMPNRGZ
elc_spv_NGA_026 | S03aH02 | 0.018384 | IMPNRGZ | elc_won_NGA_026 | S03aH02 | 0.056712 | IMPNRGZ
elc_spv_NGA_026 | S03aH03 | 0.051645 | IMPNRGZ | elc_won_NGA_026 | S03aH03 | 0.047163 | IMPNRGZ
elc_spv_NGA_026 | S03aH04 | 0.064548 | IMPNRGZ | elc_won_NGA_026 | S03aH04 | 0.024429 | IMPNRGZ
elc_spv_NGA_026 | S03aH05 | 0.03933 | IMPNRGZ | elc_won_NGA_026 | S03aH05 | 0.012302 | IMPNRGZ
elc_spv_NGA_026 | S03aH06 | 0.0042639 | IMPNRGZ | elc_won_NGA_026 | S03aH06 | 0.010978 | IMPNRGZ
elc_spv_NGA_026 | S04aH01 | 0 | IMPNRGZ | elc_won_NGA_026 | S04aH01 | 0.047514 | IMPNRGZ
elc_spv_NGA_026 | S04aH02 | 0.0415 | IMPNRGZ | elc_won_NGA_026 | S04aH02 | 0.03096 | IMPNRGZ
elc_spv_NGA_026 | S04aH03 | 0.075614 | IMPNRGZ | elc_won_NGA_026 | S04aH03 | 0.01419 | IMPNRGZ
elc_spv_NGA_026 | S04aH04 | 0.086085 | IMPNRGZ | elc_won_NGA_026 | S04aH04 | 0.0094266 | IMPNRGZ
elc_spv_NGA_026 | S04aH05 | 0.056484 | IMPNRGZ | elc_won_NGA_026 | S04aH05 | 0.0069377 | IMPNRGZ
elc_spv_NGA_026 | S04aH06 | 0 | IMPNRGZ | elc_won_NGA_026 | S04aH06 | 0.013646 | IMPNRGZ
elc_spv_NGA_027 | S01aH01 | 0 | IMPNRGZ | elc_won_NGA_027 | S01aH01 | 0.1919 | IMPNRGZ
elc_spv_NGA_027 | S01aH02 | 0.038017 | IMPNRGZ | elc_won_NGA_027 | S01aH02 | 0.070077 | IMPNRGZ
elc_spv_NGA_027 | S01aH03 | 0.085778 | IMPNRGZ | elc_won_NGA_027 | S01aH03 | 0.02025 | IMPNRGZ
elc_spv_NGA_027 | S01aH04 | 0.085566 | IMPNRGZ | elc_won_NGA_027 | S01aH04 | 0.012007 | IMPNRGZ
elc_spv_NGA_027 | S01aH05 | 0.059755 | IMPNRGZ | elc_won_NGA_027 | S01aH05 | 0.017526 | IMPNRGZ
elc_spv_NGA_027 | S01aH06 | 0 | IMPNRGZ | elc_won_NGA_027 | S01aH06 | 0.048659 | IMPNRGZ
elc_spv_NGA_027 | S02aH01 | 0 | IMPNRGZ | elc_won_NGA_027 | S02aH01 | 0.14677 | IMPNRGZ
elc_spv_NGA_027 | S02aH02 | 0.043478 | IMPNRGZ | elc_won_NGA_027 | S02aH02 | 0.054336 | IMPNRGZ
elc_spv_NGA_027 | S02aH03 | 0.0821 | IMPNRGZ | elc_won_NGA_027 | S02aH03 | 0.021547 | IMPNRGZ
elc_spv_NGA_027 | S02aH04 | 0.082079 | IMPNRGZ | elc_won_NGA_027 | S02aH04 | 0.0092731 | IMPNRGZ
elc_spv_NGA_027 | S02aH05 | 0.052864 | IMPNRGZ | elc_won_NGA_027 | S02aH05 | 0.010962 | IMPNRGZ
elc_spv_NGA_027 | S02aH06 | 0.00034579 | IMPNRGZ | elc_won_NGA_027 | S02aH06 | 0.033231 | IMPNRGZ
elc_spv_NGA_027 | S03aH01 | 0 | IMPNRGZ | elc_won_NGA_027 | S03aH01 | 0.099637 | IMPNRGZ
elc_spv_NGA_027 | S03aH02 | 0.031987 | IMPNRGZ | elc_won_NGA_027 | S03aH02 | 0.059291 | IMPNRGZ
elc_spv_NGA_027 | S03aH03 | 0.065033 | IMPNRGZ | elc_won_NGA_027 | S03aH03 | 0.030593 | IMPNRGZ
elc_spv_NGA_027 | S03aH04 | 0.067468 | IMPNRGZ | elc_won_NGA_027 | S03aH04 | 0.01509 | IMPNRGZ
elc_spv_NGA_027 | S03aH05 | 0.038574 | IMPNRGZ | elc_won_NGA_027 | S03aH05 | 0.011924 | IMPNRGZ
elc_spv_NGA_027 | S03aH06 | 0.0032159 | IMPNRGZ | elc_won_NGA_027 | S03aH06 | 0.023453 | IMPNRGZ
elc_spv_NGA_027 | S04aH01 | 0 | IMPNRGZ | elc_won_NGA_027 | S04aH01 | 0.061405 | IMPNRGZ
elc_spv_NGA_027 | S04aH02 | 0.050299 | IMPNRGZ | elc_won_NGA_027 | S04aH02 | 0.029095 | IMPNRGZ
elc_spv_NGA_027 | S04aH03 | 0.081509 | IMPNRGZ | elc_won_NGA_027 | S04aH03 | 0.011283 | IMPNRGZ
elc_spv_NGA_027 | S04aH04 | 0.080642 | IMPNRGZ | elc_won_NGA_027 | S04aH04 | 0.0058702 | IMPNRGZ
elc_spv_NGA_027 | S04aH05 | 0.051288 | IMPNRGZ | elc_won_NGA_027 | S04aH05 | 0.004731 | IMPNRGZ
elc_spv_NGA_027 | S04aH06 | 0 | IMPNRGZ | elc_won_NGA_027 | S04aH06 | 0.011093 | IMPNRGZ
elc_spv_NGA_028 | S01aH01 | 0 | IMPNRGZ
elc_spv_NGA_028 | S01aH02 | 0.033424 | IMPNRGZ
elc_spv_NGA_028 | S01aH03 | 0.082777 | IMPNRGZ
elc_spv_NGA_028 | S01aH04 | 0.083452 | IMPNRGZ
elc_spv_NGA_028 | S01aH05 | 0.061558 | IMPNRGZ
elc_spv_NGA_028 | S01aH06 | 0.00079362 | IMPNRGZ
elc_spv_NGA_028 | S02aH01 | 0 | IMPNRGZ
elc_spv_NGA_028 | S02aH02 | 0.039361 | IMPNRGZ
elc_spv_NGA_028 | S02aH03 | 0.080853 | IMPNRGZ
elc_spv_NGA_028 | S02aH04 | 0.081925 | IMPNRGZ
elc_spv_NGA_028 | S02aH05 | 0.055278 | IMPNRGZ
elc_spv_NGA_028 | S02aH06 | 0.0060652 | IMPNRGZ
elc_spv_NGA_028 | S03aH01 | 0 | IMPNRGZ
elc_spv_NGA_028 | S03aH02 | 0.032046 | IMPNRGZ
elc_spv_NGA_028 | S03aH03 | 0.063008 | IMPNRGZ
elc_spv_NGA_028 | S03aH04 | 0.068501 | IMPNRGZ
elc_spv_NGA_028 | S03aH05 | 0.043103 | IMPNRGZ
elc_spv_NGA_028 | S03aH06 | 0.0042705 | IMPNRGZ
elc_spv_NGA_028 | S04aH01 | 0 | IMPNRGZ
elc_spv_NGA_028 | S04aH02 | 0.045058 | IMPNRGZ
elc_spv_NGA_028 | S04aH03 | 0.082069 | IMPNRGZ
elc_spv_NGA_028 | S04aH04 | 0.08181 | IMPNRGZ
elc_spv_NGA_028 | S04aH05 | 0.054393 | IMPNRGZ
elc_spv_NGA_028 | S04aH06 | 0.0002552 | IMPNRGZ
elc_spv_NGA_029 | S01aH01 | 0 | IMPNRGZ
elc_spv_NGA_029 | S01aH02 | 0.035467 | IMPNRGZ
elc_spv_NGA_029 | S01aH03 | 0.081541 | IMPNRGZ
elc_spv_NGA_029 | S01aH04 | 0.081463 | IMPNRGZ
elc_spv_NGA_029 | S01aH05 | 0.057531 | IMPNRGZ
elc_spv_NGA_029 | S01aH06 | 0 | IMPNRGZ
elc_spv_NGA_029 | S02aH01 | 0 | IMPNRGZ
elc_spv_NGA_029 | S02aH02 | 0.044228 | IMPNRGZ
elc_spv_NGA_029 | S02aH03 | 0.080799 | IMPNRGZ
elc_spv_NGA_029 | S02aH04 | 0.080932 | IMPNRGZ
elc_spv_NGA_029 | S02aH05 | 0.054754 | IMPNRGZ
elc_spv_NGA_029 | S02aH06 | 0.0016874 | IMPNRGZ
elc_spv_NGA_029 | S03aH01 | 0 | IMPNRGZ
elc_spv_NGA_029 | S03aH02 | 0.035003 | IMPNRGZ
elc_spv_NGA_029 | S03aH03 | 0.066046 | IMPNRGZ
elc_spv_NGA_029 | S03aH04 | 0.06985 | IMPNRGZ
elc_spv_NGA_029 | S03aH05 | 0.043714 | IMPNRGZ
elc_spv_NGA_029 | S03aH06 | 0.0040237 | IMPNRGZ
elc_spv_NGA_029 | S04aH01 | 0 | IMPNRGZ
elc_spv_NGA_029 | S04aH02 | 0.050016 | IMPNRGZ
elc_spv_NGA_029 | S04aH03 | 0.081106 | IMPNRGZ
elc_spv_NGA_029 | S04aH04 | 0.080086 | IMPNRGZ
elc_spv_NGA_029 | S04aH05 | 0.051755 | IMPNRGZ
elc_spv_NGA_029 | S04aH06 | 5.4709e-07 | IMPNRGZ
elc_spv_NGA_030 | S01aH01 | 0 | IMPNRGZ
elc_spv_NGA_030 | S01aH02 | 0.029957 | IMPNRGZ
elc_spv_NGA_030 | S01aH03 | 0.081825 | IMPNRGZ
elc_spv_NGA_030 | S01aH04 | 0.08331 | IMPNRGZ
elc_spv_NGA_030 | S01aH05 | 0.062838 | IMPNRGZ
elc_spv_NGA_030 | S01aH06 | 0.0024612 | IMPNRGZ
elc_spv_NGA_030 | S02aH01 | 0 | IMPNRGZ
elc_spv_NGA_030 | S02aH02 | 0.03485 | IMPNRGZ
elc_spv_NGA_030 | S02aH03 | 0.079558 | IMPNRGZ
elc_spv_NGA_030 | S02aH04 | 0.082371 | IMPNRGZ
elc_spv_NGA_030 | S02aH05 | 0.05641 | IMPNRGZ
elc_spv_NGA_030 | S02aH06 | 0.0059694 | IMPNRGZ
elc_spv_NGA_030 | S03aH01 | 0 | IMPNRGZ
elc_spv_NGA_030 | S03aH02 | 0.030696 | IMPNRGZ
elc_spv_NGA_030 | S03aH03 | 0.065742 | IMPNRGZ
elc_spv_NGA_030 | S03aH04 | 0.071744 | IMPNRGZ
elc_spv_NGA_030 | S03aH05 | 0.048296 | IMPNRGZ
elc_spv_NGA_030 | S03aH06 | 0.005573 | IMPNRGZ
elc_spv_NGA_030 | S04aH01 | 0 | IMPNRGZ
elc_spv_NGA_030 | S04aH02 | 0.03639 | IMPNRGZ
elc_spv_NGA_030 | S04aH03 | 0.080361 | IMPNRGZ
elc_spv_NGA_030 | S04aH04 | 0.082014 | IMPNRGZ
elc_spv_NGA_030 | S04aH05 | 0.058297 | IMPNRGZ
elc_spv_NGA_030 | S04aH06 | 0.001338 | IMPNRGZ
elc_spv_NGA_031 | S01aH01 | 0 | IMPNRGZ
elc_spv_NGA_031 | S01aH02 | 0.030554 | IMPNRGZ
elc_spv_NGA_031 | S01aH03 | 0.084813 | IMPNRGZ
elc_spv_NGA_031 | S01aH04 | 0.087183 | IMPNRGZ
elc_spv_NGA_031 | S01aH05 | 0.066844 | IMPNRGZ
elc_spv_NGA_031 | S01aH06 | 0.0036124 | IMPNRGZ
elc_spv_NGA_031 | S02aH01 | 0 | IMPNRGZ
elc_spv_NGA_031 | S02aH02 | 0.032613 | IMPNRGZ
elc_spv_NGA_031 | S02aH03 | 0.079903 | IMPNRGZ
elc_spv_NGA_031 | S02aH04 | 0.084097 | IMPNRGZ
elc_spv_NGA_031 | S02aH05 | 0.0568 | IMPNRGZ
elc_spv_NGA_031 | S02aH06 | 0.0063281 | IMPNRGZ
elc_spv_NGA_031 | S03aH01 | 0 | IMPNRGZ
elc_spv_NGA_031 | S03aH02 | 0.027172 | IMPNRGZ
elc_spv_NGA_031 | S03aH03 | 0.062103 | IMPNRGZ
elc_spv_NGA_031 | S03aH04 | 0.068073 | IMPNRGZ
elc_spv_NGA_031 | S03aH05 | 0.046771 | IMPNRGZ
elc_spv_NGA_031 | S03aH06 | 0.0057089 | IMPNRGZ
elc_spv_NGA_031 | S04aH01 | 0 | IMPNRGZ
elc_spv_NGA_031 | S04aH02 | 0.035938 | IMPNRGZ
elc_spv_NGA_031 | S04aH03 | 0.079973 | IMPNRGZ
elc_spv_NGA_031 | S04aH04 | 0.081038 | IMPNRGZ
elc_spv_NGA_031 | S04aH05 | 0.058878 | IMPNRGZ
elc_spv_NGA_031 | S04aH06 | 0.0015965 | IMPNRGZ
elc_spv_NGA_032 | S01aH01 | 0 | IMPNRGZ
elc_spv_NGA_032 | S01aH02 | 0.034298 | IMPNRGZ
elc_spv_NGA_032 | S01aH03 | 0.089899 | IMPNRGZ
elc_spv_NGA_032 | S01aH04 | 0.091726 | IMPNRGZ
elc_spv_NGA_032 | S01aH05 | 0.068635 | IMPNRGZ
elc_spv_NGA_032 | S01aH06 | 0.0032247 | IMPNRGZ
elc_spv_NGA_032 | S02aH01 | 0 | IMPNRGZ
elc_spv_NGA_032 | S02aH02 | 0.034575 | IMPNRGZ
elc_spv_NGA_032 | S02aH03 | 0.081065 | IMPNRGZ
elc_spv_NGA_032 | S02aH04 | 0.085884 | IMPNRGZ
elc_spv_NGA_032 | S02aH05 | 0.058417 | IMPNRGZ
elc_spv_NGA_032 | S02aH06 | 0.0065736 | IMPNRGZ
elc_spv_NGA_032 | S03aH01 | 0 | IMPNRGZ
elc_spv_NGA_032 | S03aH02 | 0.023984 | IMPNRGZ
elc_spv_NGA_032 | S03aH03 | 0.053664 | IMPNRGZ
elc_spv_NGA_032 | S03aH04 | 0.061668 | IMPNRGZ
elc_spv_NGA_032 | S03aH05 | 0.041283 | IMPNRGZ
elc_spv_NGA_032 | S03aH06 | 0.0048833 | IMPNRGZ
elc_spv_NGA_032 | S04aH01 | 0 | IMPNRGZ
elc_spv_NGA_032 | S04aH02 | 0.037521 | IMPNRGZ
elc_spv_NGA_032 | S04aH03 | 0.079246 | IMPNRGZ
elc_spv_NGA_032 | S04aH04 | 0.08312 | IMPNRGZ
elc_spv_NGA_032 | S04aH05 | 0.059455 | IMPNRGZ
elc_spv_NGA_032 | S04aH06 | 0.0008798 | IMPNRGZ
elc_spv_NGA_033 | S01aH01 | 0 | IMPNRGZ
elc_spv_NGA_033 | S01aH02 | 0.036679 | IMPNRGZ
elc_spv_NGA_033 | S01aH03 | 0.091131 | IMPNRGZ
elc_spv_NGA_033 | S01aH04 | 0.091698 | IMPNRGZ
elc_spv_NGA_033 | S01aH05 | 0.066839 | IMPNRGZ
elc_spv_NGA_033 | S01aH06 | 0.0014637 | IMPNRGZ
elc_spv_NGA_033 | S02aH01 | 0 | IMPNRGZ
elc_spv_NGA_033 | S02aH02 | 0.037382 | IMPNRGZ
elc_spv_NGA_033 | S02aH03 | 0.081332 | IMPNRGZ
elc_spv_NGA_033 | S02aH04 | 0.086438 | IMPNRGZ
elc_spv_NGA_033 | S02aH05 | 0.055532 | IMPNRGZ
elc_spv_NGA_033 | S02aH06 | 0.00645 | IMPNRGZ
elc_spv_NGA_033 | S03aH01 | 0 | IMPNRGZ
elc_spv_NGA_033 | S03aH02 | 0.023051 | IMPNRGZ
elc_spv_NGA_033 | S03aH03 | 0.053118 | IMPNRGZ
elc_spv_NGA_033 | S03aH04 | 0.063376 | IMPNRGZ
elc_spv_NGA_033 | S03aH05 | 0.036852 | IMPNRGZ
elc_spv_NGA_033 | S03aH06 | 0.0030809 | IMPNRGZ
elc_spv_NGA_033 | S04aH01 | 0 | IMPNRGZ
elc_spv_NGA_033 | S04aH02 | 0.046412 | IMPNRGZ
elc_spv_NGA_033 | S04aH03 | 0.081434 | IMPNRGZ
elc_spv_NGA_033 | S04aH04 | 0.083508 | IMPNRGZ
elc_spv_NGA_033 | S04aH05 | 0.054076 | IMPNRGZ
elc_spv_NGA_033 | S04aH06 | 0.00014806 | IMPNRGZ
elc_spv_NGA_034 | S01aH01 | 0 | IMPNRGZ
elc_spv_NGA_034 | S01aH02 | 0.034612 | IMPNRGZ
elc_spv_NGA_034 | S01aH03 | 0.091662 | IMPNRGZ
elc_spv_NGA_034 | S01aH04 | 0.09403 | IMPNRGZ
elc_spv_NGA_034 | S01aH05 | 0.068191 | IMPNRGZ
elc_spv_NGA_034 | S01aH06 | 0.0032493 | IMPNRGZ
elc_spv_NGA_034 | S02aH01 | 0 | IMPNRGZ
elc_spv_NGA_034 | S02aH02 | 0.033423 | IMPNRGZ
elc_spv_NGA_034 | S02aH03 | 0.08017 | IMPNRGZ
elc_spv_NGA_034 | S02aH04 | 0.086449 | IMPNRGZ
elc_spv_NGA_034 | S02aH05 | 0.059007 | IMPNRGZ
elc_spv_NGA_034 | S02aH06 | 0.006787 | IMPNRGZ
elc_spv_NGA_034 | S03aH01 | 0 | IMPNRGZ
elc_spv_NGA_034 | S03aH02 | 0.021167 | IMPNRGZ
elc_spv_NGA_034 | S03aH03 | 0.053071 | IMPNRGZ
elc_spv_NGA_034 | S03aH04 | 0.06368 | IMPNRGZ
elc_spv_NGA_034 | S03aH05 | 0.043063 | IMPNRGZ
elc_spv_NGA_034 | S03aH06 | 0.00498 | IMPNRGZ
elc_spv_NGA_034 | S04aH01 | 0 | IMPNRGZ
elc_spv_NGA_034 | S04aH02 | 0.035499 | IMPNRGZ
elc_spv_NGA_034 | S04aH03 | 0.07777 | IMPNRGZ
elc_spv_NGA_034 | S04aH04 | 0.083639 | IMPNRGZ
elc_spv_NGA_034 | S04aH05 | 0.05877 | IMPNRGZ
elc_spv_NGA_034 | S04aH06 | 0.00078094 | IMPNRGZ
elc_spv_NGA_035 | S01aH01 | 0 | IMPNRGZ
elc_spv_NGA_035 | S01aH02 | 0.031863 | IMPNRGZ
elc_spv_NGA_035 | S01aH03 | 0.087695 | IMPNRGZ
elc_spv_NGA_035 | S01aH04 | 0.090396 | IMPNRGZ
elc_spv_NGA_035 | S01aH05 | 0.068579 | IMPNRGZ
elc_spv_NGA_035 | S01aH06 | 0.0040145 | IMPNRGZ
elc_spv_NGA_035 | S02aH01 | 0 | IMPNRGZ
elc_spv_NGA_035 | S02aH02 | 0.031561 | IMPNRGZ
elc_spv_NGA_035 | S02aH03 | 0.08035 | IMPNRGZ
elc_spv_NGA_035 | S02aH04 | 0.085712 | IMPNRGZ
elc_spv_NGA_035 | S02aH05 | 0.057502 | IMPNRGZ
elc_spv_NGA_035 | S02aH06 | 0.0065254 | IMPNRGZ
elc_spv_NGA_035 | S03aH01 | 0 | IMPNRGZ
elc_spv_NGA_035 | S03aH02 | 0.023784 | IMPNRGZ
elc_spv_NGA_035 | S03aH03 | 0.057641 | IMPNRGZ
elc_spv_NGA_035 | S03aH04 | 0.065461 | IMPNRGZ
elc_spv_NGA_035 | S03aH05 | 0.045128 | IMPNRGZ
elc_spv_NGA_035 | S03aH06 | 0.005905 | IMPNRGZ
elc_spv_NGA_035 | S04aH01 | 0 | IMPNRGZ
elc_spv_NGA_035 | S04aH02 | 0.035178 | IMPNRGZ
elc_spv_NGA_035 | S04aH03 | 0.079421 | IMPNRGZ
elc_spv_NGA_035 | S04aH04 | 0.08122 | IMPNRGZ
elc_spv_NGA_035 | S04aH05 | 0.060357 | IMPNRGZ
elc_spv_NGA_035 | S04aH06 | 0.0017057 | IMPNRGZ
elc_spv_NGA_036 | S01aH01 | 0 | IMPNRGZ
elc_spv_NGA_036 | S01aH02 | 0.031914 | IMPNRGZ
elc_spv_NGA_036 | S01aH03 | 0.090651 | IMPNRGZ
elc_spv_NGA_036 | S01aH04 | 0.092984 | IMPNRGZ
elc_spv_NGA_036 | S01aH05 | 0.069342 | IMPNRGZ
elc_spv_NGA_036 | S01aH06 | 0.0043934 | IMPNRGZ
elc_spv_NGA_036 | S02aH01 | 0 | IMPNRGZ
elc_spv_NGA_036 | S02aH02 | 0.029771 | IMPNRGZ
elc_spv_NGA_036 | S02aH03 | 0.081645 | IMPNRGZ
elc_spv_NGA_036 | S02aH04 | 0.088799 | IMPNRGZ
elc_spv_NGA_036 | S02aH05 | 0.055848 | IMPNRGZ
elc_spv_NGA_036 | S02aH06 | 0.0059582 | IMPNRGZ
elc_spv_NGA_036 | S03aH01 | 0 | IMPNRGZ
elc_spv_NGA_036 | S03aH02 | 0.020057 | IMPNRGZ
elc_spv_NGA_036 | S03aH03 | 0.055559 | IMPNRGZ
elc_spv_NGA_036 | S03aH04 | 0.067522 | IMPNRGZ
elc_spv_NGA_036 | S03aH05 | 0.045818 | IMPNRGZ
elc_spv_NGA_036 | S03aH06 | 0.0058937 | IMPNRGZ
elc_spv_NGA_036 | S04aH01 | 0 | IMPNRGZ
elc_spv_NGA_036 | S04aH02 | 0.029592 | IMPNRGZ
elc_spv_NGA_036 | S04aH03 | 0.080057 | IMPNRGZ
elc_spv_NGA_036 | S04aH04 | 0.083347 | IMPNRGZ
elc_spv_NGA_036 | S04aH05 | 0.05898 | IMPNRGZ
elc_spv_NGA_036 | S04aH06 | 0.0018705 | IMPNRGZ

## firmness
~TFM_DINS-TSL: attribute=FLO_EMIS; other_indexes=ACT | [25 empty] | ~TFM_INS-TSL: attribute=FLO_SHAR; limtype=FX | [25 empty] | ~TFM_INS-TSL: attribute=FLO_SHAR; limtype=FX | [25 empty] | ~TFM_DINS-TSL: attribute=NCAP_PKCNT | [24 empty] | ~TFM_DINS-AT
process | commodity | S01aH01 | S01aH02 | S01aH03 | S01aH04 | S01aH05 | S01aH06 | S02aH01 | S02aH02 | S02aH03 | S02aH04 | S02aH05 | S02aH06 | S03aH01 | S03aH02 | S03aH03 | S03aH04 | S03aH05 | S03aH06 | S04aH01 | S04aH02 | S04aH03 | S04aH04 | S04aH05 | S04aH06 | process | commodity | S01aH01 | S01aH02 | S01aH03 | S01aH04 | S01aH05 | S01aH06 | S02aH01 | S02aH02 | S02aH03 | S02aH04 | S02aH05 | S02aH06 | S03aH01 | S03aH02 | S03aH03 | S03aH04 | S03aH05 | S03aH06 | S04aH01 | S04aH02 | S04aH03 | S04aH04 | S04aH05 | S04aH06 | process | commodity | S01aH01 | S01aH02 | S01aH03 | S01aH04 | S01aH05 | S01aH06 | S02aH01 | S02aH02 | S02aH03 | S02aH04 | S02aH05 | S02aH06 | S03aH01 | S03aH02 | S03aH03 | S03aH04 | S03aH05 | S03aH06 | S04aH01 | S04aH02 | S04aH03 | S04aH04 | S04aH05 | S04aH06 | process | S01aH01 | S01aH02 | S01aH03 | S01aH04 | S01aH05 | S01aH06 | S02aH01 | S02aH02 | S02aH03 | S02aH04 | S02aH05 | S02aH06 | S03aH01 | S03aH02 | S03aH03 | S03aH04 | S03aH05 | S03aH06 | S04aH01 | S04aH02 | S04aH03 | S04aH04 | S04aH05 | S04aH06 | process | commodity | other_indexes | ncap_com
distr_solelc_spv_NGA_001 | DEF_E | 0 | 0.57714 | 0.093986 | 0.046853 | 0.14259 | 0.77264 | 0 | 0.53849 | 0.091254 | 0.081306 | 0.19606 | 0.69912 | 0 | 0.55813 | 0.1196 | 0.099283 | 0.16536 | 0.67578 | 0 | 0.56402 | 0.11607 | 0.082517 | 0.19671 | 0.89769 | distr_sol* | ELC4H | 0 | 0.31441 | 0.016974 | 0.0058504 | 0.01501 | 0.45957 | 0 | 0.24038 | 0.027655 | 0.0076771 | 0.016544 | 0.44648 | 0 | 0.25124 | 0.046062 | 0.0072104 | 0.020393 | 0.43464 | 0 | 0.24944 | 0.030227 | 0.00055473 | 0.0097549 | 0.45069 | distr_sol* | ELC8H | 0 | 0 | 0 | 0.0036134 | 0.035213 | 0 | 0 | 0 | 0 | 0.012261 | 0.045449 | 0 | 0 | 0 | 0.0013897 | 0.023714 | 0.048458 | 0 | 0 | 0 | 0 | 0.021608 | 0.062313 | 0 | distr_solelc_spv_NGA_001 | 0 | 0.10523 | 0.53813 | 0.61452 | 0.42743 | 0.03086 | 0 | 0.090548 | 0.4371 | 0.52385 | 0.29967 | 0.029555 | 0 | 0.059352 | 0.32657 | 0.42008 | 0.2558 | 0.031917 | 0 | 0.073712 | 0.4013 | 0.50442 | 0.30203 | 0.0084412 | distr_solelc_spv_NGA_001 | DEF_C | OUT | 0.39787
distr_solelc_spv_NGA_002 | DEF_E | 0 | 0.54342 | 0.057487 | 0.035528 | 0.12072 | 0.78838 | 0 | 0.53031 | 0.092891 | 0.065993 | 0.16732 | 0.69325 | 0 | 0.55163 | 0.13332 | 0.10035 | 0.16635 | 0.68233 | 0 | 0.56241 | 0.1201 | 0.078985 | 0.17379 | 0.90481 | distr_won* | ELC4H | 0.0078883 | 0.00090304 | 0.029347 | 0.06581 | 0.012522 | 0.040774 | 0.034804 | 0.0051676 | 0.026148 | 0.15776 | 0.061714 | 0.053811 | 0.027054 | 0.00017299 | 0.0025301 | 0.01103 | 0.016044 | 0.066044 | 0.010086 | 0.00074181 | 0.029458 | 0.068045 | 0.017799 | 0.036214 | distr_won* | ELC8H | 0.017315 | 0.006868 | 0.0034437 | 0.01615 | 0.075627 | 0.0068601 | 0.023427 | 0.052862 | 0.032953 | 0.016489 | 0.14346 | 0.037647 | 0.053849 | 0.023944 | 0.021774 | 0.0052336 | 0.0051213 | 0.01501 | 0.018749 | 0.0083193 | 0 | 0.0082807 | 0.0783 | 0.021929 | distr_solelc_spv_NGA_002 | 0 | 0.13585 | 0.6055 | 0.64104 | 0.46545 | 0.032752 | 0 | 0.11156 | 0.50834 | 0.58359 | 0.34771 | 0.033284 | 0 | 0.069939 | 0.34626 | 0.45071 | 0.29874 | 0.037672 | 0 | 0.092748 | 0.48795 | 0.56052 | 0.36611 | 0.011445 | distr_solelc_spv_NGA_002 | DEF_C | OUT | 0.45473
distr_solelc_spv_NGA_003 | DEF_E | 0 | 0.55214 | 0.083098 | 0.041845 | 0.12518 | 0.7473 | 0 | 0.53839 | 0.090001 | 0.074152 | 0.16851 | 0.68933 | 0 | 0.56073 | 0.1187 | 0.10154 | 0.1559 | 0.67745 | 0 | 0.55973 | 0.11247 | 0.079812 | 0.17199 | 0.88513 | distr_wof* | ELC4H | 0.02541 | 0.0049681 | 0.049124 | 0.059287 | 0.023674 | 0.055348 | 0.054273 | 0.020348 | 0.033517 | 0.051302 | 0.067096 | 0.058459 | 0.015927 | 0.00039482 | 0.010515 | 0.029191 | 0.003553 | 0.0053893 | 0.014662 | 0.0016139 | 0.015827 | 0.014755 | 0.017152 | 0.0096403 | distr_wof* | ELC8H | 0.034771 | 0.069842 | 0.024889 | 0.027281 | 0.038742 | 0.020847 | 0.065928 | 0.068669 | 0.03365 | 0.02565 | 0.018026 | 0.047709 | 0.0088209 | 0.022346 | 0.0095224 | 0.0010394 | 0.023518 | 0.015949 | 0.014432 | 0.01273 | 0.020636 | 0.06199 | 0.010298 | 0.016222 | distr_solelc_spv_NGA_003 | 0 | 0.1129 | 0.55225 | 0.62234 | 0.45193 | 0.040057 | 0 | 0.10546 | 0.46174 | 0.54631 | 0.33682 | 0.036399 | 0 | 0.065198 | 0.33168 | 0.42496 | 0.27761 | 0.037164 | 0 | 0.078402 | 0.40183 | 0.51639 | 0.34311 | 0.01443 | distr_solelc_spv_NGA_003 | DEF_C | OUT | 0.38997
distr_solelc_spv_NGA_004 | DEF_E | 0 | 0.53568 | 0.085066 | 0.053341 | 0.13763 | 0.7367 | 0 | 0.53708 | 0.09095 | 0.08303 | 0.16498 | 0.69567 | 0 | 0.5417 | 0.1029 | 0.091403 | 0.16252 | 0.6823 | 0 | 0.52025 | 0.096707 | 0.07457 | 0.17484 | 0.89061 | [52 empty] | distr_solelc_spv_NGA_004 | 0 | 0.10537 | 0.51793 | 0.58998 | 0.41804 | 0.040332 | 0 | 0.11276 | 0.45246 | 0.50661 | 0.30933 | 0.038194 | 0 | 0.083591 | 0.35249 | 0.42046 | 0.2658 | 0.036301 | 0 | 0.1128 | 0.42597 | 0.47193 | 0.2917 | 0.013309 | distr_solelc_spv_NGA_004 | DEF_C | OUT | 0.39406
distr_solelc_spv_NGA_005 | DEF_E | 0 | 0.56641 | 0.10578 | 0.07568 | 0.17865 | 0.79914 | 0 | 0.5207 | 0.10599 | 0.095847 | 0.22239 | 0.72439 | 0 | 0.54497 | 0.13584 | 0.11176 | 0.19122 | 0.69154 | 0 | 0.55284 | 0.1156 | 0.095378 | 0.21934 | 0.92474 | [52 empty] | distr_solelc_spv_NGA_005 | 0 | 0.094496 | 0.49671 | 0.56806 | 0.37737 | 0.025249 | 0 | 0.097017 | 0.43152 | 0.48541 | 0.2516 | 0.023498 | 0 | 0.064149 | 0.32325 | 0.40587 | 0.23621 | 0.02811 | 0 | 0.081542 | 0.41581 | 0.46058 | 0.23792 | 0.0061731 | distr_solelc_spv_NGA_005 | DEF_C | OUT | 0.40154
distr_solelc_spv_NGA_006 | DEF_E | 0 | 0.53035 | 0.093168 | 0.071969 | 0.16607 | 0.78724 | 0 | 0.54285 | 0.11083 | 0.10035 | 0.20843 | 0.72072 | 0 | 0.54745 | 0.13331 | 0.11141 | 0.19148 | 0.70073 | 0 | 0.54319 | 0.11236 | 0.10105 | 0.20514 | 0.92231 | [52 empty] | distr_solelc_spv_NGA_006 | 0 | 0.10859 | 0.50266 | 0.56269 | 0.38324 | 0.029169 | 0 | 0.10784 | 0.4455 | 0.483 | 0.27366 | 0.029306 | 0 | 0.079934 | 0.33791 | 0.41017 | 0.24805 | 0.032233 | 0 | 0.10536 | 0.44605 | 0.45021 | 0.24522 | 0.0077999 | distr_solelc_spv_NGA_006 | DEF_C | OUT | 0.40465
distr_solelc_spv_NGA_007 | DEF_E | 0 | 0.51005 | 0.08274 | 0.059121 | 0.15718 | 0.87207 | 0 | 0.51022 | 0.14404 | 0.11064 | 0.23364 | 0.922 | 0 | 0.52145 | 0.17519 | 0.17386 | 0.26887 | 0.75765 | 0 | 0.41266 | 0.14202 | 0.12432 | 0.24515 | 0 | [52 empty] | distr_solelc_spv_NGA_007 | 0 | 0.12812 | 0.50749 | 0.56112 | 0.37523 | 0.019501 | 0 | 0.11073 | 0.42442 | 0.4821 | 0.25894 | 0.010365 | 0 | 0.071843 | 0.31064 | 0.36547 | 0.1968 | 0.01986 | 0 | 0.12595 | 0.42276 | 0.43371 | 0.23075 | 0 | distr_solelc_spv_NGA_007 | DEF_C | OUT | 0.45159
distr_solelc_spv_NGA_008 | DEF_E | 0 | 0.52335 | 0.090108 | 0.074445 | 0.18994 | 0.83486 | 0 | 0.49327 | 0.12154 | 0.12101 | 0.2575 | 0.77133 | 0 | 0.51845 | 0.14227 | 0.13136 | 0.24342 | 0.7226 | 0 | 0.43905 | 0.13064 | 0.12152 | 0.26654 | 0.98413 | [52 empty] | distr_solelc_spv_NGA_008 | 0 | 0.11577 | 0.49596 | 0.54719 | 0.34739 | 0.018742 | 0 | 0.12315 | 0.42715 | 0.45075 | 0.21026 | 0.016251 | 0 | 0.071367 | 0.32056 | 0.35319 | 0.18267 | 0.017815 | 0 | 0.12263 | 0.41186 | 0.41758 | 0.17962 | 0.00036634 | distr_solelc_spv_NGA_008 | DEF_C | OUT | 0.3794
distr_solelc_spv_NGA_009 | DEF_E | 0 | 0.52508 | 0.079292 | 0.094418 | 0.20319 | 0.80811 | 0 | 0.51378 | 0.10909 | 0.12687 | 0.2493 | 0.74072 | 0 | 0.54367 | 0.15292 | 0.1203 | 0.2203 | 0.71007 | 0 | 0.50236 | 0.13237 | 0.11439 | 0.2499 | 0.94517 | [52 empty] | distr_solelc_spv_NGA_009 | 0 | 0.12214 | 0.50224 | 0.52107 | 0.33402 | 0.024658 | 0 | 0.12956 | 0.44638 | 0.44562 | 0.209 | 0.021121 | 0 | 0.075363 | 0.32328 | 0.36112 | 0.19868 | 0.021363 | 0 | 0.12847 | 0.44325 | 0.40233 | 0.18217 | 0.0040342 | distr_solelc_spv_NGA_009 | DEF_C | OUT | 0.40091
distr_solelc_spv_NGA_010 | DEF_E | 0 | 0.54974 | 0.1027 | 0.092548 | 0.20241 | 0.81826 | 0 | 0.50406 | 0.10995 | 0.1128 | 0.25272 | 0.74092 | 0 | 0.52981 | 0.15092 | 0.11535 | 0.22353 | 0.71165 | 0 | 0.50103 | 0.13379 | 0.11085 | 0.2621 | 0.94505 | [52 empty] | distr_solelc_spv_NGA_010 | 0 | 0.10102 | 0.48808 | 0.54153 | 0.35055 | 0.02307 | 0 | 0.12202 | 0.43802 | 0.45667 | 0.21051 | 0.019311 | 0 | 0.069669 | 0.32125 | 0.38351 | 0.20874 | 0.022753 | 0 | 0.10678 | 0.42756 | 0.43389 | 0.19681 | 0.003836 | distr_solelc_spv_NGA_010 | DEF_C | OUT | 0.39281
distr_solelc_spv_NGA_011 | DEF_E | 0 | 0.55958 | 0.11956 | 0.071866 | 0.16659 | 0.83128 | 0 | 0.48537 | 0.10175 | 0.089104 | 0.22949 | 0.73888 | 0 | 0.49639 | 0.13078 | 0.10001 | 0.20082 | 0.7023 | 0 | 0.49555 | 0.1213 | 0.088282 | 0.22522 | 0.95971 | [52 empty] | distr_solelc_spv_NGA_011 | 0 | 0.10163 | 0.49475 | 0.58147 | 0.3992 | 0.021477 | 0 | 0.11269 | 0.42412 | 0.49227 | 0.25808 | 0.021317 | 0 | 0.066211 | 0.33118 | 0.40621 | 0.22706 | 0.023226 | 0 | 0.088404 | 0.3816 | 0.47412 | 0.26024 | 0.0024656 | distr_solelc_spv_NGA_011 | DEF_C | OUT | 0.39013
distr_solelc_spv_NGA_012 | DEF_E | 0 | 0.53027 | 0.08848 | 0.062558 | 0.18591 | 0.88836 | 0 | 0.50208 | 0.12951 | 0.10837 | 0.26615 | 0.92371 | 0 | 0.51069 | 0.20536 | 0.1697 | 0.27797 | 0.78571 | 0 | 0.47162 | 0.15075 | 0.12718 | 0.29677 | 0 | [52 empty] | distr_solelc_spv_NGA_012 | 0 | 0.10257 | 0.49909 | 0.57209 | 0.37166 | 0.014876 | 0 | 0.10299 | 0.40651 | 0.46655 | 0.2107 | 0.0058981 | 0 | 0.059661 | 0.29199 | 0.35043 | 0.16744 | 0.01242 | 0 | 0.097916 | 0.38936 | 0.431 | 0.18429 | 0 | distr_solelc_spv_NGA_012 | DEF_C | OUT | 0.41517
distr_solelc_spv_NGA_013 | DEF_E | 0 | 0.55169 | 0.10665 | 0.063251 | 0.16667 | 0.88967 | 0 | 0.48357 | 0.1126 | 0.10176 | 0.26323 | 0.89518 | 0 | 0.48898 | 0.16413 | 0.13679 | 0.25506 | 0.74842 | 0 | 0.45648 | 0.13467 | 0.10658 | 0.28575 | 0 | [52 empty] | distr_solelc_spv_NGA_013 | 0 | 0.10863 | 0.50315 | 0.58935 | 0.4048 | 0.017675 | 0 | 0.11834 | 0.4043 | 0.47373 | 0.24498 | 0.0095014 | 0 | 0.073013 | 0.32642 | 0.37788 | 0.19261 | 0.014583 | 0 | 0.10071 | 0.3803 | 0.4609 | 0.22525 | 0 | distr_solelc_spv_NGA_013 | DEF_C | OUT | 0.40077
distr_solelc_spv_NGA_014 | DEF_E | 0 | 0.52939 | 0.096051 | 0.05162 | 0.14287 | 0.90201 | 0 | 0.44295 | 0.10231 | 0.091866 | 0.21814 | 0.89363 | 0 | 0.45913 | 0.14942 | 0.11459 | 0.22048 | 0.72474 | 0 | 0.44195 | 0.11787 | 0.091946 | 0.23354 | 0 | [52 empty] | distr_solelc_spv_NGA_014 | 0 | 0.13675 | 0.54883 | 0.62054 | 0.44013 | 0.0068427 | 0 | 0.12608 | 0.41299 | 0.49828 | 0.3027 | 0.005668 | 0 | 0.072042 | 0.31399 | 0.40018 | 0.21752 | 0.015437 | 0 | 0.10947 | 0.39116 | 0.49046 | 0.27623 | 0 | distr_solelc_spv_NGA_014 | DEF_C | OUT | 0.4333
distr_solelc_spv_NGA_015 | DEF_E | 0 | 0.67384 | 0.045001 | 0.03637 | 0.087368 | 0.66908 | 0 | 0.55594 | 0.11855 | 0.06574 | 0.14667 | 0.67401 | 0 | 0.56297 | 0.13699 | 0.083341 | 0.14004 | 0.67167 | 0 | 0.54625 | 0.1113 | 0.062607 | 0.14527 | 0.67852 | [52 empty] | distr_solelc_spv_NGA_015 | 0 | 0.11693 | 0.64984 | 0.68348 | 0.57043 | 0.091324 | 0 | 0.093808 | 0.49172 | 0.57151 | 0.34881 | 0.042509 | 0 | 0.067632 | 0.38806 | 0.49649 | 0.30845 | 0.037277 | 0 | 0.12054 | 0.53292 | 0.57448 | 0.37905 | 0.048928 | distr_solelc_spv_NGA_015 | DEF_C | OUT | 0.43251
distr_solelc_spv_NGA_016 | DEF_E | 0 | 0.66924 | 0.040004 | 0.021756 | 0.073766 | 0.66677 | 0 | 0.52975 | 0.082 | 0.045221 | 0.10754 | 0.66992 | 0 | 0.55302 | 0.13983 | 0.092843 | 0.1239 | 0.6657 | 0 | 0.53113 | 0.087267 | 0.061499 | 0.1134 | 0.66839 | [52 empty] | distr_solelc_spv_NGA_016 | 0 | 0.11459 | 0.64204 | 0.67946 | 0.57725 | 0.090434 | 0 | 0.12361 | 0.54637 | 0.63266 | 0.46182 | 0.071569 | 0 | 0.093112 | 0.40932 | 0.50732 | 0.3783 | 0.055976 | 0 | 0.15282 | 0.57265 | 0.61467 | 0.48373 | 0.069892 | distr_solelc_spv_NGA_016 | DEF_C | OUT | 0.50713
distr_solelc_spv_NGA_017 | DEF_E | 0 | 0.68496 | 0.039567 | 0.016728 | 0.069824 | 0.66667 | 0 | 0.51282 | 0.050449 | 0.030196 | 0.078633 | 0.66831 | 0 | 0.52061 | 0.086273 | 0.054456 | 0.095138 | 0.54492 | 0 | 0.51022 | 0.049791 | 0.02869 | 0.09316 | 0.66786 | [52 empty] | distr_solelc_spv_NGA_017 | 0 | 0.1101 | 0.65349 | 0.68814 | 0.58994 | 0.085166 | 0 | 0.16419 | 0.62208 | 0.68451 | 0.54595 | 0.095051 | 0 | 0.1281 | 0.50484 | 0.59466 | 0.43599 | 0.076638 | 0 | 0.18153 | 0.6379 | 0.66718 | 0.5277 | 0.069133 | distr_solelc_spv_NGA_017 | DEF_C | OUT | 0.45947
distr_solelc_spv_NGA_018 | DEF_E | 0 | 0.66352 | 0.037235 | 0.015741 | 0.067277 | 0.66667 | 0 | 0.51046 | 0.05881 | 0.037592 | 0.10108 | 0.67157 | 0 | 0.53083 | 0.1149 | 0.076392 | 0.12543 | 0.63586 | 0 | 0.52021 | 0.069753 | 0.043763 | 0.1095 | 0.67509 | [52 empty] | distr_solelc_spv_NGA_018 | 0 | 0.11884 | 0.65338 | 0.68865 | 0.58755 | 0.087786 | 0 | 0.15224 | 0.59647 | 0.66211 | 0.49767 | 0.082248 | 0 | 0.11029 | 0.45011 | 0.54887 | 0.38371 | 0.052529 | 0 | 0.17256 | 0.61025 | 0.64776 | 0.50124 | 0.068602 | distr_solelc_spv_NGA_018 | DEF_C | OUT | 0.44414
distr_solelc_spv_NGA_019 | DEF_E | 0 | 0.45414 | 0.027333 | 0.048025 | 0.1703 | 0 | 0 | 0.39731 | 0.079041 | 0.091816 | 0.23391 | 0 | 0 | 0.39239 | 0.10191 | 0.097573 | 0.22109 | 0.82169 | 0 | 0.371 | 0.085726 | 0.083615 | 0.22766 | 0 | [52 empty] | distr_solelc_spv_NGA_019 | 0 | 0.24928 | 0.68196 | 0.65706 | 0.42761 | 0 | 0 | 0.18865 | 0.55667 | 0.50114 | 0.21311 | 0 | 0 | 0.1429 | 0.44031 | 0.43167 | 0.18095 | 0.0020008 | 0 | 0.23412 | 0.56173 | 0.49719 | 0.225 | 0 | distr_solelc_spv_NGA_019 | DEF_C | OUT | 0.41182
distr_solelc_spv_NGA_020 | DEF_E | 0 | 0.47737 | 0.037201 | 0.032895 | 0.14359 | 0 | 0 | 0.39547 | 0.078266 | 0.071518 | 0.19335 | 0 | 0 | 0.40266 | 0.1098 | 0.093482 | 0.19789 | 0.75478 | 0 | 0.37289 | 0.092994 | 0.075787 | 0.21126 | 0 | [52 empty] | distr_solelc_spv_NGA_020 | 0 | 0.21722 | 0.64785 | 0.65074 | 0.44879 | 0 | 0 | 0.18369 | 0.52427 | 0.55581 | 0.32202 | 0 | 0 | 0.12089 | 0.37565 | 0.4368 | 0.23387 | 0.013288 | 0 | 0.20721 | 0.50854 | 0.54181 | 0.30305 | 0 | distr_solelc_spv_NGA_020 | DEF_C | OUT | 0.44046
distr_solelc_spv_NGA_021 | DEF_E | 0 | 0.51052 | 0.069738 | 0.034501 | 0.1262 | 0.92236 | 0 | 0.42908 | 0.11492 | 0.10319 | 0.16737 | 0.80261 | 0 | 0.44362 | 0.14691 | 0.10593 | 0.16677 | 0.70444 | 0 | 0.39784 | 0.1185 | 0.08623 | 0.16754 | 0 | [52 empty] | distr_solelc_spv_NGA_021 | 0 | 0.18636 | 0.60696 | 0.64387 | 0.46437 | 0.0013639 | 0 | 0.15132 | 0.44053 | 0.52874 | 0.36438 | 0.0071353 | 0 | 0.09097 | 0.32666 | 0.41707 | 0.27642 | 0.030035 | 0 | 0.15995 | 0.43027 | 0.53752 | 0.37479 | 0 | distr_solelc_spv_NGA_021 | DEF_C | OUT | 0.41961
distr_solelc_spv_NGA_022 | DEF_E | 0 | 0.51234 | 0.062075 | 0.031369 | 0.1235 | 0.88923 | 0 | 0.44892 | 0.11707 | 0.098344 | 0.17032 | 0.70173 | 0 | 0.44561 | 0.137 | 0.10163 | 0.15511 | 0.68678 | 0 | 0.409 | 0.12223 | 0.084287 | 0.15602 | 0.98168 | [52 empty] | distr_solelc_spv_NGA_022 | 0 | 0.17979 | 0.60777 | 0.64221 | 0.46249 | 0.015537 | 0 | 0.15148 | 0.4554 | 0.54069 | 0.36514 | 0.04316 | 0 | 0.095708 | 0.33904 | 0.4224 | 0.2956 | 0.033934 | 0 | 0.17339 | 0.44979 | 0.54312 | 0.39204 | 0.00033692 | distr_solelc_spv_NGA_022 | DEF_C | OUT | 0.3918
distr_solelc_spv_NGA_023 | DEF_E | 0 | 0.53234 | 0.093468 | 0.051156 | 0.13406 | 0.86902 | 0 | 0.45936 | 0.10981 | 0.08627 | 0.19047 | 0.72395 | 0 | 0.45289 | 0.12082 | 0.094961 | 0.16764 | 0.69357 | 0 | 0.44508 | 0.1111 | 0.081555 | 0.16995 | 0.9707 | [52 empty] | distr_solelc_spv_NGA_023 | 0 | 0.14207 | 0.55919 | 0.61976 | 0.44637 | 0.018113 | 0 | 0.12436 | 0.4325 | 0.527 | 0.3307 | 0.027713 | 0 | 0.084284 | 0.34364 | 0.41755 | 0.25962 | 0.026377 | 0 | 0.11262 | 0.41349 | 0.50828 | 0.34172 | 0.0008417 | distr_solelc_spv_NGA_023 | DEF_C | OUT | 0.42896
distr_solelc_spv_NGA_024 | DEF_E | 0 | 0.47877 | 0.02547 | 0.020422 | 0.13645 | 0 | 0 | 0.36869 | 0.079677 | 0.057322 | 0.14099 | 0.98551 | 0 | 0.41429 | 0.1199 | 0.091992 | 0.17088 | 0.7514 | 0 | 0.37024 | 0.11294 | 0.083252 | 0.17561 | 0 | [52 empty] | distr_solelc_spv_NGA_024 | 0 | 0.22867 | 0.66683 | 0.66888 | 0.46098 | 0 | 0 | 0.21298 | 0.55948 | 0.59688 | 0.38732 | 4.8376e-05 | 0 | 0.12824 | 0.37619 | 0.44218 | 0.2793 | 0.022636 | 0 | 0.23904 | 0.52873 | 0.5725 | 0.37411 | 0 | distr_solelc_spv_NGA_024 | DEF_C | OUT | 0.45083
distr_solelc_spv_NGA_025 | DEF_E | 0 | 0.50706 | 0.031301 | 0.026922 | 0.12248 | 0.87851 | 0 | 0.45044 | 0.11121 | 0.07822 | 0.14286 | 0.68277 | 0 | 0.47429 | 0.15795 | 0.11924 | 0.18758 | 0.69744 | 0 | 0.43755 | 0.13082 | 0.083977 | 0.17639 | 0.9661 | [52 empty] | distr_solelc_spv_NGA_025 | 0 | 0.18982 | 0.6451 | 0.65217 | 0.46784 | 0.016993 | 0 | 0.16937 | 0.5114 | 0.57615 | 0.37765 | 0.046232 | 0 | 0.094167 | 0.32889 | 0.40609 | 0.25449 | 0.025291 | 0 | 0.20681 | 0.51825 | 0.56857 | 0.37243 | 0.0019355 | distr_solelc_spv_NGA_025 | DEF_C | OUT | 0.48391
distr_solelc_spv_NGA_026 | DEF_E | 0 | 0.50416 | 0.037151 | 0.023912 | 0.12546 | 0.94074 | 0 | 0.41763 | 0.10266 | 0.073406 | 0.1527 | 0.69268 | 0 | 0.454 | 0.14136 | 0.095655 | 0.16736 | 0.69854 | 0 | 0.39286 | 0.12295 | 0.084077 | 0.17282 | 0 | [52 empty] | distr_solelc_spv_NGA_026 | 0 | 0.20558 | 0.65214 | 0.667 | 0.47618 | 0.00125 | 0 | 0.17211 | 0.50166 | 0.57531 | 0.37558 | 0.012037 | 0 | 0.091237 | 0.34173 | 0.42711 | 0.26025 | 0.028215 | 0 | 0.20822 | 0.50583 | 0.57589 | 0.37786 | 0 | distr_solelc_spv_NGA_026 | DEF_C | OUT | 0.46038
distr_solelc_spv_NGA_027 | DEF_E | 0 | 0.49476 | 0.020301 | 0.018698 | 0.13465 | 0 | 0 | 0.35918 | 0.043891 | 0.047468 | 0.13868 | 0.88017 | 0 | 0.36642 | 0.10319 | 0.084354 | 0.17289 | 0.71017 | 0 | 0.32648 | 0.057205 | 0.053204 | 0.17076 | 0 | [52 empty] | distr_solelc_spv_NGA_027 | 0 | 0.22923 | 0.6896 | 0.68789 | 0.48039 | 0 | 0 | 0.25645 | 0.64568 | 0.64552 | 0.41576 | 0.0027195 | 0 | 0.18867 | 0.51145 | 0.5306 | 0.30336 | 0.025292 | 0 | 0.29995 | 0.64807 | 0.64119 | 0.40779 | 0 | distr_solelc_spv_NGA_027 | DEF_C | OUT | 0.39855
distr_solelc_spv_NGA_028 | DEF_E | 0 | 0.50142 | 0.021139 | 0.016369 | 0.11769 | 0.91852 | 0 | 0.39752 | 0.03851 | 0.040255 | 0.11637 | 0.66974 | 0 | 0.37292 | 0.10809 | 0.085285 | 0.15141 | 0.68019 | 0 | 0.38334 | 0.038749 | 0.035374 | 0.15585 | 0.95971 | [52 empty] | distr_solelc_spv_NGA_028 | 0 | 0.20659 | 0.68217 | 0.68773 | 0.50731 | 0.0065402 | 0 | 0.238 | 0.65183 | 0.66047 | 0.44565 | 0.048897 | 0 | 0.19376 | 0.50796 | 0.55224 | 0.3475 | 0.034428 | 0 | 0.27544 | 0.6689 | 0.66679 | 0.44333 | 0.00208 | distr_solelc_spv_NGA_028 | DEF_C | OUT | 0.47335
distr_solelc_spv_NGA_029 | DEF_E | 0 | 0.49983 | 0.020149 | 0.016737 | 0.13219 | 0 | 0 | 0.35955 | 0.033044 | 0.037948 | 0.12248 | 0.77339 | 0 | 0.35093 | 0.087944 | 0.06504 | 0.13652 | 0.67998 | 0 | 0.32607 | 0.028201 | 0.028764 | 0.1529 | 0.98901 | [52 empty] | distr_solelc_spv_NGA_029 | 0 | 0.22472 | 0.68885 | 0.6882 | 0.48602 | 0 | 0 | 0.27413 | 0.66775 | 0.66885 | 0.45251 | 0.013945 | 0 | 0.21696 | 0.54583 | 0.57726 | 0.36127 | 0.033253 | 0 | 0.31342 | 0.67765 | 0.66913 | 0.43242 | 4.571e-06 | distr_solelc_spv_NGA_029 | DEF_C | OUT | 0.44274
distr_solelc_spv_NGA_030 | DEF_E | 0 | 0.50316 | 0.025194 | 0.016256 | 0.11235 | 0.84429 | 0 | 0.42898 | 0.039143 | 0.03425 | 0.11004 | 0.67044 | 0 | 0.41467 | 0.097579 | 0.078665 | 0.12934 | 0.67183 | 0 | 0.51582 | 0.052923 | 0.035325 | 0.13367 | 0.91221 | [52 empty] | distr_solelc_spv_NGA_030 | 0 | 0.18186 | 0.6623 | 0.67432 | 0.50862 | 0.019921 | 0 | 0.20696 | 0.62995 | 0.65222 | 0.44666 | 0.047266 | 0 | 0.18229 | 0.52056 | 0.56807 | 0.38241 | 0.044128 | 0 | 0.21848 | 0.64331 | 0.65653 | 0.46667 | 0.010711 | distr_solelc_spv_NGA_030 | DEF_C | OUT | 0.57178
distr_solelc_spv_NGA_031 | DEF_E | 0 | 0.50231 | 0.025289 | 0.013356 | 0.10184 | 0.81061 | 0 | 0.45226 | 0.048575 | 0.036552 | 0.10776 | 0.66748 | 0 | 0.46691 | 0.11324 | 0.092957 | 0.13484 | 0.67191 | 0 | 0.52545 | 0.078691 | 0.063238 | 0.14505 | 0.8975 | [52 empty] | distr_solelc_spv_NGA_031 | 0 | 0.17681 | 0.65441 | 0.67269 | 0.51575 | 0.027873 | 0 | 0.18463 | 0.60311 | 0.63478 | 0.42873 | 0.047765 | 0 | 0.15382 | 0.46876 | 0.51382 | 0.35303 | 0.043091 | 0 | 0.20568 | 0.61028 | 0.61841 | 0.4493 | 0.012183 | distr_solelc_spv_NGA_031 | DEF_C | OUT | 0.50454
distr_solelc_spv_NGA_032 | DEF_E | 0 | 0.5029 | 0.023887 | 0.015374 | 0.10696 | 0.8432 | 0 | 0.44378 | 0.071674 | 0.054045 | 0.11332 | 0.67056 | 0 | 0.47001 | 0.13786 | 0.10563 | 0.17123 | 0.68649 | 0 | 0.5303 | 0.11365 | 0.078002 | 0.15345 | 0.9304 | [52 empty] | distr_solelc_spv_NGA_032 | 0 | 0.18794 | 0.65683 | 0.67018 | 0.50146 | 0.02356 | 0 | 0.18534 | 0.57941 | 0.61385 | 0.41753 | 0.046985 | 0 | 0.12857 | 0.38356 | 0.44077 | 0.29506 | 0.034903 | 0 | 0.20334 | 0.57263 | 0.60062 | 0.42962 | 0.0063574 | distr_solelc_spv_NGA_032 | DEF_C | OUT | 0.50872
distr_solelc_spv_NGA_033 | DEF_E | 0 | 0.50385 | 0.022687 | 0.02037 | 0.11936 | 0.90741 | 0 | 0.42155 | 0.074266 | 0.052316 | 0.14031 | 0.68136 | 0 | 0.43009 | 0.13716 | 0.10095 | 0.20667 | 0.70746 | 0 | 0.39144 | 0.10047 | 0.076673 | 0.18451 | 0.97436 | [52 empty] | distr_solelc_spv_NGA_033 | 0 | 0.20378 | 0.67508 | 0.67928 | 0.49513 | 0.010843 | 0 | 0.20317 | 0.58939 | 0.6264 | 0.40243 | 0.046742 | 0 | 0.12528 | 0.38493 | 0.45927 | 0.26705 | 0.022327 | 0 | 0.25503 | 0.59661 | 0.61181 | 0.39618 | 0.0010847 | distr_solelc_spv_NGA_033 | DEF_C | OUT | 0.51888
distr_solelc_spv_NGA_034 | DEF_E | 0 | 0.50658 | 0.034624 | 0.022983 | 0.11772 | 0.83759 | 0 | 0.46097 | 0.085868 | 0.074561 | 0.13219 | 0.67844 | 0 | 0.48323 | 0.14514 | 0.11294 | 0.16392 | 0.69237 | 0 | 0.51356 | 0.11515 | 0.078246 | 0.15942 | 0.93838 | [52 empty] | distr_solelc_spv_NGA_034 | 0 | 0.17936 | 0.63331 | 0.64967 | 0.47115 | 0.02245 | 0 | 0.16943 | 0.54187 | 0.58431 | 0.39883 | 0.045873 | 0 | 0.1073 | 0.35871 | 0.43042 | 0.29106 | 0.03366 | 0 | 0.18193 | 0.53142 | 0.57153 | 0.40159 | 0.0053364 | distr_solelc_spv_NGA_034 | DEF_C | OUT | 0.49047
distr_solelc_spv_NGA_035 | DEF_E | 0 | 0.50367 | 0.026043 | 0.01533 | 0.10344 | 0.79818 | 0 | 0.46653 | 0.06575 | 0.047991 | 0.11248 | 0.67233 | 0 | 0.51022 | 0.1354 | 0.10473 | 0.14945 | 0.68258 | 0 | 0.53833 | 0.10475 | 0.081118 | 0.14284 | 0.89908 | [52 empty] | distr_solelc_spv_NGA_035 | 0 | 0.17685 | 0.64896 | 0.66895 | 0.5075 | 0.029708 | 0 | 0.17136 | 0.58168 | 0.62049 | 0.41627 | 0.047239 | 0 | 0.12914 | 0.41728 | 0.47389 | 0.3267 | 0.042748 | 0 | 0.1931 | 0.58127 | 0.59444 | 0.44174 | 0.012484 | distr_solelc_spv_NGA_035 | DEF_C | OUT | 0.47902
distr_solelc_spv_NGA_036 | DEF_E | 0 | 0.50865 | 0.032615 | 0.025416 | 0.11066 | 0.78819 | 0 | 0.48204 | 0.077957 | 0.051705 | 0.13136 | 0.67686 | 0 | 0.51831 | 0.13694 | 0.10007 | 0.14679 | 0.67781 | 0 | 0.54296 | 0.10998 | 0.081463 | 0.15092 | 0.89763 | [52 empty] | distr_solelc_spv_NGA_036 | 0 | 0.16787 | 0.63578 | 0.65214 | 0.48633 | 0.030813 | 0 | 0.15319 | 0.56017 | 0.60925 | 0.38318 | 0.040879 | 0 | 0.10321 | 0.38119 | 0.46327 | 0.31436 | 0.040437 | 0 | 0.15395 | 0.55531 | 0.57813 | 0.40911 | 0.012974 | distr_solelc_spv_NGA_036 | DEF_C | OUT | 0.49838
distr_wofelc_wof_NGA_001 | DEF_E | 0.38887 | 0.4515 | 0.56363 | 0.50398 | 0.33655 | 0.19386 | 0.39179 | 0.42389 | 0.41436 | 0.37263 | 0.31193 | 0.26526 | 0.25712 | 0.32579 | 0.34816 | 0.31191 | 0.24417 | 0.2047 | 0.34973 | 0.52696 | 0.5878 | 0.41918 | 0.31854 | 0.27047 | [52 empty] | distr_wofelc_wof_NGA_001 | 0.036666 | 0.021801 | 0.014352 | 0.017201 | 0.052268 | 0.097002 | 0.038936 | 0.031173 | 0.028949 | 0.034831 | 0.061089 | 0.06481 | 0.058114 | 0.047647 | 0.048204 | 0.065561 | 0.083888 | 0.088027 | 0.030238 | 0.013938 | 0.012074 | 0.024011 | 0.048464 | 0.054661 | distr_wonelc_won_NGA_001 | DEF_C | OUT | 0.27582
distr_wofelc_wof_NGA_002 | DEF_E | 0.32037 | 0.39707 | 0.43676 | 0.39329 | 0.30134 | 0.25552 | 0.37321 | 0.40463 | 0.37465 | 0.31964 | 0.26132 | 0.26698 | 0.23598 | 0.30265 | 0.30247 | 0.28245 | 0.24254 | 0.2006 | 0.26858 | 0.35139 | 0.43175 | 0.37093 | 0.30517 | 0.29091 | [52 empty] | distr_wofelc_wof_NGA_002 | 0.10821 | 0.064712 | 0.045606 | 0.049217 | 0.086946 | 0.11201 | 0.096086 | 0.089038 | 0.062839 | 0.066722 | 0.099894 | 0.10933 | 0.17506 | 0.15292 | 0.13911 | 0.15947 | 0.18977 | 0.19828 | 0.095093 | 0.056618 | 0.046322 | 0.071106 | 0.11162 | 0.1107 | distr_wonelc_won_NGA_002 | DEF_C | OUT | 0.291
distr_wofelc_wof_NGA_003 | DEF_E | 0.3419 | 0.40063 | 0.45411 | 0.43155 | 0.41344 | 0.38835 | 0.37346 | 0.46377 | 0.47966 | 0.45077 | 0.38394 | 0.35172 | 0.24466 | 0.28685 | 0.3224 | 0.32031 | 0.2596 | 0.22929 | 0.33666 | 0.34708 | 0.42544 | 0.42011 | 0.37064 | 0.41483 | [52 empty] | distr_wofelc_wof_NGA_003 | 0.083904 | 0.070309 | 0.040891 | 0.030967 | 0.038198 | 0.048507 | 0.067285 | 0.061608 | 0.037764 | 0.03609 | 0.048402 | 0.057432 | 0.20875 | 0.19787 | 0.18077 | 0.1663 | 0.15955 | 0.16869 | 0.090341 | 0.07634 | 0.060602 | 0.068261 | 0.085241 | 0.079773 | distr_wonelc_won_NGA_003 | DEF_C | OUT | 0.20536
distr_wofelc_wof_NGA_004 | DEF_E | 0.32338 | 0.41477 | 0.42974 | 0.41175 | 0.37106 | 0.34614 | 0.3754 | 0.43134 | 0.43155 | 0.39999 | 0.313 | 0.29354 | 0.25397 | 0.30858 | 0.32967 | 0.31911 | 0.26845 | 0.23046 | 0.28795 | 0.34399 | 0.42595 | 0.39659 | 0.32644 | 0.35894 | [52 empty] | distr_wofelc_wof_NGA_004 | 0.10598 | 0.072727 | 0.043525 | 0.035601 | 0.046985 | 0.064882 | 0.084308 | 0.07964 | 0.046764 | 0.04211 | 0.065409 | 0.079719 | 0.19939 | 0.1763 | 0.15294 | 0.15342 | 0.16837 | 0.1813 | 0.094496 | 0.067324 | 0.055045 | 0.067363 | 0.092195 | 0.092482 | distr_wonelc_won_NGA_004 | DEF_C | OUT | 0.23987
distr_wofelc_wof_NGA_005 | DEF_E | 0.35537 | 0.38559 | 0.43539 | 0.42237 | 0.41575 | 0.39519 | 0.35145 | 0.46426 | 0.49005 | 0.45515 | 0.36537 | 0.37123 | 0.23361 | 0.28888 | 0.31388 | 0.31189 | 0.25804 | 0.22896 | 0.35188 | 0.37016 | 0.41575 | 0.42492 | 0.37391 | 0.4104 | [52 empty] | distr_wofelc_wof_NGA_005 | 0.068726 | 0.069566 | 0.043078 | 0.03039 | 0.037893 | 0.040448 | 0.061034 | 0.051484 | 0.036086 | 0.035633 | 0.04455 | 0.049069 | 0.23476 | 0.22525 | 0.20492 | 0.18161 | 0.17332 | 0.18036 | 0.098979 | 0.087469 | 0.076591 | 0.080204 | 0.092661 | 0.085917 | distr_wonelc_won_NGA_005 | DEF_C | OUT | 0.22436
distr_wofelc_wof_NGA_006 | DEF_E | 0.33295 | 0.3935 | 0.45597 | 0.45341 | 0.42046 | 0.35849 | 0.36313 | 0.4885 | 0.51132 | 0.4541 | 0.34396 | 0.33443 | 0.24408 | 0.31131 | 0.33976 | 0.31436 | 0.26085 | 0.23093 | 0.32325 | 0.43228 | 0.46124 | 0.4181 | 0.32433 | 0.34067 | [52 empty] | distr_wofelc_wof_NGA_006 | 0.075575 | 0.053679 | 0.031114 | 0.030049 | 0.049534 | 0.05926 | 0.054687 | 0.038581 | 0.037418 | 0.041543 | 0.054202 | 0.05343 | 0.21954 | 0.20467 | 0.19418 | 0.17956 | 0.18045 | 0.18795 | 0.097768 | 0.064949 | 0.064854 | 0.07669 | 0.099053 | 0.094447 | distr_wonelc_won_NGA_006 | DEF_C | OUT | 0.20234
distr_wofelc_wof_NGA_007 | DEF_E | 0.34106 | 0.42851 | 0.50914 | 0.46207 | 0.37932 | 0.35049 | 0.43115 | 0.54755 | 0.56425 | 0.47781 | 0.32925 | 0.30366 | 0.2928 | 0.38892 | 0.38363 | 0.32874 | 0.26167 | 0.22258 | 0.33471 | 0.51648 | 0.55422 | 0.41345 | 0.29061 | 0.29988 | [52 empty] | distr_wofelc_wof_NGA_007 | 0.072112 | 0.029544 | 0.017792 | 0.02459 | 0.05923 | 0.084082 | 0.047796 | 0.034128 | 0.029469 | 0.039926 | 0.060549 | 0.063428 | 0.16846 | 0.14899 | 0.14215 | 0.14385 | 0.1661 | 0.17361 | 0.065834 | 0.032783 | 0.033538 | 0.053886 | 0.096096 | 0.089298 | distr_wonelc_won_NGA_007 | DEF_C | OUT | 0.18662
distr_wofelc_wof_NGA_008 | DEF_E | 0.37693 | 0.56241 | 0.63762 | 0.51698 | 0.39532 | 0.3645 | 0.50379 | 0.63952 | 0.65204 | 0.55436 | 0.39528 | 0.3817 | 0.34001 | 0.47063 | 0.47481 | 0.38721 | 0.28487 | 0.26281 | 0.3948 | 0.67614 | 0.73192 | 0.50977 | 0.30406 | 0.2976 | [52 empty] | distr_wofelc_wof_NGA_008 | 0.052331 | 0.013361 | 0.0092792 | 0.0171 | 0.054256 | 0.069133 | 0.02868 | 0.012585 | 0.0093707 | 0.018056 | 0.039729 | 0.046454 | 0.10996 | 0.090786 | 0.080864 | 0.094637 | 0.12552 | 0.12621 | 0.038921 | 0.014715 | 0.013107 | 0.031494 | 0.078189 | 0.066904 | distr_wonelc_won_NGA_008 | DEF_C | OUT | 0.26211
distr_wofelc_wof_NGA_009 | DEF_E | 0.33033 | 0.47495 | 0.507 | 0.43672 | 0.33198 | 0.3192 | 0.44248 | 0.56471 | 0.54222 | 0.38556 | 0.31118 | 0.33226 | 0.28824 | 0.40902 | 0.39909 | 0.31369 | 0.23628 | 0.22068 | 0.33938 | 0.57035 | 0.59037 | 0.35629 | 0.29814 | 0.31749 | [52 empty] | distr_wofelc_wof_NGA_009 | 0.053108 | 0.020753 | 0.015187 | 0.02799 | 0.064729 | 0.084637 | 0.034114 | 0.01853 | 0.022377 | 0.037948 | 0.052676 | 0.048412 | 0.090178 | 0.068353 | 0.072013 | 0.10263 | 0.11862 | 0.1123 | 0.041638 | 0.014528 | 0.017233 | 0.050067 | 0.067967 | 0.055549 | distr_wonelc_won_NGA_009 | DEF_C | OUT | 0.38351
distr_wofelc_wof_NGA_010 | DEF_E | 0.32347 | 0.395 | 0.4305 | 0.42748 | 0.36025 | 0.32568 | 0.36758 | 0.4919 | 0.51068 | 0.42073 | 0.30765 | 0.30779 | 0.25922 | 0.32834 | 0.34707 | 0.30626 | 0.24841 | 0.2218 | 0.32412 | 0.4346 | 0.48266 | 0.38693 | 0.3039 | 0.34881 | [52 empty] | distr_wofelc_wof_NGA_010 | 0.08003 | 0.052785 | 0.029677 | 0.035231 | 0.066903 | 0.07649 | 0.056497 | 0.039725 | 0.032891 | 0.041781 | 0.063074 | 0.060947 | 0.18963 | 0.16597 | 0.15772 | 0.16655 | 0.18195 | 0.18064 | 0.083181 | 0.051149 | 0.05023 | 0.074034 | 0.10235 | 0.090448 | distr_wonelc_won_NGA_010 | DEF_C | OUT | 0.3718
distr_wonelc_won_NGA_001 | DEF_E | 0.26152 | 0.29575 | 0.39809 | 0.48314 | 0.45389 | 0.35241 | 0.22627 | 0.22516 | 0.28916 | 0.41605 | 0.42414 | 0.29413 | 0.28425 | 0.27744 | 0.25647 | 0.29381 | 0.33533 | 0.29363 | 0.26771 | 0.30486 | 0.47394 | 0.60416 | 0.58703 | 0.39558 | [52 empty] | distr_wonelc_won_NGA_001 | 0.26829 | 0.21683 | 0.12468 | 0.06542 | 0.078467 | 0.18643 | 0.2576 | 0.27588 | 0.18131 | 0.071688 | 0.063165 | 0.15085 | 0.16284 | 0.21594 | 0.19362 | 0.111 | 0.085849 | 0.11794 | 0.090358 | 0.095182 | 0.059346 | 0.027172 | 0.019152 | 0.051514 | distr_wonelc_won_NGA_011 | DEF_C | OUT | 0.24936
distr_wonelc_won_NGA_002 | DEF_E | 0.34029 | 0.39366 | 0.4797 | 0.47777 | 0.44939 | 0.34003 | 0.32762 | 0.26001 | 0.26957 | 0.41534 | 0.50622 | 0.41109 | 0.33796 | 0.28937 | 0.25629 | 0.26738 | 0.31753 | 0.31389 | 0.43476 | 0.38445 | 0.45001 | 0.60767 | 0.56225 | 0.49909 | [52 empty] | distr_wonelc_won_NGA_002 | 0.11369 | 0.071369 | 0.054001 | 0.030139 | 0.034176 | 0.061035 | 0.23863 | 0.2911 | 0.26958 | 0.092287 | 0.038545 | 0.086648 | 0.17616 | 0.21549 | 0.28532 | 0.16247 | 0.10209 | 0.11105 | 0.067948 | 0.079738 | 0.086862 | 0.040759 | 0.027011 | 0.03207 | distr_wonelc_won_NGA_012 | DEF_C | OUT | 0.34354
distr_wonelc_won_NGA_003 | DEF_E | 0.29536 | 0.37473 | 0.5994 | 0.65827 | 0.59825 | 0.44739 | 0.33929 | 0.3508 | 0.32518 | 0.45298 | 0.54757 | 0.37703 | 0.33486 | 0.32867 | 0.27148 | 0.31226 | 0.37939 | 0.37105 | 0.45724 | 0.4786 | 0.49197 | 0.59173 | 0.58946 | 0.50622 | [52 empty] | distr_wonelc_won_NGA_003 | 0.2057 | 0.072748 | 0.027887 | 0.012514 | 0.013374 | 0.068609 | 0.17195 | 0.1686 | 0.18594 | 0.070174 | 0.035115 | 0.077779 | 0.12105 | 0.11483 | 0.19282 | 0.13901 | 0.08813 | 0.076182 | 0.0591 | 0.057342 | 0.060867 | 0.034997 | 0.02928 | 0.038371 | distr_wonelc_won_NGA_013 | DEF_C | OUT | 0.36732
distr_wonelc_won_NGA_004 | DEF_E | 0.27171 | 0.34079 | 0.47288 | 0.51096 | 0.49519 | 0.35331 | 0.2578 | 0.2393 | 0.2759 | 0.40337 | 0.44059 | 0.26636 | 0.22788 | 0.23397 | 0.24953 | 0.28938 | 0.34257 | 0.2801 | 0.23418 | 0.26149 | 0.49328 | 0.65148 | 0.6166 | 0.35255 | [52 empty] | distr_wonelc_won_NGA_004 | 0.22759 | 0.2081 | 0.13099 | 0.068126 | 0.061132 | 0.1371 | 0.23997 | 0.19891 | 0.12001 | 0.053179 | 0.04814 | 0.14645 | 0.14456 | 0.14736 | 0.11767 | 0.069897 | 0.055133 | 0.10121 | 0.11396 | 0.099424 | 0.034932 | 0.018917 | 0.015504 | 0.070935 | distr_wonelc_won_NGA_014 | DEF_C | OUT | 0.32591
distr_wonelc_won_NGA_005 | DEF_E | 0.27181 | 0.3629 | 0.51517 | 0.53381 | 0.51411 | 0.36708 | 0.2656 | 0.23216 | 0.29937 | 0.39463 | 0.43086 | 0.2846 | 0.20647 | 0.21284 | 0.27479 | 0.35041 | 0.40553 | 0.28061 | 0.22479 | 0.26781 | 0.51448 | 0.66335 | 0.59216 | 0.31945 | [52 empty] | distr_wonelc_won_NGA_005 | 0.21062 | 0.17496 | 0.0971 | 0.042295 | 0.035601 | 0.10309 | 0.22443 | 0.18058 | 0.09613 | 0.041246 | 0.051237 | 0.16771 | 0.14313 | 0.12458 | 0.090319 | 0.049725 | 0.049546 | 0.10021 | 0.12797 | 0.10503 | 0.031702 | 0.017299 | 0.021321 | 0.083796 | distr_wonelc_won_NGA_015 | DEF_C | OUT | 0.37475
distr_wonelc_won_NGA_006 | DEF_E | 0.24368 | 0.32157 | 0.53951 | 0.58476 | 0.43265 | 0.24319 | 0.23767 | 0.21238 | 0.44779 | 0.73859 | 0.5761 | 0.29 | 0.24438 | 0.2452 | 0.40188 | 0.60526 | 0.57356 | 0.34188 | 0.25921 | 0.27913 | 0.70351 | 0.65004 | 0.49566 | 0.32812 | [52 empty] | distr_wonelc_won_NGA_006 | 0.20268 | 0.10664 | 0.031136 | 0.020207 | 0.037959 | 0.18298 | 0.20236 | 0.19013 | 0.05151 | 0.0081519 | 0.023572 | 0.12967 | 0.11486 | 0.157 | 0.077037 | 0.023517 | 0.020896 | 0.073882 | 0.08777 | 0.084577 | 0.017566 | 0.016042 | 0.026862 | 0.064237 | distr_wonelc_won_NGA_016 | DEF_C | OUT | 0.35943
distr_wonelc_won_NGA_007 | DEF_E | 0.2493 | 0.33113 | 0.53506 | 0.64313 | 0.47413 | 0.2172 | 0.23044 | 0.21535 | 0.41644 | 0.62669 | 0.4748 | 0.25556 | 0.18551 | 0.22969 | 0.35215 | 0.46191 | 0.44293 | 0.24852 | 0.19789 | 0.25742 | 0.67295 | 0.69963 | 0.4853 | 0.26889 | [52 empty] | distr_wonelc_won_NGA_007 | 0.15561 | 0.0987 | 0.025659 | 0.0086516 | 0.023896 | 0.16168 | 0.18666 | 0.18586 | 0.064015 | 0.013602 | 0.036898 | 0.17095 | 0.12808 | 0.1572 | 0.086208 | 0.032197 | 0.043037 | 0.10729 | 0.098219 | 0.083885 | 0.021211 | 0.010687 | 0.026091 | 0.090587 | distr_wonelc_won_NGA_017 | DEF_C | OUT | 0.31974
distr_wonelc_won_NGA_008 | DEF_E | 0.31333 | 0.35618 | 0.47878 | 0.40218 | 0.26782 | 0.20775 | 0.33245 | 0.39932 | 0.36044 | 0.30341 | 0.28438 | 0.24886 | 0.22014 | 0.2798 | 0.29215 | 0.27458 | 0.24055 | 0.19456 | 0.24331 | 0.34559 | 0.43051 | 0.35166 | 0.29938 | 0.25643 | [52 empty] | distr_wonelc_won_NGA_008 | 0.15109 | 0.083406 | 0.058117 | 0.073522 | 0.15948 | 0.19186 | 0.13223 | 0.11647 | 0.098659 | 0.11527 | 0.16076 | 0.16577 | 0.21466 | 0.18995 | 0.19697 | 0.22438 | 0.2634 | 0.26489 | 0.13824 | 0.085128 | 0.062116 | 0.10157 | 0.15679 | 0.17072 | distr_wonelc_won_NGA_018 | DEF_C | OUT | 0.4401
distr_wonelc_won_NGA_009 | DEF_E | 0.3086 | 0.34372 | 0.4644 | 0.60804 | 0.51249 | 0.36004 | 0.30307 | 0.25704 | 0.40717 | 0.58626 | 0.53375 | 0.32742 | 0.40553 | 0.31515 | 0.33613 | 0.41969 | 0.44119 | 0.45186 | 0.47164 | 0.44946 | 0.61498 | 0.69282 | 0.5468 | 0.44501 | [52 empty] | distr_wonelc_won_NGA_009 | 0.3676 | 0.38351 | 0.14738 | 0.039334 | 0.048932 | 0.2582 | 0.12226 | 0.099036 | 0.045404 | 0.017011 | 0.017431 | 0.083119 | 0.065351 | 0.094141 | 0.07286 | 0.036828 | 0.025502 | 0.046417 | 0.066646 | 0.069315 | 0.030499 | 0.019984 | 0.025974 | 0.071146 | distr_wonelc_won_NGA_019 | DEF_C | OUT | 0.4729
distr_wonelc_won_NGA_010 | DEF_E | 0.25512 | 0.297 | 0.39389 | 0.45067 | 0.39104 | 0.24058 | 0.25355 | 0.24194 | 0.38419 | 0.53155 | 0.4805 | 0.28463 | 0.33409 | 0.26426 | 0.30151 | 0.38577 | 0.43454 | 0.411 | 0.38653 | 0.39747 | 0.52158 | 0.57426 | 0.4789 | 0.41112 | [52 empty] | distr_wonelc_won_NGA_010 | 0.34677 | 0.37214 | 0.17905 | 0.081142 | 0.089505 | 0.2908 | 0.17868 | 0.16563 | 0.0703 | 0.023455 | 0.030562 | 0.11578 | 0.12515 | 0.16576 | 0.10904 | 0.049322 | 0.033535 | 0.066597 | 0.088453 | 0.11319 | 0.055035 | 0.037581 | 0.038219 | 0.070888 | distr_wonelc_won_NGA_020 | DEF_C | OUT | 0.33682
distr_wonelc_won_NGA_011 | DEF_E | 0.21412 | 0.26285 | 0.39394 | 0.43851 | 0.40988 | 0.24307 | 0.26133 | 0.20689 | 0.36189 | 0.65735 | 0.56737 | 0.34979 | 0.34853 | 0.29359 | 0.34599 | 0.46126 | 0.52794 | 0.4309 | 0.36536 | 0.34115 | 0.59053 | 0.62997 | 0.53918 | 0.37213 | [52 empty] | distr_wonelc_won_NGA_011 | 0.25381 | 0.19063 | 0.081745 | 0.04815 | 0.050548 | 0.1552 | 0.22805 | 0.20392 | 0.07824 | 0.016534 | 0.015475 | 0.087596 | 0.13038 | 0.15411 | 0.10077 | 0.029068 | 0.01519 | 0.053865 | 0.085102 | 0.096312 | 0.031023 | 0.026895 | 0.029019 | 0.058622 | distr_wonelc_won_NGA_021 | DEF_C | OUT | 0.30541
distr_wonelc_won_NGA_012 | DEF_E | 0.25199 | 0.28298 | 0.41115 | 0.527 | 0.52099 | 0.34857 | 0.29599 | 0.22718 | 0.33427 | 0.60838 | 0.65117 | 0.40783 | 0.37135 | 0.28953 | 0.31997 | 0.38727 | 0.45065 | 0.45307 | 0.41312 | 0.39198 | 0.54 | 0.70474 | 0.65776 | 0.47836 | [52 empty] | distr_wonelc_won_NGA_012 | 0.34363 | 0.33463 | 0.12687 | 0.044644 | 0.046568 | 0.22309 | 0.19443 | 0.15173 | 0.068942 | 0.015167 | 0.010434 | 0.068985 | 0.12447 | 0.13669 | 0.10101 | 0.039468 | 0.021505 | 0.063121 | 0.0857 | 0.10726 | 0.047063 | 0.020812 | 0.016888 | 0.042776 | distr_wonelc_won_NGA_022 | DEF_C | OUT | 0.35821
distr_wonelc_won_NGA_013 | DEF_E | 0.21595 | 0.25177 | 0.36341 | 0.40803 | 0.40026 | 0.25899 | 0.27974 | 0.21877 | 0.31433 | 0.50013 | 0.51899 | 0.35918 | 0.32571 | 0.24987 | 0.29095 | 0.3474 | 0.41182 | 0.35199 | 0.35975 | 0.36786 | 0.44813 | 0.56492 | 0.53638 | 0.38061 | [52 empty] | distr_wonelc_won_NGA_013 | 0.35032 | 0.37873 | 0.19887 | 0.096471 | 0.079248 | 0.2264 | 0.23246 | 0.18598 | 0.093332 | 0.024201 | 0.020844 | 0.08801 | 0.1923 | 0.18963 | 0.12829 | 0.053719 | 0.038315 | 0.082796 | 0.11958 | 0.13785 | 0.068136 | 0.034844 | 0.023709 | 0.054353 | distr_wonelc_won_NGA_023 | DEF_C | OUT | 0.376
distr_wonelc_won_NGA_014 | DEF_E | 0.1718 | 0.21447 | 0.35013 | 0.42126 | 0.43965 | 0.27508 | 0.26378 | 0.22396 | 0.35552 | 0.59487 | 0.57679 | 0.38526 | 0.33234 | 0.27382 | 0.29528 | 0.3923 | 0.47328 | 0.37897 | 0.32028 | 0.35622 | 0.52949 | 0.61325 | 0.56699 | 0.32815 | [52 empty] | distr_wonelc_won_NGA_014 | 0.32638 | 0.30117 | 0.12268 | 0.059402 | 0.049412 | 0.16597 | 0.19912 | 0.1564 | 0.07916 | 0.017928 | 0.012548 | 0.052001 | 0.1588 | 0.14745 | 0.1169 | 0.042914 | 0.024661 | 0.066426 | 0.10393 | 0.10417 | 0.050832 | 0.032008 | 0.025329 | 0.062285 | distr_wonelc_won_NGA_024 | DEF_C | OUT | 0.25526
distr_wonelc_won_NGA_015 | DEF_E | 0.18498 | 0.20938 | 0.3554 | 0.39116 | 0.42149 | 0.25479 | 0.27373 | 0.24747 | 0.32116 | 0.52631 | 0.56072 | 0.40504 | 0.30393 | 0.23204 | 0.27566 | 0.36826 | 0.46907 | 0.33975 | 0.33595 | 0.34696 | 0.45422 | 0.55051 | 0.56517 | 0.37672 | [52 empty] | distr_wonelc_won_NGA_015 | 0.39202 | 0.39255 | 0.20381 | 0.11054 | 0.082843 | 0.2152 | 0.22405 | 0.18478 | 0.10266 | 0.039292 | 0.024188 | 0.06475 | 0.23232 | 0.19398 | 0.14151 | 0.054211 | 0.036324 | 0.078618 | 0.1549 | 0.15662 | 0.081533 | 0.049315 | 0.035249 | 0.073889 | distr_wonelc_won_NGA_025 | DEF_C | OUT | 0.26993
distr_wonelc_won_NGA_016 | DEF_E | 0.14783 | 0.17046 | 0.32517 | 0.37189 | 0.35728 | 0.22503 | 0.26667 | 0.23296 | 0.35962 | 0.50536 | 0.47007 | 0.35636 | 0.28719 | 0.23057 | 0.26957 | 0.3688 | 0.50381 | 0.40473 | 0.27488 | 0.2489 | 0.31308 | 0.42765 | 0.48606 | 0.3679 | [52 empty] | distr_wonelc_won_NGA_016 | 0.36454 | 0.25404 | 0.11722 | 0.11005 | 0.10788 | 0.20521 | 0.27286 | 0.2523 | 0.1217 | 0.085655 | 0.062761 | 0.093372 | 0.23907 | 0.25121 | 0.19361 | 0.091248 | 0.045749 | 0.061574 | 0.21246 | 0.16257 | 0.080515 | 0.056491 | 0.036895 | 0.086574 | distr_wonelc_won_NGA_026 | DEF_C | OUT | 0.3381
distr_wonelc_won_NGA_017 | DEF_E | 0.17423 | 0.20058 | 0.3321 | 0.37915 | 0.34069 | 0.19033 | 0.2604 | 0.26867 | 0.36561 | 0.48398 | 0.46169 | 0.30942 | 0.32923 | 0.24477 | 0.26553 | 0.33013 | 0.44503 | 0.3919 | 0.32807 | 0.3093 | 0.37759 | 0.46125 | 0.51652 | 0.40551 | [52 empty] | distr_wonelc_won_NGA_017 | 0.32074 | 0.2444 | 0.14367 | 0.12664 | 0.11236 | 0.2274 | 0.24855 | 0.22747 | 0.13611 | 0.078939 | 0.061924 | 0.10574 | 0.2071 | 0.24864 | 0.19718 | 0.094944 | 0.046339 | 0.057081 | 0.14149 | 0.13397 | 0.074995 | 0.056733 | 0.036585 | 0.072579 | distr_wonelc_won_NGA_027 | DEF_C | OUT | 0.2964
distr_wonelc_won_NGA_018 | DEF_E | 0.1455 | 0.20463 | 0.3124 | 0.37793 | 0.34252 | 0.1939 | 0.27028 | 0.28259 | 0.37917 | 0.49 | 0.40902 | 0.2971 | 0.25062 | 0.23125 | 0.30277 | 0.4494 | 0.48722 | 0.35373 | 0.2625 | 0.31023 | 0.39245 | 0.45298 | 0.38513 | 0.2957 | [52 empty] | distr_wonelc_won_NGA_018 | 0.44701 | 0.315 | 0.19623 | 0.15399 | 0.16471 | 0.35436 | 0.27837 | 0.20251 | 0.1204 | 0.10724 | 0.10757 | 0.19662 | 0.28337 | 0.22466 | 0.16912 | 0.07416 | 0.043683 | 0.12263 | 0.28146 | 0.17966 | 0.12049 | 0.079561 | 0.083992 | 0.21954 | distr_wofelc_wof_NGA_001 | DEF_C | OUT | 0.096638
distr_wonelc_won_NGA_019 | DEF_E | 0.12886 | 0.16581 | 0.29857 | 0.36571 | 0.36863 | 0.21149 | 0.26509 | 0.23199 | 0.33062 | 0.47129 | 0.4502 | 0.32204 | 0.27163 | 0.24249 | 0.28673 | 0.40208 | 0.47322 | 0.3565 | 0.25446 | 0.2508 | 0.32287 | 0.44302 | 0.40624 | 0.36015 | [52 empty] | distr_wonelc_won_NGA_019 | 0.50704 | 0.37129 | 0.23295 | 0.19356 | 0.18317 | 0.37715 | 0.37014 | 0.30587 | 0.19699 | 0.16105 | 0.1321 | 0.23658 | 0.28009 | 0.31184 | 0.25515 | 0.11122 | 0.060437 | 0.099903 | 0.32043 | 0.2378 | 0.15559 | 0.097875 | 0.070704 | 0.18971 | distr_wofelc_wof_NGA_002 | DEF_C | OUT | 0.18214
distr_wonelc_won_NGA_020 | DEF_E | 0.16288 | 0.22711 | 0.35058 | 0.43247 | 0.35763 | 0.21687 | 0.26667 | 0.28041 | 0.37235 | 0.54017 | 0.46125 | 0.3428 | 0.2771 | 0.22234 | 0.28582 | 0.4254 | 0.51687 | 0.3895 | 0.27867 | 0.34863 | 0.42366 | 0.53281 | 0.48443 | 0.33787 | [52 empty] | distr_wonelc_won_NGA_020 | 0.34271 | 0.23349 | 0.095113 | 0.07142 | 0.083873 | 0.22334 | 0.22515 | 0.15843 | 0.066508 | 0.049053 | 0.053101 | 0.091444 | 0.18752 | 0.13064 | 0.088939 | 0.040501 | 0.022688 | 0.096253 | 0.18191 | 0.11851 | 0.054276 | 0.035329 | 0.032862 | 0.11 | distr_wofelc_wof_NGA_003 | DEF_C | OUT | 0.20875
distr_wonelc_won_NGA_021 | DEF_E | 0.2026 | 0.26617 | 0.36652 | 0.42561 | 0.37473 | 0.25518 | 0.30045 | 0.29796 | 0.43537 | 0.53814 | 0.5004 | 0.39987 | 0.32616 | 0.26002 | 0.29942 | 0.42688 | 0.56123 | 0.38892 | 0.36497 | 0.39231 | 0.50649 | 0.58485 | 0.58419 | 0.44865 | [52 empty] | distr_wonelc_won_NGA_021 | 0.30559 | 0.20734 | 0.092161 | 0.065119 | 0.083198 | 0.23225 | 0.2329 | 0.13047 | 0.051402 | 0.033084 | 0.040136 | 0.11605 | 0.16696 | 0.13084 | 0.072775 | 0.037736 | 0.025518 | 0.096364 | 0.12661 | 0.10105 | 0.044228 | 0.030518 | 0.022143 | 0.067182 | distr_wofelc_wof_NGA_004 | DEF_C | OUT | 0.19939
distr_wonelc_won_NGA_022 | DEF_E | 0.19268 | 0.22117 | 0.37805 | 0.42356 | 0.43104 | 0.32703 | 0.29182 | 0.26297 | 0.35481 | 0.51372 | 0.46057 | 0.36191 | 0.27931 | 0.25158 | 0.32407 | 0.43788 | 0.45211 | 0.34873 | 0.26686 | 0.3237 | 0.41702 | 0.52618 | 0.48095 | 0.37618 | [52 empty] | distr_wonelc_won_NGA_022 | 0.37245 | 0.28458 | 0.15647 | 0.10673 | 0.091977 | 0.20769 | 0.22932 | 0.20873 | 0.10303 | 0.058858 | 0.047879 | 0.088754 | 0.27889 | 0.21962 | 0.14685 | 0.058014 | 0.040021 | 0.10487 | 0.23308 | 0.15931 | 0.081075 | 0.053424 | 0.038456 | 0.10476 | distr_wofelc_wof_NGA_005 | DEF_C | OUT | 0.23364
distr_wonelc_won_NGA_023 | DEF_E | 0.22019 | 0.21142 | 0.36219 | 0.40069 | 0.39438 | 0.25028 | 0.26165 | 0.25021 | 0.32593 | 0.54092 | 0.51912 | 0.32849 | 0.29303 | 0.24823 | 0.28455 | 0.36296 | 0.4351 | 0.33414 | 0.3215 | 0.34907 | 0.38392 | 0.52638 | 0.5251 | 0.3589 | [52 empty] | distr_wonelc_won_NGA_023 | 0.37076 | 0.37913 | 0.20827 | 0.11905 | 0.095373 | 0.22134 | 0.21956 | 0.201 | 0.09939 | 0.042107 | 0.034208 | 0.091807 | 0.24816 | 0.20468 | 0.14105 | 0.058148 | 0.041891 | 0.10026 | 0.17694 | 0.16795 | 0.082254 | 0.050372 | 0.03529 | 0.082344 | distr_wofelc_wof_NGA_006 | DEF_C | OUT | 0.21954
distr_wonelc_won_NGA_024 | DEF_E | 0.31748 | 0.32532 | 0.37721 | 0.39505 | 0.29656 | 0.24222 | 0.39102 | 0.37457 | 0.4681 | 0.46965 | 0.33371 | 0.3466 | 0.32552 | 0.28168 | 0.34809 | 0.41188 | 0.43871 | 0.36575 | 0.45712 | 0.41332 | 0.46841 | 0.4703 | 0.40452 | 0.3579 | [52 empty] | distr_wonelc_won_NGA_024 | 0.15753 | 0.1175 | 0.074029 | 0.065427 | 0.076215 | 0.14311 | 0.21587 | 0.21654 | 0.079078 | 0.046645 | 0.056405 | 0.10125 | 0.24123 | 0.25526 | 0.13116 | 0.055156 | 0.045233 | 0.089856 | 0.079852 | 0.076271 | 0.049496 | 0.051819 | 0.042715 | 0.045807 | distr_wofelc_wof_NGA_007 | DEF_C | OUT | 0.17361
distr_wonelc_won_NGA_025 | DEF_E | 0.23418 | 0.26693 | 0.38952 | 0.40676 | 0.36695 | 0.26954 | 0.28929 | 0.29569 | 0.43549 | 0.52976 | 0.4107 | 0.3305 | 0.30082 | 0.25167 | 0.3142 | 0.4041 | 0.4275 | 0.34523 | 0.30835 | 0.31596 | 0.44205 | 0.53505 | 0.44891 | 0.37264 | [52 empty] | distr_wonelc_won_NGA_025 | 0.27014 | 0.19684 | 0.10251 | 0.076988 | 0.076169 | 0.16699 | 0.21785 | 0.19841 | 0.079322 | 0.036206 | 0.040467 | 0.096993 | 0.24549 | 0.23315 | 0.1382 | 0.05209 | 0.039358 | 0.10994 | 0.14296 | 0.10384 | 0.049785 | 0.040855 | 0.035163 | 0.066776 | distr_wofelc_wof_NGA_008 | DEF_C | OUT | 0.12621
distr_wonelc_won_NGA_026 | DEF_E | 0.2186 | 0.23688 | 0.35158 | 0.44838 | 0.42265 | 0.25637 | 0.29672 | 0.28677 | 0.36988 | 0.46244 | 0.50624 | 0.37694 | 0.37495 | 0.29473 | 0.2876 | 0.30589 | 0.3991 | 0.41871 | 0.43813 | 0.392 | 0.425 | 0.51565 | 0.52797 | 0.51369 | [52 empty] | distr_wonelc_won_NGA_026 | 0.33826 | 0.29719 | 0.11788 | 0.074972 | 0.07408 | 0.23648 | 0.18686 | 0.17765 | 0.1299 | 0.051876 | 0.041656 | 0.095206 | 0.13662 | 0.18641 | 0.20669 | 0.10706 | 0.053913 | 0.048112 | 0.078945 | 0.10288 | 0.062873 | 0.041767 | 0.030739 | 0.060461 | distr_wofelc_wof_NGA_009 | DEF_C | OUT | 0.11626
distr_wonelc_won_NGA_027 | DEF_E | 0.2468 | 0.30171 | 0.37938 | 0.4194 | 0.3913 | 0.31826 | 0.28473 | 0.31513 | 0.40734 | 0.41878 | 0.37672 | 0.31213 | 0.34578 | 0.29108 | 0.29896 | 0.33806 | 0.38528 | 0.35464 | 0.32422 | 0.36824 | 0.48291 | 0.57967 | 0.5602 | 0.44029 | [52 empty] | distr_wonelc_won_NGA_027 | 0.29744 | 0.21724 | 0.083701 | 0.049631 | 0.072441 | 0.20112 | 0.22255 | 0.16478 | 0.087126 | 0.037496 | 0.044325 | 0.13437 | 0.15108 | 0.17981 | 0.1237 | 0.061017 | 0.048217 | 0.094832 | 0.094132 | 0.089203 | 0.046123 | 0.023997 | 0.01934 | 0.045349 | distr_wofelc_wof_NGA_010 | DEF_C | OUT | 0.18963

## load_shapes
~TFM_DINS-AT
g_yrfr | com_fr | timeslice | commodity
0.082192 | 0.022912 | S01aH01 | elc_roadtransport
0.041096 | 0.050687 | S01aH02 | elc_roadtransport
0.030822 | 0.038336 | S01aH03 | elc_roadtransport
0.030822 | 0.039768 | S01aH04 | elc_roadtransport
0.030822 | 0.055491 | S01aH05 | elc_roadtransport
0.030822 | 0.03938 | S01aH06 | elc_roadtransport
0.084018 | 0.023421 | S02aH01 | elc_roadtransport
0.042009 | 0.051814 | S02aH02 | elc_roadtransport
0.031507 | 0.039188 | S02aH03 | elc_roadtransport
0.031507 | 0.040652 | S02aH04 | elc_roadtransport
0.031507 | 0.056724 | S02aH05 | elc_roadtransport
0.031507 | 0.040256 | S02aH06 | elc_roadtransport
0.084018 | 0.023421 | S03aH01 | elc_roadtransport
0.042009 | 0.051814 | S03aH02 | elc_roadtransport
0.031507 | 0.039188 | S03aH03 | elc_roadtransport
0.031507 | 0.040652 | S03aH04 | elc_roadtransport
0.031507 | 0.056724 | S03aH05 | elc_roadtransport
0.031507 | 0.040256 | S03aH06 | elc_roadtransport
0.083105 | 0.023167 | S04aH01 | elc_roadtransport
0.041553 | 0.051251 | S04aH02 | elc_roadtransport
0.031164 | 0.038762 | S04aH03 | elc_roadtransport
0.031164 | 0.04021 | S04aH04 | elc_roadtransport
0.031164 | 0.056107 | S04aH05 | elc_roadtransport
0.031164 | 0.039818 | S04aH06 | elc_roadtransport

## demand
~TFM_DINS-AT
commodity | timeslice | com_fr
elc_buildings | S01aH01 | 0.075972
elc_buildings | S01aH02 | 0.040025
elc_buildings | S01aH03 | 0.032201
elc_buildings | S01aH04 | 0.032681
elc_buildings | S01aH05 | 0.032666
elc_buildings | S01aH06 | 0.034092
elc_buildings | S02aH01 | 0.07856
elc_buildings | S02aH02 | 0.041194
elc_buildings | S02aH03 | 0.033301
elc_buildings | S02aH04 | 0.033719
elc_buildings | S02aH05 | 0.033613
elc_buildings | S02aH06 | 0.03482
elc_buildings | S03aH01 | 0.076616
elc_buildings | S03aH02 | 0.041207
elc_buildings | S03aH03 | 0.032342
elc_buildings | S03aH04 | 0.032462
elc_buildings | S03aH05 | 0.03247
elc_buildings | S03aH06 | 0.034373
elc_buildings | S04aH01 | 0.07585
elc_buildings | S04aH02 | 0.040694
elc_buildings | S04aH03 | 0.032207
elc_buildings | S04aH04 | 0.032326
elc_buildings | S04aH05 | 0.03227
elc_buildings | S04aH06 | 0.034338
elc_industry | S01aH01 | 0.080498
elc_industry | S01aH02 | 0.040778
elc_industry | S01aH03 | 0.031149
elc_industry | S01aH04 | 0.031274
elc_industry | S01aH05 | 0.03127
elc_industry | S01aH06 | 0.03164
elc_industry | S02aH01 | 0.082363
elc_industry | S02aH02 | 0.041678
elc_industry | S02aH03 | 0.031882
elc_industry | S02aH04 | 0.031991
elc_industry | S02aH05 | 0.031963
elc_industry | S02aH06 | 0.032276
elc_industry | S03aH01 | 0.082295
elc_industry | S03aH02 | 0.041899
elc_industry | S03aH03 | 0.031797
elc_industry | S03aH04 | 0.031828
elc_industry | S03aH05 | 0.031831
elc_industry | S03aH06 | 0.032324
elc_industry | S04aH01 | 0.081348
elc_industry | S04aH02 | 0.041392
elc_industry | S04aH03 | 0.031481
elc_industry | S04aH04 | 0.031512
elc_industry | S04aH05 | 0.031498
elc_industry | S04aH06 | 0.032034

## peak_factors
~TFM_DINS-AT
commodity | timeslice | com_pkflx
ELC | S01aH01 | 0.46636
ELC | S01aH02 | 0.18774
ELC | S01aH03 | 0.08399
ELC | S01aH04 | 0.047309
ELC | S01aH05 | 0.053713
ELC | S01aH06 | 0.081274
ELC | S02aH01 | 0.43455
ELC | S02aH02 | 0.20732
ELC | S02aH03 | 0.064489
ELC | S02aH04 | 0.038752
ELC | S02aH05 | 0.044871
ELC | S02aH06 | 0.091673
ELC | S03aH01 | 0.37978
ELC | S03aH02 | 0.11981
ELC | S03aH03 | 0.058748
ELC | S03aH04 | 0.054343
ELC | S03aH05 | 0.046785
ELC | S03aH06 | 0.061336
ELC | S04aH01 | 0.4144
ELC | S04aH02 | 0.17825
ELC | S04aH03 | 0.070194
ELC | S04aH04 | 0.06119
ELC | S04aH05 | 0.064676
ELC | S04aH06 | 0.081412

## hydro_af
~TFM_INS-AT
Year | timeslice | ncap_afs | pset_ci
2020 | S01 | 0.3958 | hydro
2020 | S02 | 0.26353 | hydro
2020 | S03 | 0.30237 | hydro
2020 | S04 | 0.426 | hydro
2021 | S01 | 0.45793 | hydro
2021 | S02 | 0.33527 | hydro
2021 | S03 | 0.2484 | hydro
2021 | S04 | 0.48327 | hydro
2022 | S01 | 0.46623 | hydro
2022 | S02 | 0.35393 | hydro
2022 | S03 | 0.30773 | hydro
2022 | S04 | 0.55557 | hydro
2025 | S01 | 0.3811 | hydro
2025 | S02 | 0.32997 | hydro
2025 | S03 | 0.29797 | hydro
2025 | S04 | 0.46233 | hydro
2026 | S01 | 0.47213 | hydro
2026 | S02 | 0.37913 | hydro
2026 | S03 | 0.34293 | hydro
2026 | S04 | 0.48103 | hydro
2027 | S01 | 0.43707 | hydro
2027 | S02 | 0.35437 | hydro
2027 | S03 | 0.26937 | hydro
2027 | S04 | 0.4755 | hydro
2028 | S01 | 0.5074 | hydro
2028 | S02 | 0.27807 | hydro
2028 | S03 | 0.29803 | hydro
2028 | S04 | 0.4817 | hydro
2029 | S01 | 0.41973 | hydro
2029 | S02 | 0.28117 | hydro
2029 | S03 | 0.3107 | hydro
2029 | S04 | 0.46237 | hydro
2030 | S01 | 0.31787 | hydro
2030 | S02 | 0.34423 | hydro
2030 | S03 | 0.25567 | hydro
2030 | S04 | 0.4384 | hydro
2031 | S01 | 0.51437 | hydro
2031 | S02 | 0.33253 | hydro
2031 | S03 | 0.36827 | hydro
2031 | S04 | 0.45407 | hydro
2032 | S01 | 0.29747 | hydro
2032 | S02 | 0.21053 | hydro
2032 | S03 | 0.29387 | hydro
2032 | S04 | 0.3112 | hydro
2033 | S01 | 0.31753 | hydro
2033 | S02 | 0.27503 | hydro
2033 | S03 | 0.2872 | hydro
2033 | S04 | 0.43003 | hydro
2034 | S01 | 0.4427 | hydro
2034 | S02 | 0.3044 | hydro
2034 | S03 | 0.2721 | hydro
2034 | S04 | 0.3859 | hydro
2035 | S01 | 0.3648 | hydro
2035 | S02 | 0.25663 | hydro
2035 | S03 | 0.24773 | hydro
2035 | S04 | 0.42617 | hydro
2036 | S01 | 0.32963 | hydro
2036 | S02 | 0.33193 | hydro
2036 | S03 | 0.2808 | hydro
2036 | S04 | 0.42753 | hydro
2037 | S01 | 0.3542 | hydro
2037 | S02 | 0.3104 | hydro
2037 | S03 | 0.25593 | hydro
2037 | S04 | 0.38627 | hydro
2038 | S01 | 0.45287 | hydro
2038 | S02 | 0.33957 | hydro
2038 | S03 | 0.31363 | hydro
2038 | S04 | 0.47943 | hydro
2039 | S01 | 0.4229 | hydro
2039 | S02 | 0.2998 | hydro
2039 | S03 | 0.31793 | hydro
2039 | S04 | 0.43977 | hydro
2040 | S01 | 0.36333 | hydro
2040 | S02 | 0.35637 | hydro
2040 | S03 | 0.2739 | hydro
2040 | S04 | 0.51377 | hydro
2041 | S01 | 0.38243 | hydro
2041 | S02 | 0.23103 | hydro
2041 | S03 | 0.2666 | hydro
2041 | S04 | 0.51593 | hydro
2042 | S01 | 0.42993 | hydro
2042 | S02 | 0.28523 | hydro
2042 | S03 | 0.3353 | hydro
2042 | S04 | 0.43627 | hydro
2043 | S01 | 0.4692 | hydro
2043 | S02 | 0.24323 | hydro
2043 | S03 | 0.27527 | hydro
2043 | S04 | 0.4967 | hydro
2044 | S01 | 0.46757 | hydro
2044 | S02 | 0.40037 | hydro
2044 | S03 | 0.34267 | hydro
2044 | S04 | 0.4752 | hydro
2045 | S01 | 0.40107 | hydro
2045 | S02 | 0.3975 | hydro
2045 | S03 | 0.30883 | hydro
2045 | S04 | 0.45373 | hydro
2046 | S01 | 0.39577 | hydro
2046 | S02 | 0.29833 | hydro
2046 | S03 | 0.2657 | hydro
2046 | S04 | 0.45677 | hydro
2047 | S01 | 0.49433 | hydro
2047 | S02 | 0.32113 | hydro
2047 | S03 | 0.3581 | hydro
2047 | S04 | 0.4675 | hydro
2048 | S01 | 0.4623 | hydro
2048 | S02 | 0.29433 | hydro
2048 | S03 | 0.28733 | hydro
2048 | S04 | 0.36873 | hydro
2049 | S01 | 0.4106 | hydro
2049 | S02 | 0.298 | hydro
2049 | S03 | 0.2902 | hydro
2049 | S04 | 0.46123 | hydro
2050 | S01 | 0.42963 | hydro
2050 | S02 | 0.36247 | hydro
2050 | S03 | 0.25343 | hydro
2050 | S04 | 0.41757 | hydro