## Calibration
VERVESTACKS - the open USE platform · Powered by data · Shaped by vision · Guided by intuition · Fueled by passion
Table 1: Capacity Comparison (GW)
iso_code | model_fuel | capacity_gw_gem | capacity_gw_irena | capacity_gw_ember
DEU | bioenergy | 9.9 | 9.8 | 9.9
DEU | coal | 40.4 |  | 40.4
DEU | gas | 33.8 |  | 32.4
DEU | geothermal | 0 | 0.1
DEU | hydro | 10.9 | 10.9 | 5.6
DEU | oil | 33.8 | 92.4 | 1.5
DEU | solar | 61.2 | 61.2 | 67.5
DEU | windoff | 8.2 | 8.2
DEU | windon | 58 | 58 | 66.2
Table 2: Generation Analysis (TWh)
iso_code | model_fuel | generation_twh_gem_irena | generation_twh_gem_ember | generation_twh_irena | generation_twh_ember
DEU | bioenergy | 48.4 | 48.4 | 48.1 | 48.4
DEU | coal |  | 180 |  | 180
DEU | gas |  | 82.6 |  | 79.1
DEU | geothermal | 0.1 |  | 0.2
DEU | hydro | 23.6 | 34.3 | 23.6 | 17.6
DEU | oil | 4.7 | 503 | 12.9 | 21.6
DEU | solar | 60.3 | 54.7 | 60.3 | 60.3
DEU | windoff | 25.1 |  | 25.1
DEU | windon | 99.7 | 109.3 | 99.7 | 124.7
Table 3: Detailed Metrics & Validation
iso_code | model_fuel | utilization_factor_irena | utilization_factor_ember | avg_efficiency | fuel_consumed_twh_irena | fuel_consumed_twh_ember | fuel_consumed_unsd_twh
DEU | bioenergy | 0.56 | 0.56 | 0.35 | 140.3 | 140.2 | 162.9
DEU | coal |  | 0.51 | 0.38 |  | 474.9 | 586.5
DEU | gas |  | 0.28 | 0.46 |  | 194.8 | 223.7
DEU | geothermal | 0.45 |  | 1 | 0.1
DEU | hydro | 0.25 | 0.36 | 1 | 23.6 | 34.3
DEU | oil | 0.02 | 1.7 | 0.44 | 11.6 | 1235.3 | 15.4
DEU | solar | 0.11 | 0.1 | 1 | 60.3 | 54.7
DEU | windoff | 0.35 |  | 0.33 | 75.9
DEU | windon | 0.2 | 0.22 | 0.33 | 301 | 329.9

## existing_stock
VERVESTACKS - the open USE platform · Powered by data · Shaped by vision · Guided by intuition · Fueled by passion
existing_stock
model_name | model_description | model_fuel | iso_code | Start year | retirement_year | state | city | status_group | comm-out | Capacity_GW | capex | fixom | varom | efficiency | capacity_factor | min_stable_factor_pct | min_up_time_h | min_down_time_h | max_ramp_up_pct_h | max_ramp_down_pct_h | startup_time_h | startup_cost_per_mw | shutdown_cost_per_mw
ep_bioenergy_ | Aggregated Plant - EMBER Gap - DE183-220_Missing Bioenergy Capacity | bioenergy | DEU | 2022 |  |  |  | active | e_DE183-220 | 0.32625 | 3850 | 143 | 8.4 | 0.3605 |  | 42 | 7 | 7 | 20 | 20 | 8 | 60 | 14
ep_bioenergy_ | Aggregated Plant - EMBER Gap - way/1086825107-220_Missing Bioenergy Capacity | bioenergy | DEU | 2022 |  |  |  | active | e_w1086825107-220 | 0.45357 | 3850 | 143 | 8.4 | 0.3605 |  | 42 | 7 | 7 | 20 | 20 | 8 | 60 | 14
ep_bioenergy_ | Aggregated Plant - EMBER Gap - way/28956649-380_Missing Bioenergy Capacity | bioenergy | DEU | 2022 |  |  |  | active | e_w28956649-380 | 0.4297 | 3850 | 143 | 8.4 | 0.3605 |  | 42 | 7 | 7 | 20 | 20 | 8 | 60 | 14
ep_bioenergy_ | Aggregated Plant - EMBER Gap - way/52983550-380_Missing Bioenergy Capacity | bioenergy | DEU | 2022 |  |  |  | active | e_w52983550-380 | 0.25464 | 4427.5 | 157.3 | 9.24 | 0.3399 |  | 38 | 5 | 5 | 30 | 30 | 5 | 40 | 10
ep_bioenergy_ | Aggregated Plant - EMBER Gap - way/24413992-380_Missing Bioenergy Capacity | bioenergy | DEU | 2022 |  |  |  | active | e_w24413992-380 | 0.39787 | 3850 | 143 | 8.4 | 0.3605 |  | 42 | 7 | 7 | 20 | 20 | 8 | 60 | 14
ep_bioenergy_ | Aggregated Plant - EMBER Gap - way/22765517-220_Missing Bioenergy Capacity | bioenergy | DEU | 2022 |  |  |  | active | e_w22765517-220 | 0.27055 | 4427.5 | 157.3 | 9.24 | 0.3399 |  | 38 | 5 | 5 | 30 | 30 | 5 | 40 | 10
ep_bioenergy_ | Aggregated Plant - EMBER Gap - way/942448206-380_Missing Bioenergy Capacity | bioenergy | DEU | 2022 |  |  |  | active | e_w942448206-380 | 0.27851 | 4427.5 | 157.3 | 9.24 | 0.3399 |  | 38 | 5 | 5 | 30 | 30 | 5 | 40 | 10
ep_bioenergy_ | Aggregated Plant - EMBER Gap - way/23140544-220_Missing Bioenergy Capacity | bioenergy | DEU | 2022 |  |  |  | active | e_w23140544-220 | 0.43766 | 3850 | 143 | 8.4 | 0.3605 |  | 42 | 7 | 7 | 20 | 20 | 8 | 60 | 14
ep_bioenergy_ | Aggregated Plant - EMBER Gap - way/29309786-380_Missing Bioenergy Capacity | bioenergy | DEU | 2022 |  |  |  | active | e_w29309786-380 | 0.50927 | 3850 | 143 | 8.4 | 0.3605 |  | 42 | 7 | 7 | 20 | 20 | 8 | 60 | 14
ep_bioenergy_ | Aggregated Plant - EMBER Gap - way/53378027-380_Missing Bioenergy Capacity | bioenergy | DEU | 2022 |  |  |  | active | e_w53378027-380 | 0.60476 | 3850 | 143 | 8.4 | 0.3605 |  | 42 | 7 | 7 | 20 | 20 | 8 | 60 | 14
ep_bioenergy_ | Aggregated Plant - EMBER Gap - DE108-220_Missing Bioenergy Capacity | bioenergy | DEU | 2022 |  |  |  | active | e_DE108-220 | 0.27055 | 4427.5 | 157.3 | 9.24 | 0.3399 |  | 38 | 5 | 5 | 30 | 30 | 5 | 40 | 10
ep_bioenergy_ | Aggregated Plant - EMBER Gap - DE52-220_Missing Bioenergy Capacity | bioenergy | DEU | 2022 |  |  |  | active | e_DE52-220 | 0.3183 | 3850 | 143 | 8.4 | 0.3605 |  | 42 | 7 | 7 | 20 | 20 | 8 | 60 | 14
ep_bioenergy_ | Aggregated Plant - EMBER Gap - way/59925390-380_Missing Bioenergy Capacity | bioenergy | DEU | 2022 |  |  |  | active | e_w59925390-380 | 0.30238 | 3850 | 143 | 8.4 | 0.3605 |  | 42 | 7 | 7 | 20 | 20 | 8 | 60 | 14
ep_bioenergy_ | Aggregated Plant - EMBER Gap - DE44-380_Missing Bioenergy Capacity | bioenergy | DEU | 2022 |  |  |  | active | e_DE44-380 | 0.35808 | 3850 | 143 | 8.4 | 0.3605 |  | 42 | 7 | 7 | 20 | 20 | 8 | 60 | 14
ep_bioenergy_ | Aggregated Plant - EMBER Gap - DE20-380_Missing Bioenergy Capacity | bioenergy | DEU | 2022 |  |  |  | active | e_DE20-380 | 0.55702 | 3850 | 143 | 8.4 | 0.3605 |  | 42 | 7 | 7 | 20 | 20 | 8 | 60 | 14
ep_bioenergy_ | Aggregated Plant - EMBER Gap - way/152924508-220_Missing Bioenergy Capacity | bioenergy | DEU | 2022 |  |  |  | active | e_w152924508-220 | 0.46949 | 3850 | 143 | 8.4 | 0.3605 |  | 42 | 7 | 7 | 20 | 20 | 8 | 60 | 14
ep_bioenergy_ | Aggregated Plant - EMBER Gap - way/229565743-220_Missing Bioenergy Capacity | bioenergy | DEU | 2022 |  |  |  | active | e_w229565743-220 | 0.39787 | 3850 | 143 | 8.4 | 0.3605 |  | 42 | 7 | 7 | 20 | 20 | 8 | 60 | 14
ep_bioenergy_ | Aggregated Plant - EMBER Gap - DE130-380_Missing Bioenergy Capacity | bioenergy | DEU | 2022 |  |  |  | active | e_DE130-380 | 0.44561 | 3850 | 143 | 8.4 | 0.3605 |  | 42 | 7 | 7 | 20 | 20 | 8 | 60 | 14
ep_bioenergy_ | Aggregated Plant - EMBER Gap - way/33169401-380_Missing Bioenergy Capacity | bioenergy | DEU | 2022 |  |  |  | active | e_w33169401-380 | 1.114 | 3850 | 143 | 8.4 | 0.3605 |  | 42 | 7 | 7 | 20 | 20 | 8 | 60 | 14
ep_bioenergy_ | Aggregated Plant - EMBER Gap - DE159-380_Missing Bioenergy Capacity | bioenergy | DEU | 2022 |  |  |  | active | e_DE159-380 | 0.29442 | 4427.5 | 157.3 | 9.24 | 0.3399 |  | 38 | 5 | 5 | 30 | 30 | 5 | 40 | 10
ep_bioenergy_ | Aggregated Plant - EMBER Gap - way/943939310-380_Missing Bioenergy Capacity | bioenergy | DEU | 2022 |  |  |  | active | e_w943939310-380 | 0.28647 | 4427.5 | 157.3 | 9.24 | 0.3399 |  | 38 | 5 | 5 | 30 | 30 | 5 | 40 | 10
ep_bioenergy_DE108-220 | Aggregated Plant | bioenergy | DEU | 2008 |  |  |  | active | e_DE108-220 | 0.034 | 5197.5 | 185.9 | 10.08 | 0.2884 |  | 38 | 5 | 5 | 30 | 30 | 5 | 40 | 10
ep_bioenergy_DE159-380 | Aggregated Plant | bioenergy | DEU | 2003 |  |  |  | active | e_DE159-380 | 0.037 | 5197.5 | 185.9 | 10.08 | 0.2884 |  | 38 | 5 | 5 | 30 | 30 | 5 | 40 | 10
ep_bioenergy_DE183-220 | Aggregated Plant | bioenergy | DEU | 2010 |  |  |  | active | e_DE183-220 | 0.041 | 5197.5 | 185.9 | 10.08 | 0.2884 |  | 38 | 5 | 5 | 30 | 30 | 5 | 40 | 10
ep_bioenergy_DE44-380 | Aggregated Plant | bioenergy | DEU | 2005 |  |  |  | active | e_DE44-380 | 0.045 | 5197.5 | 185.9 | 10.08 | 0.2884 |  | 38 | 5 | 5 | 30 | 30 | 5 | 40 | 10
ep_bioenergy_DE52-220 | Aggregated Plant | bioenergy | DEU | 1981 |  |  |  | active | e_DE52-220 | 0.04 | 5197.5 | 185.9 | 10.08 | 0.25235 |  | 38 | 5 | 5 | 30 | 30 | 5 | 40 | 10
ep_bioenergy_G100000200228 | Enertec Hameln power station_1 | bioenergy | DEU | 1913 |  | Lower Saxony |  | active | e_w24413992-380 | 0.05 | 5197.5 | 185.9 | 10.08 | 0.1854 |  | 38 | 5 | 5 | 30 | 30 | 5 | 40 | 10
ep_bioenergy_G100000200234 | ZMS Schwandorf power station_1 | bioenergy | DEU | 1994 |  | Bavaria |  | active | e_w28956649-380 | 0.054 | 4427.5 | 157.3 | 9.24 | 0.27295 |  | 38 | 5 | 5 | 30 | 30 | 5 | 40 | 10
ep_bioenergy_G100000200244 | AVA Augsburg power station_1 | bioenergy | DEU | 1997 |  | Bavaria | Augsburg | active | e_w53378027-380 | 0.076 | 4427.5 | 157.3 | 9.24 | 0.27295 |  | 38 | 5 | 5 | 30 | 30 | 5 | 40 | 10
ep_bioenergy_G100000200245 | AVG Köln RMVA power station_1 | bioenergy | DEU | 1998 |  | North Rhine-Westphalia | Cologne | active | e_DE130-380 | 0.056 | 4427.5 | 157.3 | 9.24 | 0.27295 |  | 38 | 5 | 5 | 30 | 30 | 5 | 40 | 10
ep_bioenergy_G100000200274 | EVI Abfallverwertung power station_1 | bioenergy | DEU | 2007 |  | Lower Saxony |  | active | e_DE20-380 | 0.07 | 4427.5 | 157.3 | 9.24 | 0.2987 |  | 38 | 5 | 5 | 30 | 30 | 5 | 40 | 10
ep_bioenergy_G100000200302 | Müllheizkraftwerk Bremen power station_1 | bioenergy | DEU | 1969 |  | Free Hanseatic City of Bremen | Bremen | active | e_w229565743-220 | 0.05 | 5197.5 | 185.9 | 10.08 | 0.2369 |  | 38 | 5 | 5 | 30 | 30 | 5 | 40 | 10
ep_bioenergy_G100000201391 | Flingern power station_1 | bioenergy | DEU | 1965 |  | Nordrhein-Westfalen | Flingern | active | e_w23140544-220 | 0.055 | 4427.5 | 157.3 | 9.24 | 0.2369 |  | 38 | 5 | 5 | 30 | 30 | 5 | 40 | 10
ep_bioenergy_G100000201393 | MVA Heringen power station_1 | bioenergy | DEU | 2009 |  | Hesse |  | active | e_w29309786-380 | 0.064 | 4427.5 | 157.3 | 9.24 | 0.2987 |  | 38 | 5 | 5 | 30 | 30 | 5 | 40 | 10
ep_bioenergy_G100000201394 | Rosenthal Mill power station_1 | bioenergy | DEU | 1999 |  | Thuringia | Rosenthal am Rennsteig | active | e_w1086825107-220 | 0.057 | 4427.5 | 157.3 | 9.24 | 0.27295 |  | 38 | 5 | 5 | 30 | 30 | 5 | 40 | 10
ep_bioenergy_G100000201395 | SCA Mannheim power station_1 | bioenergy | DEU | 2015 |  | Baden-Württemberg | Mannheim | active | e_w152924508-220 | 0.059 | 4427.5 | 157.3 | 9.24 | 0.3193 |  | 38 | 5 | 5 | 30 | 30 | 5 | 40 | 10
ep_bioenergy_G100000201396 | Stendal Mill power station_1 | bioenergy | DEU | 2004 |  | Saxony-Anhalt |  | active | e_w33169401-380 | 0.1 | 4427.5 | 157.3 | 9.24 | 0.2987 |  | 38 | 5 | 5 | 30 | 30 | 5 | 40 | 10
ep_bioenergy_w22765517-220 | Aggregated Plant | bioenergy | DEU | 2009 |  |  |  | active | e_w22765517-220 | 0.034 | 5197.5 | 185.9 | 10.08 | 0.2884 |  | 38 | 5 | 5 | 30 | 30 | 5 | 40 | 10
ep_bioenergy_w33169401-380 | Aggregated Plant | bioenergy | DEU | 2014 |  |  |  | active | e_w33169401-380 | 0.04 | 5197.5 | 185.9 | 10.08 | 0.309 |  | 38 | 5 | 5 | 30 | 30 | 5 | 40 | 10
ep_bioenergy_w52983550-380 | Aggregated Plant | bioenergy | DEU | 2011 |  |  |  | active | e_w52983550-380 | 0.032 | 5197.5 | 185.9 | 10.08 | 0.309 |  | 38 | 5 | 5 | 30 | 30 | 5 | 40 | 10
ep_bioenergy_w59925390-380 | Aggregated Plant | bioenergy | DEU | 1987 |  |  |  | active | e_w59925390-380 | 0.038 | 5197.5 | 185.9 | 10.08 | 0.25235 |  | 38 | 5 | 5 | 30 | 30 | 5 | 40 | 10
ep_bioenergy_w942448206-380 | Aggregated Plant | bioenergy | DEU | 2009 |  |  |  | active | e_w942448206-380 | 0.035 | 5197.5 | 185.9 | 10.08 | 0.2884 |  | 38 | 5 | 5 | 30 | 30 | 5 | 40 | 10
ep_bioenergy_w943939310-380 | Aggregated Plant | bioenergy | DEU | 2010 |  |  |  | active | e_w943939310-380 | 0.036 | 5197.5 | 185.9 | 10.08 | 0.2884 |  | 38 | 5 | 5 | 30 | 30 | 5 | 40 | 10
ep_coal_subcritical_ | Aggregated Plant - EMBER Gap - way/24478889-220_Missing Coal Capacity | coal | DEU | 2022 |  |  |  | active | e_w24478889-220 | 0.19755 | 2530 | 72.6 | 5.775 | 0.3502 |  | 38 | 5 | 5 | 30 | 30 | 5 | 40 | 10
ep_coal_subcritical_ | Aggregated Plant - EMBER Gap - DE103-380_Missing Coal Capacity | coal | DEU | 2022 |  |  |  | active | e_DE103-380 | 0.24506 | 2530 | 72.6 | 5.775 | 0.3502 |  | 38 | 5 | 5 | 30 | 30 | 5 | 40 | 10
ep_coal_subcritical_ | Aggregated Plant - EMBER Gap - way/1303270458-220_Missing Coal Capacity | coal | DEU | 2022 |  |  |  | active | e_w1303270458-220 | 0.18504 | 2530 | 72.6 | 5.775 | 0.3502 |  | 38 | 5 | 5 | 30 | 30 | 5 | 40 | 10
ep_coal_subcritical_ | Aggregated Plant - EMBER Gap - way/152261133-220_Missing Coal Capacity | coal | DEU | 2022 |  |  |  | active | e_w152261133-220 | 0.36508 | 2200 | 66 | 5.25 | 0.3708 |  | 42 | 7 | 7 | 20 | 20 | 8 | 60 | 14
ep_coal_subcritical_ | Aggregated Plant - EMBER Gap - way/43163132-380_Missing Coal Capacity | coal | DEU | 2022 |  |  |  | active | e_w43163132-380 | 0.15003 | 2530 | 72.6 | 5.775 | 0.3502 |  | 38 | 5 | 5 | 30 | 30 | 5 | 40 | 10
ep_coal_subcritical_ | Aggregated Plant - EMBER Gap - DE99-380_Missing Coal Capacity | coal | DEU | 2022 |  |  |  | active | e_DE99-380 | 0.67226 | 2200 | 66 | 5.25 | 0.3708 |  | 42 | 7 | 7 | 20 | 20 | 8 | 60 | 14
ep_coal_subcritical_ | Aggregated Plant - EMBER Gap - way/275138524-380_Missing Coal Capacity | coal | DEU | 2022 |  |  |  | active | e_w275138524-380 | 0.27506 | 2530 | 72.6 | 5.775 | 0.3502 |  | 38 | 5 | 5 | 30 | 30 | 5 | 40 | 10
ep_coal_subcritical_ | Aggregated Plant - EMBER Gap - way/1104947187-380_Missing Coal Capacity | coal | DEU | 2022 |  |  |  | active | e_w1104947187-380 | 0.26656 | 2530 | 72.6 | 5.775 | 0.3502 |  | 38 | 5 | 5 | 30 | 30 | 5 | 40 | 10
ep_coal_subcritical_ | Aggregated Plant - EMBER Gap - DE141-380_Missing Coal Capacity | coal | DEU | 2022 |  |  |  | active | e_DE141-380 | 0.39884 | 2200 | 66 | 5.25 | 0.3708 |  | 42 | 7 | 7 | 20 | 20 | 8 | 60 | 14
ep_coal_subcritical_ | Aggregated Plant - EMBER Gap - way/207756597-220_Missing Coal Capacity | coal | DEU | 2022 |  |  |  | active | e_w207756597-220 | 0.1943 | 2530 | 72.6 | 5.775 | 0.3502 |  | 38 | 5 | 5 | 30 | 30 | 5 | 40 | 10
ep_coal_subcritical_ | Aggregated Plant - EMBER Gap - way/1076001174-380_Missing Coal Capacity | coal | DEU | 2022 |  |  |  | active | e_w1076001174-380 | 0.12503 | 2530 | 72.6 | 5.775 | 0.3502 |  | 38 | 5 | 5 | 30 | 30 | 5 | 40 | 10
ep_coal_subcritical_ | Aggregated Plant - EMBER Gap - way/37721677-380_Missing Coal Capacity | coal | DEU | 2022 |  |  |  | active | e_w37721677-380 | 0.1958 | 2530 | 72.6 | 5.775 | 0.3502 |  | 38 | 5 | 5 | 30 | 30 | 5 | 40 | 10
ep_coal_subcritical_ | Aggregated Plant - EMBER Gap - way/425100082-380_Missing Coal Capacity | coal | DEU | 2022 |  |  |  | active | e_w425100082-380 | 0.20255 | 2530 | 72.6 | 5.775 | 0.3502 |  | 38 | 5 | 5 | 30 | 30 | 5 | 40 | 10
ep_coal_subcritical_ | Aggregated Plant - EMBER Gap - way/188276460-380_Missing Coal Capacity | coal | DEU | 2022 |  |  |  | active | e_w188276460-380 | 0.56963 | 2200 | 66 | 5.25 | 0.3708 |  | 42 | 7 | 7 | 20 | 20 | 8 | 60 | 14
ep_coal_subcritical_ | Aggregated Plant - EMBER Gap - way/133342285-220_Missing Coal Capacity | coal | DEU | 2022 |  |  |  | active | e_w133342285-220 | 0.11853 | 2530 | 72.6 | 5.775 | 0.3502 |  | 38 | 5 | 5 | 30 | 30 | 5 | 40 | 10
ep_coal_subcritical_ | Aggregated Plant - EMBER Gap - way/157628351-380_Missing Coal Capacity | coal | DEU | 2022 |  |  |  | active | e_w157628351-380 | 0.19505 | 2530 | 72.6 | 5.775 | 0.3502 |  | 38 | 5 | 5 | 30 | 30 | 5 | 40 | 10
ep_coal_subcritical_ | Aggregated Plant - EMBER Gap - DE128-380_Missing Coal Capacity | coal | DEU | 2022 |  |  |  | active | e_DE128-380 | 0.55013 | 2200 | 66 | 5.25 | 0.3708 |  | 42 | 7 | 7 | 20 | 20 | 8 | 60 | 14
ep_coal_subcritical_ | Aggregated Plant - EMBER Gap - DE5-380_Missing Coal Capacity | coal | DEU | 2022 |  |  |  | active | e_DE5-380 | 0.13828 | 2530 | 72.6 | 5.775 | 0.3502 |  | 38 | 5 | 5 | 30 | 30 | 5 | 40 | 10
ep_coal_subcritical_ | Aggregated Plant - EMBER Gap - relation/17591073-220_Missing Coal Capacity | coal | DEU | 2022 |  |  |  | active | e_r17591073-220 | 0.53687 | 2200 | 66 | 5.25 | 0.3708 |  | 42 | 7 | 7 | 20 | 20 | 8 | 60 | 14
ep_coal_subcritical_ | Aggregated Plant - EMBER Gap - way/42410916-380_Missing Coal Capacity | coal | DEU | 2022 |  |  |  | active | e_w42410916-380 | 0.13828 | 2530 | 72.6 | 5.775 | 0.3502 |  | 38 | 5 | 5 | 30 | 30 | 5 | 40 | 10
ep_coal_subcritical_ | Aggregated Plant - EMBER Gap - way/58429825-380_Missing Coal Capacity | coal | DEU | 2022 |  |  |  | active | e_w58429825-380 | 0.40009 | 2200 | 66 | 5.25 | 0.3708 |  | 42 | 7 | 7 | 20 | 20 | 8 | 60 | 14
ep_coal_subcritical_ | Aggregated Plant - EMBER Gap - way/82773910-380_Missing Coal Capacity | coal | DEU | 2022 |  |  |  | active | e_w82773910-380 | 0.11653 | 2530 | 72.6 | 5.775 | 0.3502 |  | 38 | 5 | 5 | 30 | 30 | 5 | 40 | 10
ep_coal_subcritical_ | Aggregated Plant - EMBER Gap - DE58-380_Missing Coal Capacity | coal | DEU | 2022 |  |  |  | active | e_DE58-380 | 0.53512 | 2200 | 66 | 5.25 | 0.3708 |  | 42 | 7 | 7 | 20 | 20 | 8 | 60 | 14
ep_coal_subcritical_ | Aggregated Plant - EMBER Gap - way/152018146-220_Missing Coal Capacity | coal | DEU | 2022 |  |  |  | active | e_w152018146-220 | 0.19505 | 2530 | 72.6 | 5.775 | 0.3502 |  | 38 | 5 | 5 | 30 | 30 | 5 | 40 | 10
ep_coal_subcritical_ | Aggregated Plant - EMBER Gap - way/1134105414-380_Missing Coal Capacity | coal | DEU | 2022 |  |  |  | active | e_w1134105414-380 | 0.20755 | 2530 | 72.6 | 5.775 | 0.3502 |  | 38 | 5 | 5 | 30 | 30 | 5 | 40 | 10
ep_coal_subcritical_ | Aggregated Plant - EMBER Gap - way/714098678-380_Missing Coal Capacity | coal | DEU | 2022 |  |  |  | active | e_w714098678-380 | 0.46661 | 2200 | 66 | 5.25 | 0.3708 |  | 42 | 7 | 7 | 20 | 20 | 8 | 60 | 14
ep_coal_subcritical_DE160-220 | Aggregated Plant | coal | DEU | 2022 |  |  |  | active | e_DE160-220 | 0.016504 | 2970 | 85.8 | 6.3 | 0.3399 |  | 38 | 5 | 5 | 30 | 30 | 5 | 40 | 10
ep_coal_subcritical_DE160-220__m | Aggregated Plant | coal | DEU | 1989 |  |  |  | mothballed | e_DE160-220 | 0.066 | 2530 | 72.6 | 5.775 | 0.3399 |  | 38 | 5 | 5 | 30 | 30 | 5 | 40 | 10
ep_coal_subcritical_DE8-380 | Aggregated Plant | coal | DEU | 2022 |  |  |  | active | e_DE8-380 | 0.072442 | 2530 | 72.6 | 5.775 | 0.3502 |  | 38 | 5 | 5 | 30 | 30 | 5 | 40 | 10
ep_coal_subcritical_G100000100137 | Altbach power station_CHP 1 | coal | DEU | 1985 | 2026 | Baden-Wuerttemberg | Altbach | active | e_w37721677-380 | 0.433 | 2200 | 66 | 5.25 | 0.3605 |  | 42 | 7 | 7 | 20 | 20 | 8 | 60 | 14
ep_coal_subcritical_G100000100765__m | Bergkamen power station_Unit A | coal | DEU | 1981 | 2026 | North Rhine-Westphalia | Bergkamen | mothballed | e_w157628351-380 | 0.78 | 2200 | 66 | 5.25 | 0.3605 |  | 42 | 7 | 7 | 20 | 20 | 8 | 60 | 14
ep_coal_subcritical_G100000100771 | Berlin-Reuter-West power station_Unit A | coal | DEU | 1987 | 2029 | Berlin | Berlin | active | e_w43163132-380 | 0.3 | 2530 | 72.6 | 5.775 | 0.3399 |  | 42 | 7 | 7 | 20 | 20 | 8 | 60 | 14
ep_coal_subcritical_G100000100772 | Berlin-Reuter-West power station_Unit B | coal | DEU | 1989 | 2029 | Berlin | Berlin | active | e_w43163132-380 | 0.3 | 2530 | 72.6 | 5.775 | 0.3399 |  | 42 | 7 | 7 | 20 | 20 | 8 | 60 | 14
ep_coal_subcritical_G100000100773__m | Bexbach-C power station_Unit 1 | coal | DEU | 1983 | 2031 | Saarland | Bexbach | mothballed | e_w152018146-220 | 0.78 | 2200 | 66 | 5.25 | 0.3605 |  | 42 | 7 | 7 | 20 | 20 | 8 | 60 | 14
ep_coal_subcritical_G100000101032 | Boxberg power station_Unit N | coal | DEU | 1979 | 2029 | Saxony | Boxberg | active | e_DE99-380 | 0.5 | 2200 | 66 | 5.25 | 0.3502 |  | 42 | 7 | 7 | 20 | 20 | 8 | 60 | 14
ep_coal_subcritical_G100000101033 | Boxberg power station_Unit P | coal | DEU | 1980 | 2029 | Saxony | Boxberg | active | e_DE99-380 | 0.5 | 2200 | 66 | 5.25 | 0.3502 |  | 42 | 7 | 7 | 20 | 20 | 8 | 60 | 14
ep_coal_subcritical_G100000101380 | Chempark Leverkusen power station_Unit 1 | coal | DEU | 1962 |  | North Rhine-Westphalia | Bayer Leverkusen chemical plant | active | e_w1118059105-220 | 0.112 | 2530 | 72.6 | 5.775 | 0.309 |  | 38 | 5 | 5 | 30 | 30 | 5 | 40 | 10
ep_coal_subcritical_G100000103040 | GKH Hannover power station_Unit 1 | coal | DEU | 1989 | 2026 | Lower Saxony | Hannover | active | e_w23682013-220 | 0.15 | 2530 | 72.6 | 5.775 | 0.3399 |  | 38 | 5 | 5 | 30 | 30 | 5 | 40 | 10
ep_coal_subcritical_G100000103041 | GKH Hannover power station_Unit 2 | coal | DEU | 1989 | 2026 | Lower Saxony | Hannover | active | e_w23682013-220 | 0.15 | 2530 | 72.6 | 5.775 | 0.3399 |  | 38 | 5 | 5 | 30 | 30 | 5 | 40 | 10
ep_coal_subcritical_G100000103045 | GKM (Mannheim) power station_Mannheim Unit 6 | coal | DEU | 1975 |  | Baden-Wuerttemberg | Mannheim | active | e_r17591073-220 | 0.28 | 2530 | 72.6 | 5.775 | 0.3296 |  | 38 | 5 | 5 | 30 | 30 | 5 | 40 | 10
ep_coal_subcritical_G100000103047 | GKM (Mannheim) power station_Mannheim Unit 8 | coal | DEU | 1993 | 2031 | Baden-Wuerttemberg | Mannheim | active | e_r17591073-220 | 0.48 | 2200 | 66 | 5.25 | 0.3708 |  | 42 | 7 | 7 | 20 | 20 | 8 | 60 | 14
ep_coal_subcritical_G100000103729 | Heilbronn power station_Unit 5 | coal | DEU | 1965 | 2026 | Baden-Wuerttemberg | Heilbronn | active | e_w1104947187-380 | 0.125 | 2530 | 72.6 | 5.775 | 0.309 |  | 38 | 5 | 5 | 30 | 30 | 5 | 40 | 10
ep_coal_subcritical_G100000103730 | Heilbronn power station_Unit 6 | coal | DEU | 1966 | 2026 | Baden-Wuerttemberg | Heilbronn | active | e_w1104947187-380 | 0.125 | 2530 | 72.6 | 5.775 | 0.309 |  | 38 | 5 | 5 | 30 | 30 | 5 | 40 | 10
ep_coal_subcritical_G100000103731 | Heilbronn power station_Unit 7 | coal | DEU | 1985 | 2026 | Baden-Wuerttemberg | Heilbronn | active | e_w1104947187-380 | 0.816 | 2200 | 66 | 5.25 | 0.3605 |  | 42 | 7 | 7 | 20 | 20 | 8 | 60 | 14
ep_coal_subcritical_G100000104967 | Janschwalde power station_Unit A | coal | DEU | 1981 | 2028 | Brandenburg | Peitz | active | e_DE58-380 | 0.535 | 2200 | 66 | 5.25 | 0.3605 |  | 42 | 7 | 7 | 20 | 20 | 8 | 60 | 14
ep_coal_subcritical_G100000104968 | Janschwalde power station_Unit B | coal | DEU | 1982 | 2028 | Brandenburg | Peitz | active | e_DE58-380 | 0.535 | 2200 | 66 | 5.25 | 0.3605 |  | 42 | 7 | 7 | 20 | 20 | 8 | 60 | 14
ep_coal_subcritical_G100000104969 | Janschwalde power station_Unit C | coal | DEU | 1984 | 2028 | Brandenburg | Peitz | active | e_DE58-380 | 0.535 | 2200 | 66 | 5.25 | 0.3605 |  | 42 | 7 | 7 | 20 | 20 | 8 | 60 | 14
ep_coal_subcritical_G100000104970 | Janschwalde power station_Unit D | coal | DEU | 1985 | 2028 | Brandenburg | Peitz | active | e_DE58-380 | 0.535 | 2200 | 66 | 5.25 | 0.3605 |  | 42 | 7 | 7 | 20 | 20 | 8 | 60 | 14
ep_coal_subcritical_G100000105963 | Krefeld-Uerdingen power station_Unit 1 | coal | DEU | 1971 |  | North Rhine-Westphalia | Krefeld-Uerdingen chemical plant | active | e_w24479984-220 | 0.12 | 2530 | 72.6 | 5.775 | 0.3296 |  | 38 | 5 | 5 | 30 | 30 | 5 | 40 | 10
ep_coal_subcritical_G100000107428 | Niederaussem power station_Unit G | coal | DEU | 1974 | 2029 | North Rhine-Westphalia | Bergheim | active | e_w188276460-380 | 0.63 | 2200 | 66 | 5.25 | 0.3502 |  | 42 | 7 | 7 | 20 | 20 | 8 | 60 | 14
ep_coal_subcritical_G100000107429 | Niederaussem power station_Unit H | coal | DEU | 1974 | 2030 | North Rhine-Westphalia | Bergheim | active | e_w188276460-380 | 0.636 | 2200 | 66 | 5.25 | 0.3502 |  | 42 | 7 | 7 | 20 | 20 | 8 | 60 | 14
ep_coal_subcritical_G100000108503__m | RDK (Karlsruhe) power station_Unit 7 | coal | DEU | 1984 | 2031 | Baden-Wuerttemberg | Karlsruhe | mothballed | e_w152261133-220 | 0.55 | 2200 | 66 | 5.25 | 0.3605 |  | 42 | 7 | 7 | 20 | 20 | 8 | 60 | 14
ep_coal_subcritical_G100000108876 | Schkopau power station_Phase A | coal | DEU | 1996 | 2034 | Saxony-Anhalt | Schkopau | active | e_DE103-380 | 0.49 | 2200 | 66 | 5.25 | 0.3708 |  | 42 | 7 | 7 | 20 | 20 | 8 | 60 | 14
ep_coal_subcritical_G100000108877 | Schkopau power station_Phase B | coal | DEU | 1996 | 2034 | Saxony-Anhalt | Schkopau | active | e_DE103-380 | 0.49 | 2200 | 66 | 5.25 | 0.3708 |  | 42 | 7 | 7 | 20 | 20 | 8 | 60 | 14
ep_coal_subcritical_G100000108878 | Scholven power station_Unit B | coal | DEU | 1968 | 2031 | North Rhine-Westphalia | Gelsenkirchen | active | e_w1303270458-220 | 0.37 | 2200 | 66 | 5.25 | 0.3296 |  | 42 | 7 | 7 | 20 | 20 | 8 | 60 | 14
ep_coal_subcritical_G100000108879 | Scholven power station_Unit C | coal | DEU | 1969 | 2031 | North Rhine-Westphalia | Gelsenkirchen | active | e_w1303270458-220 | 0.37 | 2200 | 66 | 5.25 | 0.3296 |  | 42 | 7 | 7 | 20 | 20 | 8 | 60 | 14
ep_coal_subcritical_G100000110157 | Tiefstack power station_Unit 1 | coal | DEU | 1993 | 2030 | Hamburg | Hamburg | active | e_w23583867-380 | 0.205 | 2530 | 72.6 | 5.775 | 0.3502 |  | 38 | 5 | 5 | 30 | 30 | 5 | 40 | 10
ep_coal_subcritical_G100000110652__m | Völklingen-Fenne power station_Phase B Unit 1 | coal | DEU | 1982 | 2031 | Saarland | Völklingen | mothballed | e_w82773910-380 | 0.233 | 2530 | 72.6 | 5.775 | 0.3399 |  | 38 | 5 | 5 | 30 | 30 | 5 | 40 | 10
ep_coal_subcritical_G100000110653__m | Völklingen-Fenne power station_Phase C Unit 1 | coal | DEU | 1989 | 2031 | Saarland | Völklingen | mothballed | e_w82773910-380 | 0.233 | 2530 | 72.6 | 5.775 | 0.3399 |  | 38 | 5 | 5 | 30 | 30 | 5 | 40 | 10
ep_coal_subcritical_G100000110699 | Walheim power station_Unit 2 | coal | DEU | 1967 | 2030 | Baden-Wuerttemberg | Walheim | active | e_w147878692-380 | 0.16 | 2530 | 72.6 | 5.775 | 0.309 |  | 38 | 5 | 5 | 30 | 30 | 5 | 40 | 10
ep_coal_subcritical_G100000110760 | Wedel power station_Unit 1 | coal | DEU | 1961 | 2026 | Schleswig-Holstein | Wedel | active | e_DE8-380 | 0.151 | 2530 | 72.6 | 5.775 | 0.309 |  | 38 | 5 | 5 | 30 | 30 | 5 | 40 | 10
ep_coal_subcritical_G100000110761 | Wedel power station_Unit 2 | coal | DEU | 1962 | 2026 | Schleswig-Holstein | Wedel | active | e_DE8-380 | 0.1387 | 2530 | 72.6 | 5.775 | 0.309 |  | 38 | 5 | 5 | 30 | 30 | 5 | 40 | 10
ep_coal_subcritical_G100000110779 | Weiher power station_Weiher-3 | coal | DEU | 1976 | 2031 | Saarland | Quierschied | active | e_w207756597-220 | 0.724 | 2200 | 66 | 5.25 | 0.3502 |  | 42 | 7 | 7 | 20 | 20 | 8 | 60 | 14
ep_coal_subcritical_G100000110854 | Weisweiler power station_Unit F | coal | DEU | 1967 | 2024 | North Rhine-Westphalia | Eschweiler | active | e_DE141-380 | 0.34 | 2200 | 66 | 5.25 | 0.3296 |  | 42 | 7 | 7 | 20 | 20 | 8 | 60 | 14
ep_coal_subcritical_G100000110855 | Weisweiler power station_Unit G | coal | DEU | 1974 | 2028 | North Rhine-Westphalia | Eschweiler | active | e_DE141-380 | 0.63 | 2200 | 66 | 5.25 | 0.3502 |  | 42 | 7 | 7 | 20 | 20 | 8 | 60 | 14
ep_coal_subcritical_G100000110856 | Weisweiler power station_Unit H | coal | DEU | 1975 | 2029 | North Rhine-Westphalia | Eschweiler | active | e_DE141-380 | 0.625 | 2200 | 66 | 5.25 | 0.3502 |  | 42 | 7 | 7 | 20 | 20 | 8 | 60 | 14
ep_coal_subcritical_w1118059105-220 | Aggregated Plant | coal | DEU | 2022 |  |  |  | active | e_w1118059105-220 | 0.028006 | 2970 | 85.8 | 6.3 | 0.3399 |  | 38 | 5 | 5 | 30 | 30 | 5 | 40 | 10
ep_coal_subcritical_w147878692-380 | Aggregated Plant | coal | DEU | 2022 |  |  |  | active | e_w147878692-380 | 0.040009 | 2970 | 85.8 | 6.3 | 0.3399 |  | 38 | 5 | 5 | 30 | 30 | 5 | 40 | 10
ep_coal_subcritical_w156960655-380 | Aggregated Plant | coal | DEU | 1988 |  |  |  | active | e_w156960655-380 | 0.038 | 2970 | 85.8 | 6.3 | 0.3296 |  | 38 | 5 | 5 | 30 | 30 | 5 | 40 | 10
ep_coal_subcritical_w207756597-220 | Aggregated Plant | coal | DEU | 1988 |  |  |  | active | e_w207756597-220 | 0.053 | 2530 | 72.6 | 5.775 | 0.3399 |  | 38 | 5 | 5 | 30 | 30 | 5 | 40 | 10
ep_coal_subcritical_w22765517-220 | Aggregated Plant | coal | DEU | 1991 |  |  |  | active | e_w22765517-220 | 0.057 | 2530 | 72.6 | 5.775 | 0.3502 |  | 38 | 5 | 5 | 30 | 30 | 5 | 40 | 10
ep_coal_subcritical_w22765517-220 | Aggregated Plant | coal | DEU | 1992 |  |  |  | active | e_w22765517-220 | 0.076 | 2530 | 72.6 | 5.775 | 0.3502 |  | 38 | 5 | 5 | 30 | 30 | 5 | 40 | 10
ep_coal_subcritical_w22765517-220 | Aggregated Plant | coal | DEU | 2022 |  |  |  | active | e_w22765517-220 | 0.033258 | 2970 | 85.8 | 6.3 | 0.3399 |  | 38 | 5 | 5 | 30 | 30 | 5 | 40 | 10
ep_coal_subcritical_w22960899-380 | Aggregated Plant | coal | DEU | 1982 |  |  |  | active | e_w22960899-380 | 0.0482 | 2970 | 85.8 | 6.3 | 0.3296 |  | 38 | 5 | 5 | 30 | 30 | 5 | 40 | 10
ep_coal_subcritical_w22960899-380 | Aggregated Plant | coal | DEU | 1984 |  |  |  | active | e_w22960899-380 | 0.0482 | 2970 | 85.8 | 6.3 | 0.3296 |  | 38 | 5 | 5 | 30 | 30 | 5 | 40 | 10
ep_coal_subcritical_w22960899-380 | Aggregated Plant | coal | DEU | 2022 |  |  |  | active | e_w22960899-380 | 0.024106 | 2970 | 85.8 | 6.3 | 0.3399 |  | 38 | 5 | 5 | 30 | 30 | 5 | 40 | 10
ep_coal_subcritical_w23583867-380 | Aggregated Plant | coal | DEU | 2022 |  |  |  | active | e_w23583867-380 | 0.051262 | 2530 | 72.6 | 5.775 | 0.3502 |  | 38 | 5 | 5 | 30 | 30 | 5 | 40 | 10
ep_coal_subcritical_w23682013-220 | Aggregated Plant | coal | DEU | 2022 |  |  |  | active | e_w23682013-220 | 0.075017 | 2530 | 72.6 | 5.775 | 0.3502 |  | 38 | 5 | 5 | 30 | 30 | 5 | 40 | 10
ep_coal_subcritical_w24479984-220 | Aggregated Plant | coal | DEU | 2022 |  |  |  | active | e_w24479984-220 | 0.030007 | 2970 | 85.8 | 6.3 | 0.3399 |  | 38 | 5 | 5 | 30 | 30 | 5 | 40 | 10
ep_coal_subcritical_w442199284-380 | Aggregated Plant | coal | DEU | 1994 |  |  |  | active | e_w442199284-380 | 0.0374 | 2970 | 85.8 | 6.3 | 0.3399 |  | 38 | 5 | 5 | 30 | 30 | 5 | 40 | 10
ep_coal_subcritical_w449010725-380 | Aggregated Plant | coal | DEU | 1992 |  |  |  | active | e_w449010725-380 | 0.031 | 2970 | 85.8 | 6.3 | 0.3399 |  | 38 | 5 | 5 | 30 | 30 | 5 | 40 | 10
ep_coal_subcritical_w46615737-380 | Aggregated Plant | coal | DEU | 1990 |  |  |  | active | e_w46615737-380 | 0.1 | 2530 | 72.6 | 5.775 | 0.3399 |  | 38 | 5 | 5 | 30 | 30 | 5 | 40 | 10
ep_coal_subcritical_w46615737-380 | Aggregated Plant | coal | DEU | 2022 |  |  |  | active | e_w46615737-380 | 0.025006 | 2970 | 85.8 | 6.3 | 0.3399 |  | 38 | 5 | 5 | 30 | 30 | 5 | 40 | 10
ep_coal_subcritical_w4826893-220 | Aggregated Plant | coal | DEU | 1990 |  |  |  | active | e_w4826893-220 | 0.06 | 2530 | 72.6 | 5.775 | 0.3399 |  | 38 | 5 | 5 | 30 | 30 | 5 | 40 | 10
ep_coal_subcritical_w4826893-220 | Aggregated Plant | coal | DEU | 2022 |  |  |  | active | e_w4826893-220 | 0.015003 | 2970 | 85.8 | 6.3 | 0.3399 |  | 38 | 5 | 5 | 30 | 30 | 5 | 40 | 10
ep_coal_subcritical_w62061952-380 | Aggregated Plant | coal | DEU | 1989 |  |  |  | active | e_w62061952-380 | 0.144 | 2530 | 72.6 | 5.775 | 0.3399 |  | 38 | 5 | 5 | 30 | 30 | 5 | 40 | 10
ep_coal_subcritical_w62061952-380 | Aggregated Plant | coal | DEU | 2022 |  |  |  | active | e_w62061952-380 | 0.036008 | 2970 | 85.8 | 6.3 | 0.3399 |  | 38 | 5 | 5 | 30 | 30 | 5 | 40 | 10
ep_coal_supercritical_G100000100138 | Altbach power station_CHP 2 | coal | DEU | 1997 | 2031 | Baden-Wuerttemberg | Altbach | active | e_w37721677-380 | 0.35 | 2420 | 71.5 | 5.775 | 0.4017 |  | 45 | 6 | 6 | 25 | 25 | 6 | 50 | 12
ep_coal_supercritical_G100000101034 | Boxberg power station_Unit Q | coal | DEU | 2000 | 2038 | Saxony | Boxberg | active | e_DE99-380 | 0.907 | 2420 | 71.5 | 5.775 | 0.4017 |  | 48 | 8 | 8 | 15 | 15 | 9 | 70 | 16
ep_coal_supercritical_G100000103046 | GKM (Mannheim) power station_Mannheim Unit 7 | coal | DEU | 1982 | 2031 | Baden-Wuerttemberg | Mannheim | active | e_r17591073-220 | 0.475 | 2420 | 71.5 | 5.775 | 0.3811 |  | 45 | 6 | 6 | 25 | 25 | 6 | 50 | 12
ep_coal_supercritical_G100000103850 | Herne power station_Unit 4 | coal | DEU | 1989 | 2027 | North Rhine-Westphalia | Herne | active | e_w1076001174-380 | 0.5 | 2420 | 71.5 | 5.775 | 0.3811 |  | 48 | 8 | 8 | 15 | 15 | 9 | 70 | 16
ep_coal_supercritical_G100000106337 | Lippendorf power station_Unit R | coal | DEU | 1999 | 2035 | Saxony | Böhlen | active | e_w714098678-380 | 0.933 | 2420 | 71.5 | 5.775 | 0.4017 |  | 48 | 8 | 8 | 15 | 15 | 9 | 70 | 16
ep_coal_supercritical_G100000106338 | Lippendorf power station_Unit S | coal | DEU | 2000 | 2035 | Saxony | Böhlen | active | e_w714098678-380 | 0.933 | 2420 | 71.5 | 5.775 | 0.4017 |  | 48 | 8 | 8 | 15 | 15 | 9 | 70 | 16
ep_coal_supercritical_G100000108642 | Rostock power station_-- | coal | DEU | 1994 |  | Mecklenburg-Vorpommern | Rostock | active | e_DE5-380 | 0.553 | 2420 | 71.5 | 5.775 | 0.4017 |  | 48 | 8 | 8 | 15 | 15 | 9 | 70 | 16
ep_coal_supercritical_G100000108885 | Schwarze Pumpe power station_Unit A | coal | DEU | 1997 | 2038 | Brandenburg | Spremberg | active | e_w58429825-380 | 0.8 | 2420 | 71.5 | 5.775 | 0.4017 |  | 48 | 8 | 8 | 15 | 15 | 9 | 70 | 16
ep_coal_supercritical_G100000108886 | Schwarze Pumpe power station_Unit B | coal | DEU | 1998 | 2038 | Brandenburg | Spremberg | active | e_w58429825-380 | 0.8 | 2420 | 71.5 | 5.775 | 0.4017 |  | 48 | 8 | 8 | 15 | 15 | 9 | 70 | 16
ep_coal_supercritical_G100000109623 | Staudinger power station_Unit 5 | coal | DEU | 1992 | 2031 | Hessen | Grosskrotzenburg | active | e_w42410916-380 | 0.553 | 2420 | 71.5 | 5.775 | 0.4017 |  | 48 | 8 | 8 | 15 | 15 | 9 | 70 | 16
ep_coal_supercritical_G100000111745 | Zolling power station_Unit 5 | coal | DEU | 1986 | 2027 | Bayern | Zolling | active | e_w133342285-220 | 0.474 | 2420 | 71.5 | 5.775 | 0.3811 |  | 45 | 6 | 6 | 25 | 25 | 6 | 50 | 12
ep_coal_ultra-supercritical_G100000101036 | Boxberg power station_Unit R | coal | DEU | 2012 | 2038 | Saxony | Boxberg | active | e_DE99-380 | 0.675 | 2640 | 77 | 5.775 | 0.44805 |  | 48 | 8 | 8 | 15 | 15 | 9 | 70 | 16
ep_coal_ultra-supercritical_G100000102255 | Datteln power station_Unit 4 | coal | DEU | 2020 | 2038 | North Rhine-Westphalia | Datteln | active | e_w275138524-380 | 1.1 | 2640 | 77 | 5.775 | 0.44805 |  | 48 | 8 | 8 | 15 | 15 | 9 | 70 | 16
ep_coal_ultra-supercritical_G100000103042 | GKM (Mannheim) power station_Unit 9 | coal | DEU | 2015 |  | Baden-Wuerttemberg | Mannheim | active | e_r17591073-220 | 0.912 | 2640 | 77 | 5.775 | 0.44805 |  | 48 | 8 | 8 | 15 | 15 | 9 | 70 | 16
ep_coal_ultra-supercritical_G100000106458 | Luenen-Stummhafen power station_-- | coal | DEU | 2013 |  | North Rhine-Westphalia | Luenen | active | e_w425100082-380 | 0.81 | 2640 | 77 | 5.775 | 0.44805 |  | 48 | 8 | 8 | 15 | 15 | 9 | 70 | 16
ep_coal_ultra-supercritical_G100000107368 | Neurath power station_Unit F | coal | DEU | 2012 | 2033 | North Rhine-Westphalia | Grevenbroich | active | e_DE128-380 | 1.1 | 2640 | 77 | 5.775 | 0.44805 |  | 48 | 8 | 8 | 15 | 15 | 9 | 70 | 16
ep_coal_ultra-supercritical_G100000107369 | Neurath power station_Unit G | coal | DEU | 2012 | 2033 | North Rhine-Westphalia | Grevenbroich | active | e_DE128-380 | 1.1 | 2640 | 77 | 5.775 | 0.44805 |  | 48 | 8 | 8 | 15 | 15 | 9 | 70 | 16
ep_coal_ultra-supercritical_G100000107430 | Niederaussem power station_Unit K | coal | DEU | 2002 | 2030 | North Rhine-Westphalia | Bergheim | active | e_w188276460-380 | 1.012 | 2640 | 77 | 5.775 | 0.4326 |  | 48 | 8 | 8 | 15 | 15 | 9 | 70 | 16
ep_coal_ultra-supercritical_G100000108504 | RDK (Karlsruhe) power station_Unit 8 | coal | DEU | 2014 |  | Baden-Wuerttemberg | Karlsruhe | active | e_w152261133-220 | 0.91 | 2640 | 77 | 5.775 | 0.44805 |  | 48 | 8 | 8 | 15 | 15 | 9 | 70 | 16
ep_coal_ultra-supercritical_G100000110704 | Duisburg-Walsum power station_Unit 10 | coal | DEU | 2013 | 2026 | North Rhine-Westphalia | Duisburg | active | e_w24478889-220 | 0.79 | 2640 | 77 | 5.775 | 0.44805 |  | 48 | 8 | 8 | 15 | 15 | 9 | 70 | 16
ep_coal_ultra-supercritical_G100000110939 | Wilhelmshaven Engie power station_-- | coal | DEU | 2015 |  | Lower Saxony | Wilhelmshaven | active | e_w1134105414-380 | 0.83 | 2640 | 77 | 5.775 | 0.44805 |  | 48 | 8 | 8 | 15 | 15 | 9 | 70 | 16
ep_gas_combined_cycle_DE103-380 | Aggregated Plant | gas | DEU | 1994 |  |  |  | active | e_DE103-380 | 0.11 | 1485 | 42.9 | 3.78 | 0.4944 |  | 50 | 2 | 2 | 60 | 60 | 1.75 | 25 | 6
ep_gas_combined_cycle_DE103-380 | Aggregated Plant | gas | DEU | 1998 |  |  |  | active | e_DE103-380 | 0.039 | 1485 | 42.9 | 3.78 | 0.4944 |  | 50 | 2 | 2 | 60 | 60 | 1.75 | 25 | 6
ep_gas_combined_cycle_DE103-380 | Aggregated Plant | gas | DEU | 2005 |  |  |  | active | e_DE103-380 | 0.097 | 1265 | 36.3 | 3.465 | 0.5356 |  | 50 | 2 | 2 | 60 | 60 | 1.75 | 25 | 6
ep_gas_combined_cycle_DE103-380 | Aggregated Plant | gas | DEU | 2013 |  |  |  | active | e_DE103-380 | 0.0561 | 1265 | 36.3 | 3.465 | 0.5768 |  | 50 | 2 | 2 | 60 | 60 | 1.75 | 25 | 6
ep_gas_combined_cycle_DE103-380 | Aggregated Plant | gas | DEU | 2019 |  |  |  | active | e_DE103-380 | 0.057 | 1265 | 36.3 | 3.465 | 0.5768 |  | 50 | 2 | 2 | 60 | 60 | 1.75 | 25 | 6
ep_gas_combined_cycle_DE117-380 | Aggregated Plant | gas | DEU | 2000 |  |  |  | active | e_DE117-380 | 0.1 | 1265 | 36.3 | 3.465 | 0.515 |  | 50 | 2 | 2 | 60 | 60 | 1.75 | 25 | 6
ep_gas_combined_cycle_DE129-220 | Aggregated Plant | gas | DEU | 2023 |  |  |  | active | e_DE129-220 | 0.058 | 1265 | 36.3 | 3.465 | 0.5974 |  | 50 | 2 | 2 | 60 | 60 | 1.75 | 25 | 6
ep_gas_combined_cycle_DE160-220 | Aggregated Plant | gas | DEU | 2011 |  |  |  | active | e_DE160-220 | 0.05 | 1485 | 42.9 | 3.78 | 0.5562 |  | 50 | 2 | 2 | 60 | 60 | 1.75 | 25 | 6
ep_gas_combined_cycle_DE160-220 | Aggregated Plant | gas | DEU | 2012 |  |  |  | active | e_DE160-220 | 0.05 | 1485 | 42.9 | 3.78 | 0.5562 |  | 50 | 2 | 2 | 60 | 60 | 1.75 | 25 | 6
ep_gas_combined_cycle_DE160-220 | Aggregated Plant | gas | DEU | 2022 |  |  |  | active | e_DE160-220 | 0.188 | 1265 | 36.3 | 3.465 | 0.5974 |  | 50 | 2 | 2 | 60 | 60 | 1.75 | 25 | 6
ep_gas_combined_cycle_DE183-220 | Aggregated Plant | gas | DEU | 2007 |  |  |  | active | e_DE183-220 | 0.07 | 1265 | 36.3 | 3.465 | 0.5356 |  | 50 | 2 | 2 | 60 | 60 | 1.75 | 25 | 6
ep_gas_combined_cycle_DE5-380 | Aggregated Plant | gas | DEU | 1996 |  |  |  | active | e_DE5-380 | 0.108 | 1265 | 36.3 | 3.465 | 0.515 |  | 50 | 2 | 2 | 60 | 60 | 1.75 | 25 | 6
ep_gas_combined_cycle_DE52-220 | Aggregated Plant | gas | DEU | 1966 |  |  |  | active | e_DE52-220 | 0.029 | 1485 | 42.9 | 3.78 | 0.3502 |  | 50 | 2 | 2 | 60 | 60 | 1.75 | 25 | 6
ep_gas_combined_cycle_DE52-220 | Aggregated Plant | gas | DEU | 1977 |  |  |  | active | e_DE52-220 | 0.024 | 1485 | 42.9 | 3.78 | 0.3708 |  | 50 | 2 | 2 | 60 | 60 | 1.75 | 25 | 6
ep_gas_combined_cycle_DE52-220 | Aggregated Plant | gas | DEU | 1980 |  |  |  | active | e_DE52-220 | 0.021 | 1485 | 42.9 | 3.78 | 0.3708 |  | 50 | 2 | 2 | 60 | 60 | 1.75 | 25 | 6
ep_gas_combined_cycle_DE52-220 | Aggregated Plant | gas | DEU | 2005 |  |  |  | active | e_DE52-220 | 0.037 | 1485 | 42.9 | 3.78 | 0.515 |  | 50 | 2 | 2 | 60 | 60 | 1.75 | 25 | 6
ep_gas_combined_cycle_G100000400110 | Akzo Obernburg power station_1 | gas | DEU | 1995 |  | Lower Franconia | Erlenbach am Main | active | e_w55069713-380 | 0.116 | 1265 | 36.3 | 3.465 | 0.515 |  | 50 | 2 | 2 | 60 | 60 | 1.75 | 25 | 6
ep_gas_combined_cycle_G100000400112 | Anlage Rüsselsheim power station_1 | gas | DEU | 1999 |  | Hessen | Russelsheim | active | e_w24685992-380 | 0.112 | 1265 | 36.3 | 3.465 | 0.515 |  | 50 | 2 | 2 | 60 | 60 | 1.75 | 25 | 6
ep_gas_combined_cycle_G100000400117 | Berlin Mitte power station_GuD Mitte | gas | DEU | 1996 |  | Berlin | Berlin | active | e_w30954714-380 | 0.461 | 1100 | 33 | 3.15 | 0.54075 |  | 55 | 4 | 4 | 45 | 45 | 3 | 40 | 9
ep_gas_combined_cycle_G100000400119 | Bernburg Alkali power station_1 | gas | DEU | 1994 |  | Sachsen-Anhalt | Bernburg | active | e_w943939310-380 | 0.231 | 1265 | 36.3 | 3.465 | 0.515 |  | 50 | 2 | 2 | 60 | 60 | 1.75 | 25 | 6
ep_gas_combined_cycle_G100000400120 | Bitterfeld power station_1 | gas | DEU | 2000 |  | Sachsen-Anhalt | Bitterfeld | active | e_w946025110-380 | 0.112 | 1265 | 36.3 | 3.465 | 0.515 |  | 50 | 2 | 2 | 60 | 60 | 1.75 | 25 | 6
ep_gas_combined_cycle_G100000400125 | Burghausen power station_12 | gas | DEU | 2001 |  | Bayern | Burghausen | active | e_w91080806-220 | 0.141 | 1265 | 36.3 | 3.465 | 0.5356 |  | 50 | 2 | 2 | 60 | 60 | 1.75 | 25 | 6
ep_gas_combined_cycle_G100000400132 | Cuno herdecke power station_1 | gas | DEU | 2007 |  | North Rhine-Westphalia | Herdecke | active | e_w698870101-220 | 0.417 | 1100 | 33 | 3.15 | 0.56135 |  | 55 | 4 | 4 | 45 | 45 | 3 | 40 | 9
ep_gas_combined_cycle_G100000400134 | Dormagen power station_1 | gas | DEU | 2000 |  | Nordrhein-Westfalen | Dormagen | active | e_w49577401-220 | 0.586 | 1100 | 33 | 3.15 | 0.54075 |  | 55 | 4 | 4 | 45 | 45 | 3 | 40 | 9
ep_gas_combined_cycle_G100000400137 | Duisburg power station_B | gas | DEU | 2005 |  | North Rhine-Westphalia | Duisburg | active | e_w92024105-220 | 0.234 | 1265 | 36.3 | 3.465 | 0.5356 |  | 50 | 2 | 2 | 60 | 60 | 1.75 | 25 | 6
ep_gas_combined_cycle_G100000400141 | Emsland power station_B | gas | DEU | 1973 |  | Niedersachsen | Lingen | active | e_w61918154-380 | 0.475 | 1100 | 33 | 3.15 | 0.412 |  | 55 | 4 | 4 | 45 | 45 | 3 | 40 | 9
ep_gas_combined_cycle_G100000400143 | Emsland power station_C | gas | DEU | 1974 |  | Niedersachsen | Lingen | active | e_w61918154-380 | 0.475 | 1100 | 33 | 3.15 | 0.412 |  | 55 | 4 | 4 | 45 | 45 | 3 | 40 | 9
ep_gas_combined_cycle_G100000400145 | Emsland power station_D | gas | DEU | 2010 |  | Niedersachsen | Lingen | active | e_w61918154-380 | 0.887 | 1100 | 33 | 3.15 | 0.56135 |  | 55 | 4 | 4 | 45 | 45 | 3 | 40 | 9
ep_gas_combined_cycle_G100000400156 | Franken 1 power station_Block 1 | gas | DEU | 1973 |  | Bayern | Nurnberg | active | e_w24705761-380 | 0.395 | 1100 | 33 | 3.15 | 0.412 |  | 55 | 4 | 4 | 45 | 45 | 3 | 40 | 9
ep_gas_combined_cycle_G100000400157 | Franken 1 power station_Block 2 | gas | DEU | 1976 |  | Bayern | Nurnberg | active | e_w24705761-380 | 0.44 | 1100 | 33 | 3.15 | 0.412 |  | 55 | 4 | 4 | 45 | 45 | 3 | 40 | 9
ep_gas_combined_cycle_G100000400170 | Gersteinwerk power station_G2 | gas | DEU | 1973 |  | North Rhine-Westphalia | Werne | active | e_w42507488-380 | 0.355 | 1100 | 33 | 3.15 | 0.412 |  | 55 | 4 | 4 | 45 | 45 | 3 | 40 | 9
ep_gas_combined_cycle_G100000400173 | GKL Linden power station_GT1, GT3, DT | gas | DEU | 2011 |  | Niedersachsen | Hannover | active | e_w23682013-220 | 0.23 | 1265 | 36.3 | 3.465 | 0.5768 |  | 50 | 2 | 2 | 60 | 60 | 1.75 | 25 | 6
ep_gas_combined_cycle_G100000400188 | Irsching power station_4 | gas | DEU | 2011 |  | Bayern | Vohburg | active | e_w137602559-380 | 0.561 | 1100 | 33 | 3.15 | 0.5974 |  | 55 | 4 | 4 | 45 | 45 | 3 | 40 | 9
ep_gas_combined_cycle_G100000400189 | Irsching power station_5 | gas | DEU | 2010 |  | Bayern | Vohburg | active | e_w137602559-380 | 0.846 | 1100 | 33 | 3.15 | 0.56135 |  | 55 | 4 | 4 | 45 | 45 | 3 | 40 | 9
ep_gas_combined_cycle_G100000400191 | Jena power station_1 | gas | DEU | 1996 |  | Thüringen | Jena | active | e_w148211527-380 | 0.182 | 1265 | 36.3 | 3.465 | 0.515 |  | 50 | 2 | 2 | 60 | 60 | 1.75 | 25 | 6
ep_gas_combined_cycle_G100000400192 | Karlstraße power station_1 | gas | DEU | 2013 |  | Nordrhein-Westfalen | Bonn | active | e_DE144-380 | 0.1288 | 1265 | 36.3 | 3.465 | 0.5768 |  | 50 | 2 | 2 | 60 | 60 | 1.75 | 25 | 6
ep_gas_combined_cycle_G100000400194 | Kirchmöser power station_1 | gas | DEU | 1994 |  | Brandenburg | Brandenburg | active | e_w40621568-220 | 0.16 | 1265 | 36.3 | 3.465 | 0.515 |  | 50 | 2 | 2 | 60 | 60 | 1.75 | 25 | 6
ep_gas_combined_cycle_G100000400196 | Knapsack Gas power station_I | gas | DEU | 2007 |  | Nordrhein-Westfalen | Hurth | active | e_w22765517-220 | 0.802 | 1100 | 33 | 3.15 | 0.56135 |  | 55 | 4 | 4 | 45 | 45 | 3 | 40 | 9
ep_gas_combined_cycle_G100000400197 | Knapsack Gas power station_II | gas | DEU | 2013 |  | Nordrhein-Westfalen | Hurth | active | e_w22765517-220 | 0.45 | 1100 | 33 | 3.15 | 0.5974 |  | 55 | 4 | 4 | 45 | 45 | 3 | 40 | 9
ep_gas_combined_cycle_G100000400201 | Lausward power station_F | gas | DEU | 2016 |  | Nordrhein-Westfalen | Dusseldorf | active | e_DE117-380 | 0.595 | 1100 | 33 | 3.15 | 0.5974 |  | 55 | 4 | 4 | 45 | 45 | 3 | 40 | 9
ep_gas_combined_cycle_G100000400202__m | Leipzig Nord power station_1 | gas | DEU | 1996 |  | Sachsen | Leipzig | mothballed | e_w23161029-220 | 0.172 | 1265 | 36.3 | 3.465 | 0.515 |  | 50 | 2 | 2 | 60 | 60 | 1.75 | 25 | 6
ep_gas_combined_cycle_G100000400208 | Lichterfelde power station_4 | gas | DEU | 2019 |  | Berlin | Berlin | active | e_w30303506-380 | 0.315 | 1100 | 33 | 3.15 | 0.5974 |  | 55 | 4 | 4 | 45 | 45 | 3 | 40 | 9
ep_gas_combined_cycle_G100000400210 | Ludwigshafen Mitte power station_Blocks 10, 11, 12 | gas | DEU | 2005 |  | Rheinland-Pfalz | Ludwigshafen | active | e_r17591073-220 | 0.503 | 1100 | 33 | 3.15 | 0.56135 |  | 55 | 4 | 4 | 45 | 45 | 3 | 40 | 9
ep_gas_combined_cycle_G100000400211 | Ludwigshafen Süd power station_1 | gas | DEU | 1997 |  | Rheinland-Pfalz | Ludwigshafen | active | e_w152924508-220 | 0.415 | 1100 | 33 | 3.15 | 0.54075 |  | 55 | 4 | 4 | 45 | 45 | 3 | 40 | 9
ep_gas_combined_cycle_G100000400212 | Mainz power station_KW2 | gas | DEU | 1976 |  | Rheinland-Pfalz | Mainz | active | e_w24685992-380 | 0.335 | 1100 | 33 | 3.15 | 0.412 |  | 55 | 4 | 4 | 45 | 45 | 3 | 40 | 9
ep_gas_combined_cycle_G100000400213 | Mainz power station_KW3 | gas | DEU | 2000 |  | Rheinland-Pfalz | Mainz | active | e_w24685992-380 | 0.434 | 1100 | 33 | 3.15 | 0.54075 |  | 55 | 4 | 4 | 45 | 45 | 3 | 40 | 9
ep_gas_combined_cycle_G100000400215 | Merkenich (Nord) power station_1 | gas | DEU | 2004 |  | Nordrhein-Westfalen | Cologne | active | e_DE130-380 | 0.128 | 1265 | 36.3 | 3.465 | 0.5356 |  | 50 | 2 | 2 | 60 | 60 | 1.75 | 25 | 6
ep_gas_combined_cycle_G100000400218 | Munchen Sud power station_GUD 2 | gas | DEU | 2004 |  | Bayern | Munchen | active | e_w5404079-380 | 0.429 | 1100 | 33 | 3.15 | 0.56135 |  | 55 | 4 | 4 | 45 | 45 | 3 | 40 | 9
ep_gas_combined_cycle_G100000400221 | Munchen Sud power station_GUD 1 | gas | DEU | 1980 |  | Bayern | Munchen | active | e_w5404079-380 | 0.214 | 1265 | 36.3 | 3.465 | 0.3914 |  | 50 | 2 | 2 | 60 | 60 | 1.75 | 25 | 6
ep_gas_combined_cycle_G100000400226 | Niehl power station_2 | gas | DEU | 2005 |  | Nordrhein-Westfalen | Koln | active | e_w27871140-220 | 0.413 | 1100 | 33 | 3.15 | 0.56135 |  | 55 | 4 | 4 | 45 | 45 | 3 | 40 | 9
ep_gas_combined_cycle_G100000400227 | Niehl power station_3 | gas | DEU | 2016 |  | Nordrhein-Westfalen | Koln | active | e_w27871140-220 | 0.46 | 1100 | 33 | 3.15 | 0.5974 |  | 55 | 4 | 4 | 45 | 45 | 3 | 40 | 9
ep_gas_combined_cycle_G100000400240 | RDK (Karlsruhe) power station_RDK 4S | gas | DEU | 1998 |  | Baden-Württemberg | Karlsruhe | active | e_w152261133-220 | 0.363 | 1100 | 33 | 3.15 | 0.54075 |  | 55 | 4 | 4 | 45 | 45 | 3 | 40 | 9
ep_gas_combined_cycle_G100000400251 | Stade Dow power station_1 | gas | DEU | 2015 |  | Lower Saxony | Stade | active | e_w881636329-380 | 0.163 | 1265 | 36.3 | 3.465 | 0.5768 |  | 50 | 2 | 2 | 60 | 60 | 1.75 | 25 | 6
ep_gas_combined_cycle_G100000400254 | Staßfurt power station_1 | gas | DEU | 2015 |  | Sachsen-Anhalt | Staßfurt | active | e_w943939310-380 | 0.134 | 1265 | 36.3 | 3.465 | 0.5768 |  | 50 | 2 | 2 | 60 | 60 | 1.75 | 25 | 6
ep_gas_combined_cycle_G100000400264 | Tiefstack power station_CC | gas | DEU | 2009 |  | Hamburg | Hamburg | active | e_w23583867-380 | 0.127 | 1265 | 36.3 | 3.465 | 0.5356 |  | 50 | 2 | 2 | 60 | 60 | 1.75 | 25 | 6
ep_gas_combined_cycle_G100000400266 | Trianel Hamm power station_Block 10, timepoint 1 | gas | DEU | 2008 |  | Nordrhein-Westfalen | Hamm | active | e_w112695048-380 | 0.417 | 1100 | 33 | 3.15 | 0.56135 |  | 55 | 4 | 4 | 45 | 45 | 3 | 40 | 9
ep_gas_combined_cycle_G100000400267 | Trianel Hamm power station_Block 20, timepoint 1 | gas | DEU | 2008 |  | Nordrhein-Westfalen | Hamm | active | e_w112695048-380 | 0.421 | 1100 | 33 | 3.15 | 0.56135 |  | 55 | 4 | 4 | 45 | 45 | 3 | 40 | 9
ep_gas_combined_cycle_G100000400283 | Wintershall power station_1 | gas | DEU | 2009 |  | Hessen | Heringen | active | e_w29309786-380 | 0.112 | 1265 | 36.3 | 3.465 | 0.5356 |  | 50 | 2 | 2 | 60 | 60 | 1.75 | 25 | 6
ep_gas_combined_cycle_G100000400883 | Berlin-Marzahn power station_1 | gas | DEU | 2020 |  | Berlin | Berlin | active | e_w30303506-380 | 0.267 | 1265 | 36.3 | 3.465 | 0.5768 |  | 50 | 2 | 2 | 60 | 60 | 1.75 | 25 | 6
ep_gas_combined_cycle_G100000400887 | Herne power station_Unit 6, timepoint 1 | gas | DEU | 2022 |  | Nordrhein-Westfalen | Herne | active | e_w1076001174-380 | 0.725 | 1100 | 33 | 3.15 | 0.618 |  | 55 | 4 | 4 | 45 | 45 | 3 | 40 | 9
ep_gas_combined_cycle_G100000401328 | Scholven power station_CC1, timepoint 1 | gas | DEU | 2023 | 2030 | North Rhine-Westphalia | Gelsenkirchen | active | e_w1303270458-220 | 0.138 | 1265 | 36.3 | 3.465 | 0.5974 |  | 50 | 2 | 2 | 60 | 60 | 1.75 | 25 | 6
ep_gas_combined_cycle_G100000401329 | Wolfsburg North power station_GUD1 | gas | DEU | 2021 |  | Lower Saxony | Volkswagen Wolfsburg facility | active | e_w24258096-380 | 0.133 | 1265 | 36.3 | 3.465 | 0.5974 |  | 50 | 2 | 2 | 60 | 60 | 1.75 | 25 | 6
ep_gas_combined_cycle_G100000401331 | Wolfsburg West power station_GuD-West1 | gas | DEU | 2022 |  | Lower Saxony | Volkswagen Wolfsburg facility | active | e_w24258096-380 | 0.144 | 1265 | 36.3 | 3.465 | 0.5974 |  | 50 | 2 | 2 | 60 | 60 | 1.75 | 25 | 6
ep_gas_combined_cycle_G100000401332 | Wolfsburg West power station_GuD-West2 | gas | DEU | 2022 |  | Lower Saxony | Volkswagen Wolfsburg facility | active | e_w24258096-380 | 0.144 | 1265 | 36.3 | 3.465 | 0.5974 |  | 50 | 2 | 2 | 60 | 60 | 1.75 | 25 | 6
ep_gas_combined_cycle_G100000405839 | Gersteinwerk power station_F2 | gas | DEU | 1973 |  | North Rhine-Westphalia | Werne | active | e_w42507488-380 | 0.355 | 1100 | 33 | 3.15 | 0.412 |  | 55 | 4 | 4 | 45 | 45 | 3 | 40 | 9
ep_gas_combined_cycle_G100000409739 | Solvay Rheinberg power station_1 | gas | DEU | 1983 |  | North Rhine-Westphalia | Ossenberg | active | e_w24462228-220 | 0.13 | 1265 | 36.3 | 3.465 | 0.4429 |  | 50 | 2 | 2 | 60 | 60 | 1.75 | 25 | 6
ep_gas_combined_cycle_G100000409747 | Wedel power station_CC1 | gas | DEU | 2025 |  | Schleswig-Holstein | Wedel | active | e_DE8-380 | 0.44 | 1100 | 33 | 3.15 | 0.618 |  | 55 | 4 | 4 | 45 | 45 | 3 | 40 | 9
ep_gas_combined_cycle_G100000409761__m | Gersteinwerk power station_I2 | gas | DEU | 1973 |  | North Rhine-Westphalia | Werne | mothballed | e_w42507488-380 | 0.355 | 1100 | 33 | 3.15 | 0.412 |  | 55 | 4 | 4 | 45 | 45 | 3 | 40 | 9
ep_gas_combined_cycle_G100000409956 | Kirchlengern power station_1 | gas | DEU | 1981 |  | Nordrhein-Westfalen | Kirchlengern | active | e_w24230738-380 | 0.125 | 1265 | 36.3 | 3.465 | 0.4429 |  | 50 | 2 | 2 | 60 | 60 | 1.75 | 25 | 6
ep_gas_combined_cycle_G100000409957__m | Hagen-Kabel power station_H4/5 | gas | DEU | 1980 |  |  | Hagen | mothballed | e_w24667346-220 | 0.254 | 1265 | 36.3 | 3.465 | 0.3914 |  | 50 | 2 | 2 | 60 | 60 | 1.75 | 25 | 6
ep_gas_combined_cycle_G100000410316 | Stuttgart-Muenster power station_CC1, timepoint 1 | gas | DEU | 2025 |  | Baden-Wuerttemberg | Stuttgart | active | e_w22960899-380 | 0.114 | 1265 | 36.3 | 3.465 | 0.5974 |  | 50 | 2 | 2 | 60 | 60 | 1.75 | 25 | 6
ep_gas_combined_cycle_G100000410325 | Altbach power station_HKW3, timepoint 1 | gas | DEU | 2026 |  | Baden-Wuerttemberg | Altbach | active | e_w37721677-380 | 0.75 | 1100 | 33 | 3.15 | 0.618 |  | 55 | 4 | 4 | 45 | 45 | 3 | 40 | 9
ep_gas_combined_cycle_G100000411146 | Leuna power station_GuD2 | gas | DEU | 2023 |  | Sachsen-Anhalt | Leuna | active | e_DE103-380 | 0.117 | 1265 | 36.3 | 3.465 | 0.5974 |  | 50 | 2 | 2 | 60 | 60 | 1.75 | 25 | 6
ep_gas_combined_cycle_G100000412836 | SWB Mittelsbüren power station_1 | gas | DEU | 1975 |  | Bremen | Bremen | active | e_w44717036-380 | 0.238 | 1265 | 36.3 | 3.465 | 0.3914 |  | 50 | 2 | 2 | 60 | 60 | 1.75 | 25 | 6
ep_gas_combined_cycle_G100000412856 | Marbach power station_3 | gas | DEU | 1974 |  | Baden-Württemberg | Marbach | active | e_w97825259-220 | 0.265 | 1265 | 36.3 | 3.465 | 0.3914 |  | 50 | 2 | 2 | 60 | 60 | 1.75 | 25 | 6
ep_gas_combined_cycle_G100000412865 | Leuna Refinery power station_CHP | gas | DEU | 1996 |  | Sachsen-Anhalt | Leuna | active | e_DE103-380 | 0.162 | 1265 | 36.3 | 3.465 | 0.515 |  | 50 | 2 | 2 | 60 | 60 | 1.75 | 25 | 6
ep_gas_combined_cycle_G100000412875 | Industriepark Zeitz power station_CC | gas | DEU | 2013 |  | Thüringen | Zeitz | active | e_w442199284-380 | 0.126 | 1265 | 36.3 | 3.465 | 0.5768 |  | 50 | 2 | 2 | 60 | 60 | 1.75 | 25 | 6
ep_gas_combined_cycle_G100000412904 | Dillingen power station_1 | gas | DEU | 2009 |  | Saarland | Dillingen | active | e_w89215122-220 | 0.115 | 1265 | 36.3 | 3.465 | 0.5356 |  | 50 | 2 | 2 | 60 | 60 | 1.75 | 25 | 6
ep_gas_combined_cycle_w1068350839-380 | Aggregated Plant | gas | DEU | 1994 |  |  |  | active | e_w1068350839-380 | 0.055 | 1265 | 36.3 | 3.465 | 0.515 |  | 50 | 2 | 2 | 60 | 60 | 1.75 | 25 | 6
ep_gas_combined_cycle_w1068350839-380 | Aggregated Plant | gas | DEU | 2022 |  |  |  | active | e_w1068350839-380 | 0.053 | 1265 | 36.3 | 3.465 | 0.5974 |  | 50 | 2 | 2 | 60 | 60 | 1.75 | 25 | 6
ep_gas_combined_cycle_w111973179-220 | Aggregated Plant | gas | DEU | 2005 |  |  |  | active | e_w111973179-220 | 0.1041 | 1265 | 36.3 | 3.465 | 0.5356 |  | 50 | 2 | 2 | 60 | 60 | 1.75 | 25 | 6
ep_gas_combined_cycle_w142487746-380 | Aggregated Plant | gas | DEU | 2022 |  |  |  | active | e_w142487746-380 | 0.084 | 1265 | 36.3 | 3.465 | 0.5974 |  | 50 | 2 | 2 | 60 | 60 | 1.75 | 25 | 6
ep_gas_combined_cycle_w143882655-220 | Aggregated Plant | gas | DEU | 1999 |  |  |  | active | e_w143882655-220 | 0.082 | 1265 | 36.3 | 3.465 | 0.515 |  | 50 | 2 | 2 | 60 | 60 | 1.75 | 25 | 6
ep_gas_combined_cycle_w143882655-220 | Aggregated Plant | gas | DEU | 2014 |  |  |  | active | e_w143882655-220 | 0.0326 | 1485 | 42.9 | 3.78 | 0.5562 |  | 50 | 2 | 2 | 60 | 60 | 1.75 | 25 | 6
ep_gas_combined_cycle_w148446247-380 | Aggregated Plant | gas | DEU | 2012 |  |  |  | active | e_w148446247-380 | 0.037 | 1485 | 42.9 | 3.78 | 0.5562 |  | 50 | 2 | 2 | 60 | 60 | 1.75 | 25 | 6
ep_gas_combined_cycle_w152219167-220 | Aggregated Plant | gas | DEU | 1936 |  |  |  | active | e_w152219167-220 | 0.0265 | 1485 | 42.9 | 3.78 | 0.3296 |  | 50 | 2 | 2 | 60 | 60 | 1.75 | 25 | 6
ep_gas_combined_cycle_w152924508-220 | Aggregated Plant | gas | DEU | 1967 |  |  |  | active | e_w152924508-220 | 0.033 | 1485 | 42.9 | 3.78 | 0.3502 |  | 50 | 2 | 2 | 60 | 60 | 1.75 | 25 | 6
ep_gas_combined_cycle_w156960655-380 | Aggregated Plant | gas | DEU | 2011 |  |  |  | active | e_w156960655-380 | 0.081 | 1265 | 36.3 | 3.465 | 0.5768 |  | 50 | 2 | 2 | 60 | 60 | 1.75 | 25 | 6
ep_gas_combined_cycle_w202865176-220 | Aggregated Plant | gas | DEU | 2017 |  |  |  | active | e_w202865176-220 | 0.039 | 1485 | 42.9 | 3.78 | 0.5562 |  | 50 | 2 | 2 | 60 | 60 | 1.75 | 25 | 6
ep_gas_combined_cycle_w207756597-220 | Aggregated Plant | gas | DEU | 2005 |  |  |  | active | e_w207756597-220 | 0.074 | 1265 | 36.3 | 3.465 | 0.5356 |  | 50 | 2 | 2 | 60 | 60 | 1.75 | 25 | 6
ep_gas_combined_cycle_w207756597-220 | Aggregated Plant | gas | DEU | 2012 |  |  |  | active | e_w207756597-220 | 0.039 | 1485 | 42.9 | 3.78 | 0.5562 |  | 50 | 2 | 2 | 60 | 60 | 1.75 | 25 | 6
ep_gas_combined_cycle_w22960899-380 | Aggregated Plant | gas | DEU | 1963 |  |  |  | active | e_w22960899-380 | 0.038 | 1485 | 42.9 | 3.78 | 0.3502 |  | 50 | 2 | 2 | 60 | 60 | 1.75 | 25 | 6
ep_gas_combined_cycle_w23816140-220 | Aggregated Plant | gas | DEU | 2014 |  |  |  | active | e_w23816140-220 | 0.03 | 1485 | 42.9 | 3.78 | 0.5562 |  | 50 | 2 | 2 | 60 | 60 | 1.75 | 25 | 6
ep_gas_combined_cycle_w24272541-220 | Aggregated Plant | gas | DEU | 1971 |  |  |  | active | e_w24272541-220 | 0.02 | 1485 | 42.9 | 3.78 | 0.3708 |  | 50 | 2 | 2 | 60 | 60 | 1.75 | 25 | 6
ep_gas_combined_cycle_w24272541-220 | Aggregated Plant | gas | DEU | 2010 |  |  |  | active | e_w24272541-220 | 0.075 | 1265 | 36.3 | 3.465 | 0.5356 |  | 50 | 2 | 2 | 60 | 60 | 1.75 | 25 | 6
ep_gas_combined_cycle_w24479984-220 | Aggregated Plant | gas | DEU | 1967 |  |  |  | active | e_w24479984-220 | 0.045 | 1485 | 42.9 | 3.78 | 0.3502 |  | 50 | 2 | 2 | 60 | 60 | 1.75 | 25 | 6
ep_gas_combined_cycle_w24685992-380 | Aggregated Plant | gas | DEU | 2006 |  |  |  | active | e_w24685992-380 | 0.078 | 1265 | 36.3 | 3.465 | 0.5356 |  | 50 | 2 | 2 | 60 | 60 | 1.75 | 25 | 6
ep_gas_combined_cycle_w24768051-220 | Aggregated Plant | gas | DEU | 1964 |  |  |  | active | e_w24768051-220 | 0.025 | 1485 | 42.9 | 3.78 | 0.3502 |  | 50 | 2 | 2 | 60 | 60 | 1.75 | 25 | 6
ep_gas_combined_cycle_w28613721-380 | Aggregated Plant | gas | DEU | 2005 |  |  |  | active | e_w28613721-380 | 0.2287 | 1311.8474 | 37.7054 | 3.5321 | 0.53121 |  | 50 | 2 | 2 | 60 | 60 | 1.75 | 25 | 6
ep_gas_combined_cycle_w29077623-380 | Aggregated Plant | gas | DEU | 1973 |  |  |  | active | e_w29077623-380 | 0.063 | 1265 | 36.3 | 3.465 | 0.3914 |  | 50 | 2 | 2 | 60 | 60 | 1.75 | 25 | 6
ep_gas_combined_cycle_w29077623-380 | Aggregated Plant | gas | DEU | 1974 |  |  |  | active | e_w29077623-380 | 0.08 | 1265 | 36.3 | 3.465 | 0.3914 |  | 50 | 2 | 2 | 60 | 60 | 1.75 | 25 | 6
ep_gas_combined_cycle_w29077623-380 | Aggregated Plant | gas | DEU | 2016 |  |  |  | active | e_w29077623-380 | 0.0608 | 1265 | 36.3 | 3.465 | 0.5768 |  | 50 | 2 | 2 | 60 | 60 | 1.75 | 25 | 6
ep_gas_combined_cycle_w29077623-380 | Aggregated Plant | gas | DEU | 2022 |  |  |  | active | e_w29077623-380 | 0.184 | 1265 | 36.3 | 3.465 | 0.5974 |  | 50 | 2 | 2 | 60 | 60 | 1.75 | 25 | 6
ep_gas_combined_cycle_w30040568-380 | Aggregated Plant | gas | DEU | 1994 |  |  |  | active | e_w30040568-380 | 0.073 | 1265 | 36.3 | 3.465 | 0.515 |  | 50 | 2 | 2 | 60 | 60 | 1.75 | 25 | 6
ep_gas_combined_cycle_w32148946-220 | Aggregated Plant | gas | DEU | 1996 |  |  |  | active | e_w32148946-220 | 0.052 | 1265 | 36.3 | 3.465 | 0.515 |  | 50 | 2 | 2 | 60 | 60 | 1.75 | 25 | 6
ep_gas_combined_cycle_w32148946-220 | Aggregated Plant | gas | DEU | 2016 |  |  |  | active | e_w32148946-220 | 0.107 | 1265 | 36.3 | 3.465 | 0.5768 |  | 50 | 2 | 2 | 60 | 60 | 1.75 | 25 | 6
ep_gas_combined_cycle_w37721677-380 | Aggregated Plant | gas | DEU | 1997 |  |  |  | active | e_w37721677-380 | 0.065 | 1265 | 36.3 | 3.465 | 0.515 |  | 50 | 2 | 2 | 60 | 60 | 1.75 | 25 | 6
ep_gas_combined_cycle_w395847307-220 | Aggregated Plant | gas | DEU | 2013 |  |  |  | active | e_w395847307-220 | 0.063 | 1265 | 36.3 | 3.465 | 0.5768 |  | 50 | 2 | 2 | 60 | 60 | 1.75 | 25 | 6
ep_gas_combined_cycle_w42050342-220 | Aggregated Plant | gas | DEU | 2021 |  |  |  | active | e_w42050342-220 | 0.077 | 1265 | 36.3 | 3.465 | 0.5974 |  | 50 | 2 | 2 | 60 | 60 | 1.75 | 25 | 6
ep_gas_combined_cycle_w42507488-380 | Aggregated Plant | gas | DEU | 1973 |  |  |  | active | e_w42507488-380 | 0.11 | 1265 | 36.3 | 3.465 | 0.3914 |  | 50 | 2 | 2 | 60 | 60 | 1.75 | 25 | 6
ep_gas_combined_cycle_w449010725-380 | Aggregated Plant | gas | DEU | 1980 |  |  |  | active | e_w449010725-380 | 0.034 | 1485 | 42.9 | 3.78 | 0.3708 |  | 50 | 2 | 2 | 60 | 60 | 1.75 | 25 | 6
ep_gas_combined_cycle_w449010725-380 | Aggregated Plant | gas | DEU | 2016 |  |  |  | active | e_w449010725-380 | 0.078 | 1265 | 36.3 | 3.465 | 0.5768 |  | 50 | 2 | 2 | 60 | 60 | 1.75 | 25 | 6
ep_gas_combined_cycle_w449010725-380 | Aggregated Plant | gas | DEU | 2023 |  |  |  | active | e_w449010725-380 | 0.097 | 1265 | 36.3 | 3.465 | 0.5974 |  | 50 | 2 | 2 | 60 | 60 | 1.75 | 25 | 6
ep_gas_combined_cycle_w55069713-380 | Aggregated Plant | gas | DEU | 2013 |  |  |  | active | e_w55069713-380 | 0.047 | 1485 | 42.9 | 3.78 | 0.5562 |  | 50 | 2 | 2 | 60 | 60 | 1.75 | 25 | 6
ep_gas_combined_cycle_w603661085-380 | Aggregated Plant | gas | DEU | 1999 |  |  |  | active | e_w603661085-380 | 0.047 | 1485 | 42.9 | 3.78 | 0.4944 |  | 50 | 2 | 2 | 60 | 60 | 1.75 | 25 | 6
ep_gas_combined_cycle_w61918154-380 | Aggregated Plant | gas | DEU | 1996 |  |  |  | active | e_w61918154-380 | 0.089 | 1265 | 36.3 | 3.465 | 0.515 |  | 50 | 2 | 2 | 60 | 60 | 1.75 | 25 | 6
ep_gas_combined_cycle_w62061952-380 | Aggregated Plant | gas | DEU | 1963 |  |  |  | active | e_w62061952-380 | 0.07 | 1265 | 36.3 | 3.465 | 0.3708 |  | 50 | 2 | 2 | 60 | 60 | 1.75 | 25 | 6
ep_gas_combined_cycle_w62061952-380 | Aggregated Plant | gas | DEU | 2026 |  |  |  | active | e_w62061952-380 | 0.062 | 1265 | 36.3 | 3.465 | 0.5974 |  | 50 | 2 | 2 | 60 | 60 | 1.75 | 25 | 6
ep_gas_combined_cycle_w77038371-380 | Aggregated Plant | gas | DEU | 2014 |  |  |  | active | e_w77038371-380 | 0.088 | 1265 | 36.3 | 3.465 | 0.5768 |  | 50 | 2 | 2 | 60 | 60 | 1.75 | 25 | 6
ep_gas_combined_cycle_w78441561-380 | Aggregated Plant | gas | DEU | 2010 |  |  |  | active | e_w78441561-380 | 0.121 | 1337.7273 | 38.4818 | 3.5691 | 0.52879 |  | 50 | 2 | 2 | 60 | 60 | 1.75 | 25 | 6
ep_gas_combined_cycle_w87653464-380 | Aggregated Plant | gas | DEU | 1998 |  |  |  | active | e_w87653464-380 | 0.059 | 1265 | 36.3 | 3.465 | 0.515 |  | 50 | 2 | 2 | 60 | 60 | 1.75 | 25 | 6
ep_gas_combined_cycle_w91080806-220 | Aggregated Plant | gas | DEU | 1987 |  |  |  | active | e_w91080806-220 | 0.097 | 1265 | 36.3 | 3.465 | 0.4429 |  | 50 | 2 | 2 | 60 | 60 | 1.75 | 25 | 6
ep_gas_combined_cycle_w92165128-380 | Aggregated Plant | gas | DEU | 2005 |  |  |  | active | e_w92165128-380 | 0.088 | 1265 | 36.3 | 3.465 | 0.5356 |  | 50 | 2 | 2 | 60 | 60 | 1.75 | 25 | 6
ep_gas_combined_cycle_w941805476-380 | Aggregated Plant | gas | DEU | 2014 |  |  |  | active | e_w941805476-380 | 0.036 | 1485 | 42.9 | 3.78 | 0.5562 |  | 50 | 2 | 2 | 60 | 60 | 1.75 | 25 | 6
ep_gas_combined_cycle_w942771541-380 | Aggregated Plant | gas | DEU | 1995 |  |  |  | active | e_w942771541-380 | 0.269 | 1265 | 36.3 | 3.465 | 0.515 |  | 50 | 2 | 2 | 60 | 60 | 1.75 | 25 | 6
ep_gas_combined_cycle_w947118608-380 | Aggregated Plant | gas | DEU | 1997 |  |  |  | active | e_w947118608-380 | 0.077 | 1265 | 36.3 | 3.465 | 0.515 |  | 50 | 2 | 2 | 60 | 60 | 1.75 | 25 | 6
ep_gas_gas_turbine_DE117-380 | Aggregated Plant | gas | DEU | 1974 |  |  |  | active | e_DE117-380 | 0.0667 | 1012 | 24.2 | 4.62 | 0.2369 |  | 30 | 1 | 1 | 100 | 100 | 0.75 | 15 | 4
ep_gas_gas_turbine_DE117-380 | Aggregated Plant | gas | DEU | 1975 |  |  |  | active | e_DE117-380 | 0.0647 | 1012 | 24.2 | 4.62 | 0.2369 |  | 30 | 1 | 1 | 100 | 100 | 0.75 | 15 | 4
ep_gas_gas_turbine_DE160-220 | Aggregated Plant | gas | DEU | 2003 |  |  |  | active | e_DE160-220 | 0.054 | 1012 | 24.2 | 4.62 | 0.2987 |  | 30 | 1 | 1 | 100 | 100 | 0.75 | 15 | 4
ep_gas_gas_turbine_DE165-380 | Aggregated Plant | gas | DEU | 2013 |  |  |  | active | e_DE165-380 | 0.095 | 1012 | 24.2 | 4.62 | 0.3193 |  | 30 | 1 | 1 | 100 | 100 | 0.75 | 15 | 4
ep_gas_gas_turbine_DE183-220 | Aggregated Plant | gas | DEU | 2010 |  |  |  | active | e_DE183-220 | 0.045 | 1188 | 28.6 | 5.04 | 0.2884 |  | 25 | 0.5 | 0.5 | 120 | 120 | 0.5 | 10 | 2
ep_gas_gas_turbine_DE183-220 | Aggregated Plant | gas | DEU | 2015 |  |  |  | active | e_DE183-220 | 0.025 | 1188 | 28.6 | 5.04 | 0.309 |  | 25 | 0.5 | 0.5 | 120 | 120 | 0.5 | 10 | 2
ep_gas_gas_turbine_DE24-220 | Aggregated Plant | gas | DEU | 1990 |  |  |  | active | e_DE24-220 | 0.15 | 1188 | 28.6 | 5.04 | 0.2472 |  | 30 | 1 | 1 | 100 | 100 | 0.75 | 15 | 4
ep_gas_gas_turbine_DE8-380 | Aggregated Plant | gas | DEU | 1972 |  |  |  | active | e_DE8-380 | 0.101 | 1012 | 24.2 | 4.62 | 0.2369 |  | 30 | 1 | 1 | 100 | 100 | 0.75 | 15 | 4
ep_gas_gas_turbine_G100000400172 | Gersteinwerk power station_K1 | gas | DEU | 1984 |  | North Rhine-Westphalia | Werne | active | e_w42507488-380 | 0.112 | 1012 | 24.2 | 4.62 | 0.2575 |  | 30 | 1 | 1 | 100 | 100 | 0.75 | 15 | 4
ep_gas_gas_turbine_G100000400183 | Huntorf power station_1 | gas | DEU | 1978 |  | Niedersachsen | Elsfleth | active | e_w42872354-220 | 0.321 | 880 | 22 | 4.2 | 0.2472 |  | 35 | 1.5 | 1.5 | 80 | 80 | 1.25 | 20 | 6
ep_gas_gas_turbine_G100000400274 | Weisweiler power station_G_VGT | gas | DEU | 2006 |  | North Rhine-Westphalia | Eschweiler | active | e_DE141-380 | 0.2 | 1012 | 24.2 | 4.62 | 0.2987 |  | 35 | 1.5 | 1.5 | 80 | 80 | 1.25 | 20 | 6
ep_gas_gas_turbine_G100000400275 | Weisweiler power station_H_VGT | gas | DEU | 2006 |  | North Rhine-Westphalia | Eschweiler | active | e_DE141-380 | 0.2 | 1012 | 24.2 | 4.62 | 0.2987 |  | 35 | 1.5 | 1.5 | 80 | 80 | 1.25 | 20 | 6
ep_gas_gas_turbine_G100000400889 | Leipheim power station_GT1, timepoint 1 | gas | DEU | 2023 |  | Bavaria | Leipheim | active | e_DE200-380 | 0.319 | 880 | 22 | 4.2 | 0.3399 |  | 35 | 1.5 | 1.5 | 80 | 80 | 1.25 | 20 | 6
ep_gas_gas_turbine_G100000406320 | Irsching power station_6 | gas | DEU | 2023 |  | Bayern | Vohburg | active | e_w137602559-380 | 0.32 | 880 | 22 | 4.2 | 0.3399 |  | 35 | 1.5 | 1.5 | 80 | 80 | 1.25 | 20 | 6
ep_gas_gas_turbine_G100000410310__m | Robert Frank power station_2 | gas | DEU | 1973 |  | Niedersachsen | Landesbergen | mothballed | e_w27739871-380 | 0.45 | 880 | 22 | 4.2 | 0.2472 |  | 35 | 1.5 | 1.5 | 80 | 80 | 1.25 | 20 | 6
ep_gas_gas_turbine_G100000412832 | Walheim power station_GT1 | gas | DEU | 1982 | 2025 | Baden-Wuerttemberg | Walheim | active | e_w147878692-380 | 0.136 | 1012 | 24.2 | 4.62 | 0.2575 |  | 30 | 1 | 1 | 100 | 100 | 0.75 | 15 | 4
ep_gas_gas_turbine_G100000412855 | Marbach power station_4 | gas | DEU | 2024 |  | Baden-Württemberg | Marbach | active | e_w97825259-220 | 0.3 | 1012 | 24.2 | 4.62 | 0.3296 |  | 35 | 1.5 | 1.5 | 80 | 80 | 1.25 | 20 | 6
ep_gas_gas_turbine_G100000412857 | Marbach power station_2 | gas | DEU | 1970 |  | Baden-Württemberg | Marbach | active | e_w97825259-220 | 0.13 | 1012 | 24.2 | 4.62 | 0.2163 |  | 30 | 1 | 1 | 100 | 100 | 0.75 | 15 | 4
ep_gas_gas_turbine_w1223405794-220 | Aggregated Plant | gas | DEU | 2023 |  |  |  | active | e_w1223405794-220 | 0.374 | 1188 | 28.6 | 5.04 | 0.3193 |  | 35 | 1.5 | 1.5 | 80 | 80 | 1.25 | 20 | 6
ep_gas_gas_turbine_w152018146-380 | Aggregated Plant | gas | DEU | 2014 |  |  |  | active | e_w152018146-380 | 0.02 | 1188 | 28.6 | 5.04 | 0.309 |  | 25 | 0.5 | 0.5 | 120 | 120 | 0.5 | 10 | 2
ep_gas_gas_turbine_w23161029-220 | Aggregated Plant | gas | DEU | 2023 |  |  |  | active | e_w23161029-220 | 0.124 | 1012 | 24.2 | 4.62 | 0.3296 |  | 30 | 1 | 1 | 100 | 100 | 0.75 | 15 | 4
ep_gas_gas_turbine_w24272541-220 | Aggregated Plant | gas | DEU | 1965 |  |  |  | active | e_w24272541-220 | 0.025 | 1188 | 28.6 | 5.04 | 0.206 |  | 25 | 0.5 | 0.5 | 120 | 120 | 0.5 | 10 | 2
ep_gas_gas_turbine_w24272541-220 | Aggregated Plant | gas | DEU | 2023 |  |  |  | active | e_w24272541-220 | 0.062 | 1012 | 24.2 | 4.62 | 0.3296 |  | 30 | 1 | 1 | 100 | 100 | 0.75 | 15 | 4
ep_gas_gas_turbine_w24765111-220 | Aggregated Plant | gas | DEU | 2005 |  |  |  | active | e_w24765111-220 | 0.0445 | 1188 | 28.6 | 5.04 | 0.2884 |  | 25 | 0.5 | 0.5 | 120 | 120 | 0.5 | 10 | 2
ep_gas_gas_turbine_w24765111-220 | Aggregated Plant | gas | DEU | 2009 |  |  |  | active | e_w24765111-220 | 0.0295 | 1188 | 28.6 | 5.04 | 0.2884 |  | 25 | 0.5 | 0.5 | 120 | 120 | 0.5 | 10 | 2
ep_gas_gas_turbine_w259561755-380 | Aggregated Plant | gas | DEU | 2010 |  |  |  | active | e_w259561755-380 | 0.021 | 1188 | 28.6 | 5.04 | 0.2884 |  | 25 | 0.5 | 0.5 | 120 | 120 | 0.5 | 10 | 2
ep_gas_gas_turbine_w27739871-380 | Aggregated Plant | gas | DEU | 1973 |  |  |  | active | e_w27739871-380 | 0.058 | 1012 | 24.2 | 4.62 | 0.2369 |  | 30 | 1 | 1 | 100 | 100 | 0.75 | 15 | 4
ep_gas_gas_turbine_w29331499-220 | Aggregated Plant | gas | DEU | 1987 |  |  |  | active | e_w29331499-220 | 0.152 | 1188 | 28.6 | 5.04 | 0.2472 |  | 30 | 1 | 1 | 100 | 100 | 0.75 | 15 | 4
ep_gas_gas_turbine_w29331499-220 | Aggregated Plant | gas | DEU | 1989 |  |  |  | active | e_w29331499-220 | 0.039 | 1188 | 28.6 | 5.04 | 0.2472 |  | 25 | 0.5 | 0.5 | 120 | 120 | 0.5 | 10 | 2
ep_gas_gas_turbine_w37721677-380 | Aggregated Plant | gas | DEU | 1971 |  |  |  | active | e_w37721677-380 | 0.05 | 1188 | 28.6 | 5.04 | 0.2266 |  | 30 | 1 | 1 | 100 | 100 | 0.75 | 15 | 4
ep_gas_gas_turbine_w37721677-380 | Aggregated Plant | gas | DEU | 1973 |  |  |  | active | e_w37721677-380 | 0.06 | 1012 | 24.2 | 4.62 | 0.2369 |  | 30 | 1 | 1 | 100 | 100 | 0.75 | 15 | 4
ep_gas_gas_turbine_w37721677-380 | Aggregated Plant | gas | DEU | 1975 |  |  |  | active | e_w37721677-380 | 0.087 | 1012 | 24.2 | 4.62 | 0.2369 |  | 30 | 1 | 1 | 100 | 100 | 0.75 | 15 | 4
ep_gas_gas_turbine_w42507488-380 | Aggregated Plant | gas | DEU | 1973 |  |  |  | active | e_w42507488-380 | 0.055 | 1012 | 24.2 | 4.62 | 0.2369 |  | 30 | 1 | 1 | 100 | 100 | 0.75 | 15 | 4
ep_gas_gas_turbine_w42507488-380 | Aggregated Plant | gas | DEU | 2022 |  |  |  | active | e_w42507488-380 | 0.048 | 1188 | 28.6 | 5.04 | 0.3193 |  | 25 | 0.5 | 0.5 | 120 | 120 | 0.5 | 10 | 2
ep_gas_gas_turbine_w46615737-380 | Aggregated Plant | gas | DEU | 1975 |  |  |  | active | e_w46615737-380 | 0.144 | 1012 | 24.2 | 4.62 | 0.2369 |  | 30 | 1 | 1 | 100 | 100 | 0.75 | 15 | 4
ep_gas_gas_turbine_w53378027-380 | Aggregated Plant | gas | DEU | 2004 |  |  |  | active | e_w53378027-380 | 0.0307 | 1188 | 28.6 | 5.04 | 0.2884 |  | 25 | 0.5 | 0.5 | 120 | 120 | 0.5 | 10 | 2
ep_gas_gas_turbine_w5404079-380 | Aggregated Plant | gas | DEU | 2020 |  |  |  | active | e_w5404079-380 | 0.1 | 1188 | 28.6 | 5.04 | 0.309 |  | 30 | 1 | 1 | 100 | 100 | 0.75 | 15 | 4
ep_gas_gas_turbine_w57727004-220 | Aggregated Plant | gas | DEU | 2015 |  |  |  | active | e_w57727004-220 | 0.02 | 1188 | 28.6 | 5.04 | 0.309 |  | 25 | 0.5 | 0.5 | 120 | 120 | 0.5 | 10 | 2
ep_gas_gas_turbine_w672738029-220 | Aggregated Plant | gas | DEU | 1973 |  |  |  | active | e_w672738029-220 | 0.052 | 1012 | 24.2 | 4.62 | 0.2369 |  | 30 | 1 | 1 | 100 | 100 | 0.75 | 15 | 4
ep_gas_gas_turbine_w75865676-220 | Aggregated Plant | gas | DEU | 1987 |  |  |  | active | e_w75865676-220 | 0.1 | 1188 | 28.6 | 5.04 | 0.2472 |  | 30 | 1 | 1 | 100 | 100 | 0.75 | 15 | 4
ep_gas_gas_turbine_w881636329-380 | Aggregated Plant | gas | DEU | 2012 |  |  |  | active | e_w881636329-380 | 0.031 | 1188 | 28.6 | 5.04 | 0.309 |  | 25 | 0.5 | 0.5 | 120 | 120 | 0.5 | 10 | 2
ep_gas_gas_turbine_w92024105-220 | Aggregated Plant | gas | DEU | 2023 |  |  |  | active | e_w92024105-220 | 0.031 | 1188 | 28.6 | 5.04 | 0.3193 |  | 25 | 0.5 | 0.5 | 120 | 120 | 0.5 | 10 | 2
ep_gas_internal_combustion_DE58-380 | Aggregated Plant | gas | DEU | 2022 |  |  |  | active | e_DE58-380 | 0.054 | 1391.5 | 54.45 | 7.5075 | 0.3708 |  | 35 | 2 | 2 | 60 | 60 | 1.5 | 20 | 6
ep_gas_internal_combustion_DE92-220 | Aggregated Plant | gas | DEU | 1971 |  |  |  | active | e_DE92-220 | 0.023 | 1633.5 | 64.35 | 8.19 | 0.3193 |  | 35 | 2 | 2 | 60 | 60 | 1.5 | 20 | 6
ep_gas_internal_combustion_G100000412869 | Kiel power station_ICCC, timepoint 1 | gas | DEU | 2020 |  | Schleswig-Holstein | Kiel | active | e_DE4-220 | 0.192 | 1391.5 | 54.45 | 7.5075 | 0.36565 |  | 35 | 2 | 2 | 60 | 60 | 1.5 | 20 | 6
ep_gas_internal_combustion_w1040551074-220 | Aggregated Plant | gas | DEU | 1999 |  |  |  | active | e_w1040551074-220 | 0.041 | 1633.5 | 64.35 | 8.19 | 0.3399 |  | 35 | 2 | 2 | 60 | 60 | 1.5 | 20 | 6
ep_gas_internal_combustion_w1081302145-220 | Aggregated Plant | gas | DEU | 2023 |  |  |  | active | e_w1081302145-220 | 0.1512 | 1391.5 | 54.45 | 7.5075 | 0.3708 |  | 35 | 2 | 2 | 60 | 60 | 1.5 | 20 | 6
ep_gas_internal_combustion_w148211527-380 | Aggregated Plant | gas | DEU | 2024 |  |  |  | active | e_w148211527-380 | 0.063 | 1391.5 | 54.45 | 7.5075 | 0.3708 |  | 35 | 2 | 2 | 60 | 60 | 1.5 | 20 | 6
ep_gas_internal_combustion_w156673637-380 | Aggregated Plant | gas | DEU | 2018 |  |  |  | active | e_w156673637-380 | 0.045 | 1633.5 | 64.35 | 8.19 | 0.36565 |  | 35 | 2 | 2 | 60 | 60 | 1.5 | 20 | 6
ep_gas_internal_combustion_w207756597-220 | Aggregated Plant | gas | DEU | 2022 |  |  |  | active | e_w207756597-220 | 0.05 | 1633.5 | 64.35 | 8.19 | 0.3708 |  | 35 | 2 | 2 | 60 | 60 | 1.5 | 20 | 6
ep_gas_internal_combustion_w229565743-220 | Aggregated Plant | gas | DEU | 2023 |  |  |  | active | e_w229565743-220 | 0.105 | 1391.5 | 54.45 | 7.5075 | 0.3708 |  | 35 | 2 | 2 | 60 | 60 | 1.5 | 20 | 6
ep_gas_internal_combustion_w22960899-380 | Aggregated Plant | gas | DEU | 2019 |  |  |  | active | e_w22960899-380 | 0.0309 | 1633.5 | 64.35 | 8.19 | 0.36565 |  | 35 | 2 | 2 | 60 | 60 | 1.5 | 20 | 6
ep_gas_internal_combustion_w24685992-380 | Aggregated Plant | gas | DEU | 2020 |  |  |  | active | e_w24685992-380 | 0.1 | 1391.5 | 54.45 | 7.5075 | 0.36565 |  | 35 | 2 | 2 | 60 | 60 | 1.5 | 20 | 6
ep_gas_internal_combustion_w25044557-380 | Aggregated Plant | gas | DEU | 2012 |  |  |  | active | e_w25044557-380 | 0.024 | 1633.5 | 64.35 | 8.19 | 0.36565 |  | 35 | 2 | 2 | 60 | 60 | 1.5 | 20 | 6
ep_gas_internal_combustion_w27871140-220 | Aggregated Plant | gas | DEU | 2020 |  |  |  | active | e_w27871140-220 | 0.0315 | 1633.5 | 64.35 | 8.19 | 0.36565 |  | 35 | 2 | 2 | 60 | 60 | 1.5 | 20 | 6
ep_gas_internal_combustion_w32966636-220 | Aggregated Plant | gas | DEU | 2021 |  |  |  | active | e_w32966636-220 | 0.052 | 1391.5 | 54.45 | 7.5075 | 0.3708 |  | 35 | 2 | 2 | 60 | 60 | 1.5 | 20 | 6
ep_gas_internal_combustion_w35176751-380 | Aggregated Plant | gas | DEU | 1973 |  |  |  | active | e_w35176751-380 | 0.0888 | 1391.5 | 54.45 | 7.5075 | 0.3193 |  | 35 | 2 | 2 | 60 | 60 | 1.5 | 20 | 6
ep_gas_internal_combustion_w52983550-380 | Aggregated Plant | gas | DEU | 2022 |  |  |  | active | e_w52983550-380 | 0.0515 | 1391.5 | 54.45 | 7.5075 | 0.3708 |  | 35 | 2 | 2 | 60 | 60 | 1.5 | 20 | 6
ep_gas_internal_combustion_w82773910-380 | Aggregated Plant | gas | DEU | 2021 |  |  |  | active | e_w82773910-380 | 0.024 | 1633.5 | 64.35 | 8.19 | 0.3708 |  | 35 | 2 | 2 | 60 | 60 | 1.5 | 20 | 6
ep_gas_internal_combustion_w870598507 | Aggregated Plant | gas | DEU | 2004 |  |  |  | active | e_w870598507 | 0.0252 | 1633.5 | 64.35 | 8.19 | 0.35535 |  | 35 | 2 | 2 | 60 | 60 | 1.5 | 20 | 6
ep_gas_internal_combustion_w942771541-380 | Aggregated Plant | gas | DEU | 1998 |  |  |  | active | e_w942771541-380 | 0.0312 | 1633.5 | 64.35 | 8.19 | 0.3399 |  | 35 | 2 | 2 | 60 | 60 | 1.5 | 20 | 6
ep_gas_internal_combustion_w942771541-380 | Aggregated Plant | gas | DEU | 2004 |  |  |  | active | e_w942771541-380 | 0.039 | 1633.5 | 64.35 | 8.19 | 0.35535 |  | 35 | 2 | 2 | 60 | 60 | 1.5 | 20 | 6
ep_gas_internal_combustion_w942771541-380 | Aggregated Plant | gas | DEU | 2022 |  |  |  | active | e_w942771541-380 | 0.096 | 1391.5 | 54.45 | 7.5075 | 0.3708 |  | 35 | 2 | 2 | 60 | 60 | 1.5 | 20 | 6
ep_gas_steam_turbine_DE103-380 | Aggregated Plant | gas | DEU | 1997 |  |  |  | active | e_DE103-380 | 0.0925 | 1518 | 48.4 | 5.1975 | 0.3399 |  | 35 | 3 | 3 | 40 | 40 | 2 | 25 | 5
ep_gas_steam_turbine_DE103-380 | Aggregated Plant | gas | DEU | 2000 |  |  |  | active | e_DE103-380 | 0.037 | 1782 | 57.2 | 5.67 | 0.3296 |  | 35 | 3 | 3 | 40 | 40 | 2 | 25 | 5
ep_gas_steam_turbine_DE183-220 | Aggregated Plant | gas | DEU | 1968 |  |  |  | active | e_DE183-220 | 0.02 | 1782 | 57.2 | 5.67 | 0.2987 |  | 35 | 3 | 3 | 40 | 40 | 2 | 25 | 5
ep_gas_steam_turbine_DE183-220 | Aggregated Plant | gas | DEU | 2010 |  |  |  | active | e_DE183-220 | 0.043 | 1782 | 57.2 | 5.67 | 0.3399 |  | 35 | 3 | 3 | 40 | 40 | 2 | 25 | 5
ep_gas_steam_turbine_DE183-220 | Aggregated Plant | gas | DEU | 2020 |  |  |  | active | e_DE183-220 | 0.057 | 1518 | 48.4 | 5.1975 | 0.35535 |  | 35 | 3 | 3 | 40 | 40 | 2 | 25 | 5
ep_gas_steam_turbine_DE196-380 | Aggregated Plant | gas | DEU | 2013 |  |  |  | active | e_DE196-380 | 0.106 | 1518 | 48.4 | 5.1975 | 0.35535 |  | 35 | 3 | 3 | 40 | 40 | 2 | 25 | 5
ep_gas_steam_turbine_DE202-380 | Aggregated Plant | gas | DEU | 2022 |  |  |  | active | e_DE202-380 | 0.0205 | 1782 | 57.2 | 5.67 | 0.34505 |  | 35 | 3 | 3 | 40 | 40 | 2 | 25 | 5
ep_gas_steam_turbine_DE47-220 | Aggregated Plant | gas | DEU | 1994 |  |  |  | active | e_DE47-220 | 0.023 | 1782 | 57.2 | 5.67 | 0.3296 |  | 35 | 3 | 3 | 40 | 40 | 2 | 25 | 5
ep_gas_steam_turbine_DE58-380 | Aggregated Plant | gas | DEU | 1999 |  |  |  | active | e_DE58-380 | 0.0489 | 1782 | 57.2 | 5.67 | 0.3296 |  | 35 | 3 | 3 | 40 | 40 | 2 | 25 | 5
ep_gas_steam_turbine_G100000400179 | Hattorf power station_CC | gas | DEU | 2013 |  | Hessen | Philippsthal | active | e_w29309786-380 | 0.121 | 1518 | 48.4 | 5.1975 | 0.35535 |  | 35 | 3 | 3 | 40 | 40 | 2 | 25 | 5
ep_gas_steam_turbine_G100000400216 | Mittelsbüren power station_GuD MiBÜ | gas | DEU | 2016 |  | Bremen | Bremen | active | e_w44717036-380 | 0.445 | 1320 | 44 | 4.725 | 0.37595 |  | 40 | 5 | 5 | 30 | 30 | 3 | 35 | 7
ep_gas_steam_turbine_G100000400255 | Staudinger power station_4 | gas | DEU | 1977 |  | Hessen | Großkrotzenburg | active | e_w42410916-380 | 0.622 | 1320 | 44 | 4.725 | 0.3399 |  | 40 | 5 | 5 | 30 | 30 | 3 | 35 | 7
ep_gas_steam_turbine_G100000400278 | Mainova West power station_Block 4 | gas | DEU | 1994 |  | Hessen | Frankfurt am Main | active | e_w62061952-380 | 0.1108 | 1518 | 48.4 | 5.1975 | 0.3399 |  | 35 | 3 | 3 | 40 | 40 | 2 | 25 | 5
ep_gas_steam_turbine_G100000409755__m | Irsching power station_3 | gas | DEU | 1974 |  | Bayern | Vohburg | mothballed | e_w137602559-380 | 0.415 | 1320 | 44 | 4.725 | 0.3399 |  | 40 | 5 | 5 | 30 | 30 | 3 | 35 | 7
ep_gas_steam_turbine_G100000412837 | Schwedt Refinery power station_ST1-4 | gas | DEU | 2013 |  | Brandenburg | Schwedt | active | e_w170123812-220 | 0.334 | 1320 | 44 | 4.725 | 0.37595 |  | 40 | 5 | 5 | 30 | 30 | 3 | 35 | 7
ep_gas_steam_turbine_G100000412843 | Salzgitter power station_Block 2 | gas | DEU | 2010 |  | Lower Saxony | Salzgitter | active | e_w151507370-220 | 0.11 | 1518 | 48.4 | 5.1975 | 0.3502 |  | 35 | 3 | 3 | 40 | 40 | 2 | 25 | 5
ep_gas_steam_turbine_G100000412844 | Salzgitter power station_Block 1 | gas | DEU | 2010 |  | Lower Saxony | Salzgitter | active | e_w151507370-220 | 0.11 | 1518 | 48.4 | 5.1975 | 0.3502 |  | 35 | 3 | 3 | 40 | 40 | 2 | 25 | 5
ep_gas_steam_turbine_G100000412876 | Huckingen power station_B | gas | DEU | 1976 |  | North Rhine-Westphalia | Huckingen | active | e_DE106-220 | 0.32 | 1320 | 44 | 4.725 | 0.3399 |  | 40 | 5 | 5 | 30 | 30 | 3 | 35 | 7
ep_gas_steam_turbine_G100000412877 | Huckingen power station_A | gas | DEU | 1975 |  | North Rhine-Westphalia | Huckingen | active | e_DE106-220 | 0.32 | 1320 | 44 | 4.725 | 0.3399 |  | 40 | 5 | 5 | 30 | 30 | 3 | 35 | 7
ep_gas_steam_turbine_G100000412878 | Hermann Wenzel power station_4 | gas | DEU | 1969 |  | Nordrhein-Westfalen | Duisburg | active | e_w35818134-220 | 0.177 | 1518 | 48.4 | 5.1975 | 0.309 |  | 35 | 3 | 3 | 40 | 40 | 2 | 25 | 5
ep_gas_steam_turbine_G100000412887 | Hamborn power station_5 | gas | DEU | 2003 |  | Nordrhein-Westfalen | Duisburg | active | e_w35818137-220 | 0.241 | 1518 | 48.4 | 5.1975 | 0.3502 |  | 40 | 5 | 5 | 30 | 30 | 3 | 35 | 7
ep_gas_steam_turbine_G100000412896__m | Emden power station_ST | gas | DEU | 1973 |  | Niedersachsen | Emden | mothballed | e_w672738029-220 | 0.45 | 1320 | 44 | 4.725 | 0.3399 |  | 40 | 5 | 5 | 30 | 30 | 3 | 35 | 7
ep_gas_steam_turbine_G100001017933 | Berlin-Klingenberg power station_Unit 4, timepoint 2 | gas | DEU | 2017 |  | Berlin | Berlin | active | e_w22973052-220 | 0.188 | 1518 | 48.4 | 5.1975 | 0.35535 |  | 35 | 3 | 3 | 40 | 40 | 2 | 25 | 5
ep_gas_steam_turbine_w1068350839-380 | Aggregated Plant | gas | DEU | 1997 |  |  |  | active | e_w1068350839-380 | 0.036 | 1782 | 57.2 | 5.67 | 0.3296 |  | 35 | 3 | 3 | 40 | 40 | 2 | 25 | 5
ep_gas_steam_turbine_w1091984573-220 | Aggregated Plant | gas | DEU | 2013 |  |  |  | active | e_w1091984573-220 | 0.038 | 1782 | 57.2 | 5.67 | 0.34505 |  | 35 | 3 | 3 | 40 | 40 | 2 | 25 | 5
ep_gas_steam_turbine_w1118059105-220 | Aggregated Plant | gas | DEU | 1971 |  |  |  | active | e_w1118059105-220 | 0.029 | 1782 | 57.2 | 5.67 | 0.309 |  | 35 | 3 | 3 | 40 | 40 | 2 | 25 | 5
ep_gas_steam_turbine_w1118059105-220 | Aggregated Plant | gas | DEU | 1981 |  |  |  | active | e_w1118059105-220 | 0.026 | 1782 | 57.2 | 5.67 | 0.3193 |  | 35 | 3 | 3 | 40 | 40 | 2 | 25 | 5
ep_gas_steam_turbine_w151507370-220 | Aggregated Plant | gas | DEU | 1941 |  |  |  | active | e_w151507370-220 | 0.09 | 1782 | 57.2 | 5.67 | 0.26265 |  | 35 | 3 | 3 | 40 | 40 | 2 | 25 | 5
ep_gas_steam_turbine_w151507370-220 | Aggregated Plant | gas | DEU | 2022 |  |  |  | active | e_w151507370-220 | 0.09 | 1620.6667 | 51.8222 | 5.3812 | 0.35134 |  | 35 | 3 | 3 | 40 | 40 | 2 | 25 | 5
ep_gas_steam_turbine_w152107815-380 | Aggregated Plant | gas | DEU | 2022 |  |  |  | active | e_w152107815-380 | 0.0274 | 1782 | 57.2 | 5.67 | 0.34505 |  | 35 | 3 | 3 | 40 | 40 | 2 | 25 | 5
ep_gas_steam_turbine_w152924508-220 | Aggregated Plant | gas | DEU | 1969 |  |  |  | active | e_w152924508-220 | 0.029 | 1782 | 57.2 | 5.67 | 0.2987 |  | 35 | 3 | 3 | 40 | 40 | 2 | 25 | 5
ep_gas_steam_turbine_w156960655-380 | Aggregated Plant | gas | DEU | 1988 |  |  |  | active | e_w156960655-380 | 0.058 | 1518 | 48.4 | 5.1975 | 0.3296 |  | 35 | 3 | 3 | 40 | 40 | 2 | 25 | 5
ep_gas_steam_turbine_w207756597-220 | Aggregated Plant | gas | DEU | 1965 |  |  |  | active | e_w207756597-220 | 0.053 | 1518 | 48.4 | 5.1975 | 0.309 |  | 35 | 3 | 3 | 40 | 40 | 2 | 25 | 5
ep_gas_steam_turbine_w23161029-220 | Aggregated Plant | gas | DEU | 1993 |  |  |  | active | e_w23161029-220 | 0.047 | 1782 | 57.2 | 5.67 | 0.3296 |  | 35 | 3 | 3 | 40 | 40 | 2 | 25 | 5
ep_gas_steam_turbine_w23192640-220 | Aggregated Plant | gas | DEU | 1948 |  |  |  | active | e_w23192640-220 | 0.084 | 1518 | 48.4 | 5.1975 | 0.27295 |  | 35 | 3 | 3 | 40 | 40 | 2 | 25 | 5
ep_gas_steam_turbine_w23380800-380 | Aggregated Plant | gas | DEU | 1995 |  |  |  | active | e_w23380800-380 | 0.024 | 1782 | 57.2 | 5.67 | 0.3296 |  | 35 | 3 | 3 | 40 | 40 | 2 | 25 | 5
ep_gas_steam_turbine_w24268944-380 | Aggregated Plant | gas | DEU | 2023 |  |  |  | active | e_w24268944-380 | 0.02155 | 1782 | 57.2 | 5.67 | 0.34505 |  | 35 | 3 | 3 | 40 | 40 | 2 | 25 | 5
ep_gas_steam_turbine_w24479984-220 | Aggregated Plant | gas | DEU | 1971 |  |  |  | active | e_w24479984-220 | 0.033 | 1782 | 57.2 | 5.67 | 0.309 |  | 35 | 3 | 3 | 40 | 40 | 2 | 25 | 5
ep_gas_steam_turbine_w24758329-380 | Aggregated Plant | gas | DEU | 2007 |  |  |  | active | e_w24758329-380 | 0.062 | 1518 | 48.4 | 5.1975 | 0.3502 |  | 35 | 3 | 3 | 40 | 40 | 2 | 25 | 5
ep_gas_steam_turbine_w24759324-220 | Aggregated Plant | gas | DEU | 1970 |  |  |  | active | e_w24759324-220 | 0.023 | 1782 | 57.2 | 5.67 | 0.2987 |  | 35 | 3 | 3 | 40 | 40 | 2 | 25 | 5
ep_gas_steam_turbine_w24759324-220 | Aggregated Plant | gas | DEU | 1996 |  |  |  | active | e_w24759324-220 | 0.029 | 1782 | 57.2 | 5.67 | 0.3296 |  | 35 | 3 | 3 | 40 | 40 | 2 | 25 | 5
ep_gas_steam_turbine_w24759324-220 | Aggregated Plant | gas | DEU | 2014 |  |  |  | active | e_w24759324-220 | 0.029 | 1782 | 57.2 | 5.67 | 0.34505 |  | 35 | 3 | 3 | 40 | 40 | 2 | 25 | 5
ep_gas_steam_turbine_w24765111-220 | Aggregated Plant | gas | DEU | 1971 |  |  |  | active | e_w24765111-220 | 0.023 | 1782 | 57.2 | 5.67 | 0.309 |  | 35 | 3 | 3 | 40 | 40 | 2 | 25 | 5
ep_gas_steam_turbine_w24765111-220 | Aggregated Plant | gas | DEU | 1993 |  |  |  | active | e_w24765111-220 | 0.025 | 1782 | 57.2 | 5.67 | 0.3296 |  | 35 | 3 | 3 | 40 | 40 | 2 | 25 | 5
ep_gas_steam_turbine_w24765111-220 | Aggregated Plant | gas | DEU | 2021 |  |  |  | active | e_w24765111-220 | 0.02 | 1782 | 57.2 | 5.67 | 0.34505 |  | 35 | 3 | 3 | 40 | 40 | 2 | 25 | 5
ep_gas_steam_turbine_w26383042-380 | Aggregated Plant | gas | DEU | 1994 |  |  |  | active | e_w26383042-380 | 0.025 | 1782 | 57.2 | 5.67 | 0.3296 |  | 35 | 3 | 3 | 40 | 40 | 2 | 25 | 5
ep_gas_steam_turbine_w26472665-380 | Aggregated Plant | gas | DEU | 2010 |  |  |  | active | e_w26472665-380 | 0.02996 | 1782 | 57.2 | 5.67 | 0.3399 |  | 35 | 3 | 3 | 40 | 40 | 2 | 25 | 5
ep_gas_steam_turbine_w27646106-220 | Aggregated Plant | gas | DEU | 2005 |  |  |  | active | e_w27646106-220 | 0.022 | 1782 | 57.2 | 5.67 | 0.3399 |  | 35 | 3 | 3 | 40 | 40 | 2 | 25 | 5
ep_gas_steam_turbine_w29077623-380 | Aggregated Plant | gas | DEU | 1973 |  |  |  | active | e_w29077623-380 | 0.036 | 1782 | 57.2 | 5.67 | 0.309 |  | 35 | 3 | 3 | 40 | 40 | 2 | 25 | 5
ep_gas_steam_turbine_w29309786-380 | Aggregated Plant | gas | DEU | 1995 |  |  |  | active | e_w29309786-380 | 0.02 | 1782 | 57.2 | 5.67 | 0.3296 |  | 35 | 3 | 3 | 40 | 40 | 2 | 25 | 5
ep_gas_steam_turbine_w29331499-380 | Aggregated Plant | gas | DEU | 1996 |  |  |  | active | e_w29331499-380 | 0.084 | 1782 | 57.2 | 5.67 | 0.3296 |  | 35 | 3 | 3 | 40 | 40 | 2 | 25 | 5
ep_gas_steam_turbine_w32731290-220 | Aggregated Plant | gas | DEU | 1984 |  |  |  | active | e_w32731290-220 | 0.042 | 1782 | 57.2 | 5.67 | 0.3193 |  | 35 | 3 | 3 | 40 | 40 | 2 | 25 | 5
ep_gas_steam_turbine_w35818134-220 | Aggregated Plant | gas | DEU | 1955 |  |  |  | active | e_w35818134-220 | 0.064 | 1518 | 48.4 | 5.1975 | 0.2987 |  | 35 | 3 | 3 | 40 | 40 | 2 | 25 | 5
ep_gas_steam_turbine_w35818134-220 | Aggregated Plant | gas | DEU | 1963 |  |  |  | active | e_w35818134-220 | 0.101 | 1518 | 48.4 | 5.1975 | 0.309 |  | 35 | 3 | 3 | 40 | 40 | 2 | 25 | 5
ep_gas_steam_turbine_w35818137-220 | Aggregated Plant | gas | DEU | 1958 |  |  |  | active | e_w35818137-220 | 0.064 | 1518 | 48.4 | 5.1975 | 0.2987 |  | 35 | 3 | 3 | 40 | 40 | 2 | 25 | 5
ep_gas_steam_turbine_w35818137-220 | Aggregated Plant | gas | DEU | 1976 |  |  |  | active | e_w35818137-220 | 0.108 | 1518 | 48.4 | 5.1975 | 0.3193 |  | 35 | 3 | 3 | 40 | 40 | 2 | 25 | 5
ep_gas_steam_turbine_w44717036-380 | Aggregated Plant | gas | DEU | 2009 |  |  |  | active | e_w44717036-380 | 0.035 | 1782 | 57.2 | 5.67 | 0.3399 |  | 35 | 3 | 3 | 40 | 40 | 2 | 25 | 5
ep_gas_steam_turbine_w52983550-380 | Aggregated Plant | gas | DEU | 1954 |  |  |  | active | e_w52983550-380 | 0.064 | 1518 | 48.4 | 5.1975 | 0.2987 |  | 35 | 3 | 3 | 40 | 40 | 2 | 25 | 5
ep_gas_steam_turbine_w52983550-380 | Aggregated Plant | gas | DEU | 1998 |  |  |  | active | e_w52983550-380 | 0.036 | 1782 | 57.2 | 5.67 | 0.3296 |  | 35 | 3 | 3 | 40 | 40 | 2 | 25 | 5
ep_gas_steam_turbine_w52983550-380 | Aggregated Plant | gas | DEU | 2013 |  |  |  | active | e_w52983550-380 | 0.056 | 1518 | 48.4 | 5.1975 | 0.35535 |  | 35 | 3 | 3 | 40 | 40 | 2 | 25 | 5
ep_gas_steam_turbine_w53378027-380 | Aggregated Plant | gas | DEU | 1976 |  |  |  | active | e_w53378027-380 | 0.0204 | 1782 | 57.2 | 5.67 | 0.309 |  | 35 | 3 | 3 | 40 | 40 | 2 | 25 | 5
ep_gas_steam_turbine_w53378027-380__m | Aggregated Plant | gas | DEU | 1967 |  |  |  | mothballed | e_w53378027-380 | 0.032 | 1782 | 57.2 | 5.67 | 0.2987 |  | 35 | 3 | 3 | 40 | 40 | 2 | 25 | 5
ep_gas_steam_turbine_w62061952-380 | Aggregated Plant | gas | DEU | 2018 |  |  |  | active | e_w62061952-380 | 0.0387 | 1782 | 57.2 | 5.67 | 0.34505 |  | 35 | 3 | 3 | 40 | 40 | 2 | 25 | 5
ep_gas_steam_turbine_w66038431-220 | Aggregated Plant | gas | DEU | 2013 |  |  |  | active | e_w66038431-220 | 0.044 | 1782 | 57.2 | 5.67 | 0.34505 |  | 35 | 3 | 3 | 40 | 40 | 2 | 25 | 5
ep_gas_steam_turbine_w77038371-380 | Aggregated Plant | gas | DEU | 1954 |  |  |  | active | e_w77038371-380 | 0.09 | 1518 | 48.4 | 5.1975 | 0.2987 |  | 35 | 3 | 3 | 40 | 40 | 2 | 25 | 5
ep_gas_steam_turbine_w87653464-380 | Aggregated Plant | gas | DEU | 2001 |  |  |  | active | e_w87653464-380 | 0.027 | 1782 | 57.2 | 5.67 | 0.3399 |  | 35 | 3 | 3 | 40 | 40 | 2 | 25 | 5
ep_gas_steam_turbine_w883928229-380 | Aggregated Plant | gas | DEU | 1989 |  |  |  | active | e_w883928229-380 | 0.031 | 1782 | 57.2 | 5.67 | 0.3193 |  | 35 | 3 | 3 | 40 | 40 | 2 | 25 | 5
ep_gas_steam_turbine_w91080806-220 | Aggregated Plant | gas | DEU | 2002 |  |  |  | active | e_w91080806-220 | 0.073 | 1518 | 48.4 | 5.1975 | 0.3502 |  | 35 | 3 | 3 | 40 | 40 | 2 | 25 | 5
ep_gas_steam_turbine_w92024105-220 | Aggregated Plant | gas | DEU | 2002 |  |  |  | active | e_w92024105-220 | 0.04 | 1782 | 57.2 | 5.67 | 0.3399 |  | 35 | 3 | 3 | 40 | 40 | 2 | 25 | 5
ep_gas_steam_turbine_w92024105-220 | Aggregated Plant | gas | DEU | 2011 |  |  |  | active | e_w92024105-220 | 0.022 | 1782 | 57.2 | 5.67 | 0.34505 |  | 35 | 3 | 3 | 40 | 40 | 2 | 25 | 5
ep_gas_steam_turbine_w946025110-380 | Aggregated Plant | gas | DEU | 1997 |  |  |  | active | e_w946025110-380 | 0.05 | 1782 | 57.2 | 5.67 | 0.3296 |  | 35 | 3 | 3 | 40 | 40 | 2 | 25 | 5
ep_gas_steam_turbine_w946025110-380 | Aggregated Plant | gas | DEU | 2021 |  |  |  | active | e_w946025110-380 | 0.053 | 1518 | 48.4 | 5.1975 | 0.35535 |  | 35 | 3 | 3 | 40 | 40 | 2 | 25 | 5
ep_geothermal_w24237879-220 | Aggregated Plant | geothermal | DEU | 2028 |  |  |  | active | e_w24237879-220 | 0.008 | 6237 | 185.9 | 6.3 | 1
ep_geothermal_w259561755-380 | Aggregated Plant | geothermal | DEU | 2007 |  |  |  | active | e_w259561755-380 | 0.003 | 6237 | 185.9 | 6.3 | 1
ep_geothermal_w259561755-380 | Aggregated Plant | geothermal | DEU | 2012 |  |  |  | active | e_w259561755-380 | 0.0048 | 6237 | 185.9 | 6.3 | 1
ep_geothermal_w5404079-380 | Aggregated Plant | geothermal | DEU | 2009 |  |  |  | active | e_w5404079-380 | 0.0055 | 6237 | 185.9 | 6.3 | 1
ep_geothermal_w5404079-380 | Aggregated Plant | geothermal | DEU | 2012 |  |  |  | active | e_w5404079-380 | 0.0056 | 6237 | 185.9 | 6.3 | 1
ep_hydro_dam_ | Aggregated Plant - IRENA Gap - way/202865176-220_Missing Hydro Capacity | hydro | DEU | 2022 |  |  |  | active | e_w202865176-220 | 0.26038 | 3162.5 | 60.5 | 2.31 | 1
ep_hydro_dam_ | Aggregated Plant - IRENA Gap - way/157164284-220_Missing Hydro Capacity | hydro | DEU | 2022 |  |  |  | active | e_w157164284-220 | 0.045283 | 3712.5 | 71.5 | 2.52 | 1
ep_hydro_dam_ | Aggregated Plant - IRENA Gap - way/30734324-380_Missing Hydro Capacity | hydro | DEU | 2022 |  |  |  | active | e_w30734324-380 | 0.050944 | 3162.5 | 60.5 | 2.31 | 1
ep_hydro_dam_ | Aggregated Plant - IRENA Gap - DE213-380_Missing Hydro Capacity | hydro | DEU | 2022 |  |  |  | active | e_DE213-380 | 0.11944 | 3162.5 | 60.5 | 2.31 | 1
ep_hydro_dam_ | Aggregated Plant - IRENA Gap - way/42799487-380_Missing Hydro Capacity | hydro | DEU | 2022 |  |  |  | active | e_w42799487-380 | 0.079246 | 3162.5 | 60.5 | 2.31 | 1
ep_hydro_dam_ | Aggregated Plant - IRENA Gap - way/698870101-220_Missing Hydro Capacity | hydro | DEU | 2022 |  |  |  | active | e_w698870101-220 | 0.087171 | 3162.5 | 60.5 | 2.31 | 1
ep_hydro_dam_ | Aggregated Plant - IRENA Gap - way/29084374-380_Missing Hydro Capacity | hydro | DEU | 2022 |  |  |  | active | e_w29084374-380 | 0.060567 | 3162.5 | 60.5 | 2.31 | 1
ep_hydro_dam_ | Aggregated Plant - IRENA Gap - way/202865177-380_Missing Hydro Capacity | hydro | DEU | 2022 |  |  |  | active | e_w202865177-380 | 0.5151 | 2750 | 55 | 2.1 | 1
ep_hydro_dam_ | Aggregated Plant - IRENA Gap - way/88916034-220_Missing Hydro Capacity | hydro | DEU | 2022 |  |  |  | active | e_w88916034-220 | 0.067925 | 3162.5 | 60.5 | 2.31 | 1
ep_hydro_dam_ | Aggregated Plant - IRENA Gap - way/41072584-380_Missing Hydro Capacity | hydro | DEU | 2022 |  |  |  | active | e_w41072584-380 | 0.35095 | 2750 | 55 | 2.1 | 1
ep_hydro_dam_ | Aggregated Plant - IRENA Gap - DE212-220_Missing Hydro Capacity | hydro | DEU | 2022 |  |  |  | active | e_DE212-220 | 0.070189 | 3162.5 | 60.5 | 2.31 | 1
ep_hydro_dam_ | Aggregated Plant - IRENA Gap - way/166604822-380_Missing Hydro Capacity | hydro | DEU | 2022 |  |  |  | active | e_w166604822-380 | 0.59208 | 2750 | 55 | 2.1 | 1
ep_hydro_dam_ | Aggregated Plant - IRENA Gap - way/31367940-220_Missing Hydro Capacity | hydro | DEU | 2022 |  |  |  | active | e_w31367940-220 | 0.084906 | 3162.5 | 60.5 | 2.31 | 1
ep_hydro_dam_ | Aggregated Plant - IRENA Gap - way/24976300-380_Missing Hydro Capacity | hydro | DEU | 2022 |  |  |  | active | e_w24976300-380 | 0.030566 | 3712.5 | 71.5 | 2.52 | 1
ep_hydro_dam_ | Aggregated Plant - IRENA Gap - way/39011884-220_Missing Hydro Capacity | hydro | DEU | 2022 |  |  |  | active | e_w39011884-220 | 0.05434 | 3162.5 | 60.5 | 2.31 | 1
ep_hydro_dam_ | Aggregated Plant - IRENA Gap - way/699048438-220_Missing Hydro Capacity | hydro | DEU | 2022 |  |  |  | active | e_w699048438-220 | 0.12453 | 3162.5 | 60.5 | 2.31 | 1
ep_hydro_dam_ | Aggregated Plant - IRENA Gap - way/25746125-380_Missing Hydro Capacity | hydro | DEU | 2022 |  |  |  | active | e_w25746125-380 | 0.60001 | 2750 | 55 | 2.1 | 1
ep_hydro_dam_ | Aggregated Plant - IRENA Gap - way/77038371-380_Missing Hydro Capacity | hydro | DEU | 2022 |  |  |  | active | e_w77038371-380 | 0.026038 | 3712.5 | 71.5 | 2.52 | 1
ep_hydro_dam_ | Aggregated Plant - IRENA Gap - way/954971276-220_Missing Hydro Capacity | hydro | DEU | 2022 |  |  |  | active | e_w954971276-220 | 0.090567 | 3162.5 | 60.5 | 2.31 | 1
ep_hydro_dam_ | Aggregated Plant - IRENA Gap - way/1086825107-380_Missing Hydro Capacity | hydro | DEU | 2022 |  |  |  | active | e_w1086825107-380 | 0.045283 | 3712.5 | 71.5 | 2.52 | 1
ep_hydro_dam_ | Aggregated Plant - IRENA Gap - way/1089911133-380_Missing Hydro Capacity | hydro | DEU | 2022 |  |  |  | active | e_w1089911133-380 | 0.067359 | 3162.5 | 60.5 | 2.31 | 1
ep_hydro_dam_ | Aggregated Plant - IRENA Gap - DE151-220_Missing Hydro Capacity | hydro | DEU | 2022 |  |  |  | active | e_DE151-220 | 0.18113 | 3162.5 | 60.5 | 2.31 | 1
ep_hydro_dam_ | Aggregated Plant - IRENA Gap - way/91080806-220_Missing Hydro Capacity | hydro | DEU | 2022 |  |  |  | active | e_w91080806-220 | 0.093397 | 3162.5 | 60.5 | 2.31 | 1
ep_hydro_dam_ | Aggregated Plant - IRENA Gap - DE169-220_Missing Hydro Capacity | hydro | DEU | 2022 |  |  |  | active | e_DE169-220 | 0.092831 | 3162.5 | 60.5 | 2.31 | 1
ep_hydro_dam_ | Aggregated Plant - IRENA Gap - way/31367940-380_Missing Hydro Capacity | hydro | DEU | 2022 |  |  |  | active | e_w31367940-380 | 0.18113 | 3162.5 | 60.5 | 2.31 | 1
ep_hydro_dam_ | Aggregated Plant - IRENA Gap - way/75865676-220_Missing Hydro Capacity | hydro | DEU | 2022 |  |  |  | active | e_w75865676-220 | 0.052642 | 3162.5 | 60.5 | 2.31 | 1
ep_hydro_dam_G100000601751 | Leitzach hydroelectric plant_ | hydro | DEU | 2015 |  | Bavaria |  | active | e_w75865676-220 | 0.093 | 3162.5 | 60.5 | 2.31 | 1
ep_hydro_dam_G100000601760 | Walchensee hydroelectric plant_ | hydro | DEU | 1924 |  | Bavaria |  | active | e_DE212-220 | 0.124 | 3162.5 | 60.5 | 2.31 | 1
ep_hydro_dam_G100000604130 | Ryburg-Schwörstadt hydroelectric plant_ | hydro | DEU | 1931 |  | Baden-Württemberg |  | active | e_w88916034-220 | 0.12 | 3162.5 | 60.5 | 2.31 | 1
ep_hydro_dam_G100001027259 | Alzwerke hydroelectric plant_ | hydro | DEU | 1922 |  | Landkreis Altötting |  | active | e_w91080806-220 | 0.045 | 3712.5 | 71.5 | 2.52 | 1
ep_hydro_dam_G100001027261 | Roßhaupten hydroelectric plant_ | hydro | DEU | 1954 |  | Landkreis Ostallgäu |  | active | e_w77038371-380 | 0.046 | 3712.5 | 71.5 | 2.52 | 1
ep_hydro_ps_G100000601738 | Bleiloch hydroelectric plant_ | hydro | DEU | 1932 |  | Thuringia |  | active | e_w1086825107-380 | 0.08 | 2277 | 48.4 | 1.7325 | 1
ep_hydro_ps_G100000601739 | Erzhausen hydroelectric plant_ | hydro | DEU | 1964 |  | Lower Saxony |  | active | e_w699048438-220 | 0.22 | 2277 | 48.4 | 1.7325 | 1
ep_hydro_ps_G100000601742 | Geesthacht hydroelectric plant_ | hydro | DEU | 1958 |  | Schleswig-Holstein |  | active | e_w1089911133-380 | 0.119 | 2277 | 48.4 | 1.7325 | 1
ep_hydro_ps_G100000601743 | Glems hydroelectric plant_ | hydro | DEU | 1964 |  | Baden-Württemberg |  | active | e_w30734324-380 | 0.09 | 2277 | 48.4 | 1.7325 | 1
ep_hydro_ps_G100000601744 | Goldisthal hydroelectric plant_ | hydro | DEU | 2004 |  | Thuringia |  | active | e_w25746125-380 | 1.06 | 1980 | 44 | 1.575 | 1
ep_hydro_ps_G100000601745 | Häusern hydroelectric plant_ | hydro | DEU | 1932 |  | Baden-Württemberg |  | active | e_w31367940-380 | 0.1 | 2277 | 48.4 | 1.7325 | 1
ep_hydro_ps_G100000601747 | Herdecke hydroelectric plant_ | hydro | DEU | 1989 |  | North Rhine-Westphalia |  | active | e_w698870101-220 | 0.154 | 2277 | 48.4 | 1.7325 | 1
ep_hydro_ps_G100000601748 | Hohenwarte II hydroelectric plant_ | hydro | DEU | 1966 |  | Thuringia |  | active | e_DE151-220 | 0.32 | 1980 | 44 | 1.575 | 1
ep_hydro_ps_G100000601750 | Langenprozelten hydroelectric plant_ | hydro | DEU | 1976 |  | Bavaria |  | active | e_DE169-220 | 0.164 | 2277 | 48.4 | 1.7325 | 1
ep_hydro_ps_G100000601753 | Markersbach hydroelectric plant_ | hydro | DEU | 1981 |  | Saxony | Raschau-Markersbach | active | e_w166604822-380 | 1.046 | 1980 | 44 | 1.575 | 1
ep_hydro_ps_G100000601755 | Reisach hydroelectric plant_ | hydro | DEU | 1955 |  | Bavaria |  | active | e_w29084374-380 | 0.107 | 2277 | 48.4 | 1.7325 | 1
ep_hydro_ps_G100000601757 | Rönkhausen hydroelectric plant_ | hydro | DEU | 1969 |  | North Rhine-Westphalia |  | active | e_w42799487-380 | 0.14 | 2277 | 48.4 | 1.7325 | 1
ep_hydro_ps_G100000601758 | Säckingen hydroelectric plant_ | hydro | DEU | 1967 |  | Baden-Württemberg |  | active | e_w202865176-220 | 0.36 | 1980 | 44 | 1.575 | 1
ep_hydro_ps_G100000601761 | Waldeck 1 hydroelectric plant_ | hydro | DEU | 2009 |  | Hesse |  | active | e_w41072584-380 | 0.14 | 2277 | 48.4 | 1.7325 | 1
ep_hydro_ps_G100000601762 | Waldeck 2 hydroelectric plant_ | hydro | DEU | 1974 |  | Hesse |  | active | e_w41072584-380 | 0.48 | 1980 | 44 | 1.575 | 1
ep_hydro_ps_G100000601763 | Waldshut hydroelectric plant_ | hydro | DEU | 1951 |  | Baden-Württemberg |  | active | e_w31367940-220 | 0.15 | 2277 | 48.4 | 1.7325 | 1
ep_hydro_ps_G100000601764 | Wehr hydroelectric plant_ | hydro | DEU | 1976 |  | Baden-Württemberg |  | active | e_w202865177-380 | 0.91 | 1980 | 44 | 1.575 | 1
ep_hydro_ps_G100000601765 | Wendefurth hydroelectric plant_ | hydro | DEU | 1968 |  | Saxony-Anhalt |  | active | e_w157164284-220 | 0.08 | 2277 | 48.4 | 1.7325 | 1
ep_hydro_ps_G100000601766 | Witznau hydroelectric plant_ | hydro | DEU | 1943 |  | Baden-Württemberg | Ühlingen-Birkendorf | active | e_w31367940-380 | 0.22 | 2277 | 48.4 | 1.7325 | 1
ep_hydro_ps_G100001030805 | Happurg Pumped Storage hydroelectric plant_ | hydro | DEU | 2028 |  |  |  | active | e_w954971276-220 | 0.16 | 2277 | 48.4 | 1.7325 | 1
ep_hydro_ps_G100001051840 | Forbach Pumped Storage hydroelectric plant_ | hydro | DEU | 2027 |  |  | Forbach | active | e_w39011884-220 | 0.05 | 2673 | 57.2 | 1.89 | 1
ep_hydro_ror_G100000601737 | Albbruck-Dogern hydroelectric plant_ | hydro | DEU | 1933 |  | Baden-Württemberg |  | active | e_DE213-380 | 0.105 | 2783 | 66.55 | 2.8875 | 1
ep_hydro_ror_G100000601759 | Töging hydroelectric plant_ | hydro | DEU | 1924 |  | Bavaria |  | active | e_w91080806-220 | 0.12 | 2783 | 66.55 | 2.8875 | 1
ep_hydro_ror_G100000604128 | Laufenburg hydroelectric plant_ | hydro | DEU | 1914 |  | Baden-Württemberg |  | active | e_DE213-380 | 0.106 | 2783 | 66.55 | 2.8875 | 1
ep_hydro_ror_G100000604129 | Rheinfelden hydroelectric plant_ | hydro | DEU | 2015 |  | Baden-Württemberg |  | active | e_w202865176-220 | 0.1 | 2783 | 66.55 | 2.8875 | 1
ep_hydro_ror_G100001027260 | Kachlet hydroelectric plant_ | hydro | DEU | 1927 |  | Passau |  | active | e_w24976300-380 | 0.054 | 2783 | 66.55 | 2.8875 | 1
ep_hydro_ror_G100001030812 | Schwarzenbach hydroelectric plant_ | hydro | DEU | 1926 |  |  |  | active | e_w39011884-220 | 0.046 | 3267 | 78.65 | 3.15 | 1
ep_oil_combined_cycle_DE103-380 | Aggregated Plant | oil | DEU | 1994 |  |  |  | active | e_DE103-380 | 0.11 | 1633.5 | 50.05 | 4.41 | 0.4738 |  | 50 | 2 | 2 | 60 | 60 | 1.75 | 25 | 6
ep_oil_combined_cycle_DE103-380 | Aggregated Plant | oil | DEU | 1998 |  |  |  | active | e_DE103-380 | 0.039 | 1633.5 | 50.05 | 4.41 | 0.4738 |  | 50 | 2 | 2 | 60 | 60 | 1.75 | 25 | 6
ep_oil_combined_cycle_DE103-380 | Aggregated Plant | oil | DEU | 2005 |  |  |  | active | e_DE103-380 | 0.097 | 1391.5 | 42.35 | 4.0425 | 0.515 |  | 50 | 2 | 2 | 60 | 60 | 1.75 | 25 | 6
ep_oil_combined_cycle_DE103-380 | Aggregated Plant | oil | DEU | 2013 |  |  |  | active | e_DE103-380 | 0.0561 | 1391.5 | 42.35 | 4.0425 | 0.5562 |  | 50 | 2 | 2 | 60 | 60 | 1.75 | 25 | 6
ep_oil_combined_cycle_DE103-380 | Aggregated Plant | oil | DEU | 2019 |  |  |  | active | e_DE103-380 | 0.057 | 1391.5 | 42.35 | 4.0425 | 0.5562 |  | 50 | 2 | 2 | 60 | 60 | 1.75 | 25 | 6
ep_oil_combined_cycle_DE117-380 | Aggregated Plant | oil | DEU | 2000 |  |  |  | active | e_DE117-380 | 0.1 | 1391.5 | 42.35 | 4.0425 | 0.4944 |  | 50 | 2 | 2 | 60 | 60 | 1.75 | 25 | 6
ep_oil_combined_cycle_DE129-220 | Aggregated Plant | oil | DEU | 2023 |  |  |  | active | e_DE129-220 | 0.058 | 1391.5 | 42.35 | 4.0425 | 0.5768 |  | 50 | 2 | 2 | 60 | 60 | 1.75 | 25 | 6
ep_oil_combined_cycle_DE160-220 | Aggregated Plant | oil | DEU | 2011 |  |  |  | active | e_DE160-220 | 0.05 | 1633.5 | 50.05 | 4.41 | 0.5356 |  | 50 | 2 | 2 | 60 | 60 | 1.75 | 25 | 6
ep_oil_combined_cycle_DE160-220 | Aggregated Plant | oil | DEU | 2012 |  |  |  | active | e_DE160-220 | 0.05 | 1633.5 | 50.05 | 4.41 | 0.5356 |  | 50 | 2 | 2 | 60 | 60 | 1.75 | 25 | 6
ep_oil_combined_cycle_DE160-220 | Aggregated Plant | oil | DEU | 2022 |  |  |  | active | e_DE160-220 | 0.188 | 1391.5 | 42.35 | 4.0425 | 0.5768 |  | 50 | 2 | 2 | 60 | 60 | 1.75 | 25 | 6
ep_oil_combined_cycle_DE183-220 | Aggregated Plant | oil | DEU | 2007 |  |  |  | active | e_DE183-220 | 0.07 | 1391.5 | 42.35 | 4.0425 | 0.515 |  | 50 | 2 | 2 | 60 | 60 | 1.75 | 25 | 6
ep_oil_combined_cycle_DE5-380 | Aggregated Plant | oil | DEU | 1996 |  |  |  | active | e_DE5-380 | 0.108 | 1391.5 | 42.35 | 4.0425 | 0.4944 |  | 50 | 2 | 2 | 60 | 60 | 1.75 | 25 | 6
ep_oil_combined_cycle_DE52-220 | Aggregated Plant | oil | DEU | 1966 |  |  |  | active | e_DE52-220 | 0.029 | 1633.5 | 50.05 | 4.41 | 0.3296 |  | 50 | 2 | 2 | 60 | 60 | 1.75 | 25 | 6
ep_oil_combined_cycle_DE52-220 | Aggregated Plant | oil | DEU | 1977 |  |  |  | active | e_DE52-220 | 0.024 | 1633.5 | 50.05 | 4.41 | 0.3502 |  | 50 | 2 | 2 | 60 | 60 | 1.75 | 25 | 6
ep_oil_combined_cycle_DE52-220 | Aggregated Plant | oil | DEU | 1980 |  |  |  | active | e_DE52-220 | 0.021 | 1633.5 | 50.05 | 4.41 | 0.3502 |  | 50 | 2 | 2 | 60 | 60 | 1.75 | 25 | 6
ep_oil_combined_cycle_DE52-220 | Aggregated Plant | oil | DEU | 2005 |  |  |  | active | e_DE52-220 | 0.037 | 1633.5 | 50.05 | 4.41 | 0.4944 |  | 50 | 2 | 2 | 60 | 60 | 1.75 | 25 | 6
ep_oil_combined_cycle_G100000400110 | Akzo Obernburg power station_1 | oil | DEU | 1995 |  | Lower Franconia | Erlenbach am Main | active | e_w55069713-380 | 0.116 | 1391.5 | 42.35 | 4.0425 | 0.4944 |  | 50 | 2 | 2 | 60 | 60 | 1.75 | 25 | 6
ep_oil_combined_cycle_G100000400112 | Anlage Rüsselsheim power station_1 | oil | DEU | 1999 |  | Hessen | Russelsheim | active | e_w24685992-380 | 0.112 | 1391.5 | 42.35 | 4.0425 | 0.4944 |  | 50 | 2 | 2 | 60 | 60 | 1.75 | 25 | 6
ep_oil_combined_cycle_G100000400117 | Berlin Mitte power station_GuD Mitte | oil | DEU | 1996 |  | Berlin | Berlin | active | e_w30954714-380 | 0.461 | 1210 | 38.5 | 3.675 | 0.515 |  | 55 | 4 | 4 | 45 | 45 | 3 | 40 | 9
ep_oil_combined_cycle_G100000400119 | Bernburg Alkali power station_1 | oil | DEU | 1994 |  | Sachsen-Anhalt | Bernburg | active | e_w943939310-380 | 0.231 | 1391.5 | 42.35 | 4.0425 | 0.4944 |  | 50 | 2 | 2 | 60 | 60 | 1.75 | 25 | 6
ep_oil_combined_cycle_G100000400120 | Bitterfeld power station_1 | oil | DEU | 2000 |  | Sachsen-Anhalt | Bitterfeld | active | e_w946025110-380 | 0.112 | 1391.5 | 42.35 | 4.0425 | 0.4944 |  | 50 | 2 | 2 | 60 | 60 | 1.75 | 25 | 6
ep_oil_combined_cycle_G100000400125 | Burghausen power station_12 | oil | DEU | 2001 |  | Bayern | Burghausen | active | e_w91080806-220 | 0.141 | 1391.5 | 42.35 | 4.0425 | 0.515 |  | 50 | 2 | 2 | 60 | 60 | 1.75 | 25 | 6
ep_oil_combined_cycle_G100000400132 | Cuno herdecke power station_1 | oil | DEU | 2007 |  | North Rhine-Westphalia | Herdecke | active | e_w698870101-220 | 0.417 | 1210 | 38.5 | 3.675 | 0.5356 |  | 55 | 4 | 4 | 45 | 45 | 3 | 40 | 9
ep_oil_combined_cycle_G100000400134 | Dormagen power station_1 | oil | DEU | 2000 |  | Nordrhein-Westfalen | Dormagen | active | e_w49577401-220 | 0.586 | 1210 | 38.5 | 3.675 | 0.515 |  | 55 | 4 | 4 | 45 | 45 | 3 | 40 | 9
ep_oil_combined_cycle_G100000400137 | Duisburg power station_B | oil | DEU | 2005 |  | North Rhine-Westphalia | Duisburg | active | e_w92024105-220 | 0.234 | 1391.5 | 42.35 | 4.0425 | 0.515 |  | 50 | 2 | 2 | 60 | 60 | 1.75 | 25 | 6
ep_oil_combined_cycle_G100000400141 | Emsland power station_B | oil | DEU | 1973 |  | Niedersachsen | Lingen | active | e_w61918154-380 | 0.475 | 1210 | 38.5 | 3.675 | 0.3914 |  | 55 | 4 | 4 | 45 | 45 | 3 | 40 | 9
ep_oil_combined_cycle_G100000400143 | Emsland power station_C | oil | DEU | 1974 |  | Niedersachsen | Lingen | active | e_w61918154-380 | 0.475 | 1210 | 38.5 | 3.675 | 0.3914 |  | 55 | 4 | 4 | 45 | 45 | 3 | 40 | 9
ep_oil_combined_cycle_G100000400145 | Emsland power station_D | oil | DEU | 2010 |  | Niedersachsen | Lingen | active | e_w61918154-380 | 0.887 | 1210 | 38.5 | 3.675 | 0.5356 |  | 55 | 4 | 4 | 45 | 45 | 3 | 40 | 9
ep_oil_combined_cycle_G100000400156 | Franken 1 power station_Block 1 | oil | DEU | 1973 |  | Bayern | Nurnberg | active | e_w24705761-380 | 0.395 | 1210 | 38.5 | 3.675 | 0.3914 |  | 55 | 4 | 4 | 45 | 45 | 3 | 40 | 9
ep_oil_combined_cycle_G100000400157 | Franken 1 power station_Block 2 | oil | DEU | 1976 |  | Bayern | Nurnberg | active | e_w24705761-380 | 0.44 | 1210 | 38.5 | 3.675 | 0.3914 |  | 55 | 4 | 4 | 45 | 45 | 3 | 40 | 9
ep_oil_combined_cycle_G100000400170 | Gersteinwerk power station_G2 | oil | DEU | 1973 |  | North Rhine-Westphalia | Werne | active | e_w42507488-380 | 0.355 | 1210 | 38.5 | 3.675 | 0.3914 |  | 55 | 4 | 4 | 45 | 45 | 3 | 40 | 9
ep_oil_combined_cycle_G100000400173 | GKL Linden power station_GT1, GT3, DT | oil | DEU | 2011 |  | Niedersachsen | Hannover | active | e_w23682013-220 | 0.23 | 1391.5 | 42.35 | 4.0425 | 0.5562 |  | 50 | 2 | 2 | 60 | 60 | 1.75 | 25 | 6
ep_oil_combined_cycle_G100000400188 | Irsching power station_4 | oil | DEU | 2011 |  | Bayern | Vohburg | active | e_w137602559-380 | 0.561 | 1210 | 38.5 | 3.675 | 0.5768 |  | 55 | 4 | 4 | 45 | 45 | 3 | 40 | 9
ep_oil_combined_cycle_G100000400189 | Irsching power station_5 | oil | DEU | 2010 |  | Bayern | Vohburg | active | e_w137602559-380 | 0.846 | 1210 | 38.5 | 3.675 | 0.5356 |  | 55 | 4 | 4 | 45 | 45 | 3 | 40 | 9
ep_oil_combined_cycle_G100000400191 | Jena power station_1 | oil | DEU | 1996 |  | Thüringen | Jena | active | e_w148211527-380 | 0.182 | 1391.5 | 42.35 | 4.0425 | 0.4944 |  | 50 | 2 | 2 | 60 | 60 | 1.75 | 25 | 6
ep_oil_combined_cycle_G100000400192 | Karlstraße power station_1 | oil | DEU | 2013 |  | Nordrhein-Westfalen | Bonn | active | e_DE144-380 | 0.1288 | 1391.5 | 42.35 | 4.0425 | 0.5562 |  | 50 | 2 | 2 | 60 | 60 | 1.75 | 25 | 6
ep_oil_combined_cycle_G100000400194 | Kirchmöser power station_1 | oil | DEU | 1994 |  | Brandenburg | Brandenburg | active | e_w40621568-220 | 0.16 | 1391.5 | 42.35 | 4.0425 | 0.4944 |  | 50 | 2 | 2 | 60 | 60 | 1.75 | 25 | 6
ep_oil_combined_cycle_G100000400196 | Knapsack Gas power station_I | oil | DEU | 2007 |  | Nordrhein-Westfalen | Hurth | active | e_w22765517-220 | 0.802 | 1210 | 38.5 | 3.675 | 0.5356 |  | 55 | 4 | 4 | 45 | 45 | 3 | 40 | 9
ep_oil_combined_cycle_G100000400197 | Knapsack Gas power station_II | oil | DEU | 2013 |  | Nordrhein-Westfalen | Hurth | active | e_w22765517-220 | 0.45 | 1210 | 38.5 | 3.675 | 0.5768 |  | 55 | 4 | 4 | 45 | 45 | 3 | 40 | 9
ep_oil_combined_cycle_G100000400201 | Lausward power station_F | oil | DEU | 2016 |  | Nordrhein-Westfalen | Dusseldorf | active | e_DE117-380 | 0.595 | 1210 | 38.5 | 3.675 | 0.5768 |  | 55 | 4 | 4 | 45 | 45 | 3 | 40 | 9
ep_oil_combined_cycle_G100000400202__m | Leipzig Nord power station_1 | oil | DEU | 1996 |  | Sachsen | Leipzig | mothballed | e_w23161029-220 | 0.172 | 1391.5 | 42.35 | 4.0425 | 0.4944 |  | 50 | 2 | 2 | 60 | 60 | 1.75 | 25 | 6
ep_oil_combined_cycle_G100000400208 | Lichterfelde power station_4 | oil | DEU | 2019 |  | Berlin | Berlin | active | e_w30303506-380 | 0.315 | 1210 | 38.5 | 3.675 | 0.5768 |  | 55 | 4 | 4 | 45 | 45 | 3 | 40 | 9
ep_oil_combined_cycle_G100000400210 | Ludwigshafen Mitte power station_Blocks 10, 11, 12 | oil | DEU | 2005 |  | Rheinland-Pfalz | Ludwigshafen | active | e_r17591073-220 | 0.503 | 1210 | 38.5 | 3.675 | 0.5356 |  | 55 | 4 | 4 | 45 | 45 | 3 | 40 | 9
ep_oil_combined_cycle_G100000400211 | Ludwigshafen Süd power station_1 | oil | DEU | 1997 |  | Rheinland-Pfalz | Ludwigshafen | active | e_w152924508-220 | 0.415 | 1210 | 38.5 | 3.675 | 0.515 |  | 55 | 4 | 4 | 45 | 45 | 3 | 40 | 9
ep_oil_combined_cycle_G100000400212 | Mainz power station_KW2 | oil | DEU | 1976 |  | Rheinland-Pfalz | Mainz | active | e_w24685992-380 | 0.335 | 1210 | 38.5 | 3.675 | 0.3914 |  | 55 | 4 | 4 | 45 | 45 | 3 | 40 | 9
ep_oil_combined_cycle_G100000400213 | Mainz power station_KW3 | oil | DEU | 2000 |  | Rheinland-Pfalz | Mainz | active | e_w24685992-380 | 0.434 | 1210 | 38.5 | 3.675 | 0.515 |  | 55 | 4 | 4 | 45 | 45 | 3 | 40 | 9
ep_oil_combined_cycle_G100000400215 | Merkenich (Nord) power station_1 | oil | DEU | 2004 |  | Nordrhein-Westfalen | Cologne | active | e_DE130-380 | 0.128 | 1391.5 | 42.35 | 4.0425 | 0.515 |  | 50 | 2 | 2 | 60 | 60 | 1.75 | 25 | 6
ep_oil_combined_cycle_G100000400218 | Munchen Sud power station_GUD 2 | oil | DEU | 2004 |  | Bayern | Munchen | active | e_w5404079-380 | 0.429 | 1210 | 38.5 | 3.675 | 0.5356 |  | 55 | 4 | 4 | 45 | 45 | 3 | 40 | 9
ep_oil_combined_cycle_G100000400221 | Munchen Sud power station_GUD 1 | oil | DEU | 1980 |  | Bayern | Munchen | active | e_w5404079-380 | 0.214 | 1391.5 | 42.35 | 4.0425 | 0.3708 |  | 50 | 2 | 2 | 60 | 60 | 1.75 | 25 | 6
ep_oil_combined_cycle_G100000400226 | Niehl power station_2 | oil | DEU | 2005 |  | Nordrhein-Westfalen | Koln | active | e_w27871140-220 | 0.413 | 1210 | 38.5 | 3.675 | 0.5356 |  | 55 | 4 | 4 | 45 | 45 | 3 | 40 | 9
ep_oil_combined_cycle_G100000400227 | Niehl power station_3 | oil | DEU | 2016 |  | Nordrhein-Westfalen | Koln | active | e_w27871140-220 | 0.46 | 1210 | 38.5 | 3.675 | 0.5768 |  | 55 | 4 | 4 | 45 | 45 | 3 | 40 | 9
ep_oil_combined_cycle_G100000400240 | RDK (Karlsruhe) power station_RDK 4S | oil | DEU | 1998 |  | Baden-Württemberg | Karlsruhe | active | e_w152261133-220 | 0.363 | 1210 | 38.5 | 3.675 | 0.515 |  | 55 | 4 | 4 | 45 | 45 | 3 | 40 | 9
ep_oil_combined_cycle_G100000400251 | Stade Dow power station_1 | oil | DEU | 2015 |  | Lower Saxony | Stade | active | e_w881636329-380 | 0.163 | 1391.5 | 42.35 | 4.0425 | 0.5562 |  | 50 | 2 | 2 | 60 | 60 | 1.75 | 25 | 6
ep_oil_combined_cycle_G100000400254 | Staßfurt power station_1 | oil | DEU | 2015 |  | Sachsen-Anhalt | Staßfurt | active | e_w943939310-380 | 0.134 | 1391.5 | 42.35 | 4.0425 | 0.5562 |  | 50 | 2 | 2 | 60 | 60 | 1.75 | 25 | 6
ep_oil_combined_cycle_G100000400264 | Tiefstack power station_CC | oil | DEU | 2009 |  | Hamburg | Hamburg | active | e_w23583867-380 | 0.127 | 1391.5 | 42.35 | 4.0425 | 0.515 |  | 50 | 2 | 2 | 60 | 60 | 1.75 | 25 | 6
ep_oil_combined_cycle_G100000400266 | Trianel Hamm power station_Block 10, timepoint 1 | oil | DEU | 2008 |  | Nordrhein-Westfalen | Hamm | active | e_w112695048-380 | 0.417 | 1210 | 38.5 | 3.675 | 0.5356 |  | 55 | 4 | 4 | 45 | 45 | 3 | 40 | 9
ep_oil_combined_cycle_G100000400267 | Trianel Hamm power station_Block 20, timepoint 1 | oil | DEU | 2008 |  | Nordrhein-Westfalen | Hamm | active | e_w112695048-380 | 0.421 | 1210 | 38.5 | 3.675 | 0.5356 |  | 55 | 4 | 4 | 45 | 45 | 3 | 40 | 9
ep_oil_combined_cycle_G100000400283 | Wintershall power station_1 | oil | DEU | 2009 |  | Hessen | Heringen | active | e_w29309786-380 | 0.112 | 1391.5 | 42.35 | 4.0425 | 0.515 |  | 50 | 2 | 2 | 60 | 60 | 1.75 | 25 | 6
ep_oil_combined_cycle_G100000400883 | Berlin-Marzahn power station_1 | oil | DEU | 2020 |  | Berlin | Berlin | active | e_w30303506-380 | 0.267 | 1391.5 | 42.35 | 4.0425 | 0.5562 |  | 50 | 2 | 2 | 60 | 60 | 1.75 | 25 | 6
ep_oil_combined_cycle_G100000400887 | Herne power station_Unit 6, timepoint 1 | oil | DEU | 2022 |  | Nordrhein-Westfalen | Herne | active | e_w1076001174-380 | 0.725 | 1210 | 38.5 | 3.675 | 0.5974 |  | 55 | 4 | 4 | 45 | 45 | 3 | 40 | 9
ep_oil_combined_cycle_G100000401328 | Scholven power station_CC1, timepoint 1 | oil | DEU | 2023 | 2030 | North Rhine-Westphalia | Gelsenkirchen | active | e_w1303270458-220 | 0.138 | 1391.5 | 42.35 | 4.0425 | 0.5768 |  | 50 | 2 | 2 | 60 | 60 | 1.75 | 25 | 6
ep_oil_combined_cycle_G100000401329 | Wolfsburg North power station_GUD1 | oil | DEU | 2021 |  | Lower Saxony | Volkswagen Wolfsburg facility | active | e_w24258096-380 | 0.133 | 1391.5 | 42.35 | 4.0425 | 0.5768 |  | 50 | 2 | 2 | 60 | 60 | 1.75 | 25 | 6
ep_oil_combined_cycle_G100000401331 | Wolfsburg West power station_GuD-West1 | oil | DEU | 2022 |  | Lower Saxony | Volkswagen Wolfsburg facility | active | e_w24258096-380 | 0.144 | 1391.5 | 42.35 | 4.0425 | 0.5768 |  | 50 | 2 | 2 | 60 | 60 | 1.75 | 25 | 6
ep_oil_combined_cycle_G100000401332 | Wolfsburg West power station_GuD-West2 | oil | DEU | 2022 |  | Lower Saxony | Volkswagen Wolfsburg facility | active | e_w24258096-380 | 0.144 | 1391.5 | 42.35 | 4.0425 | 0.5768 |  | 50 | 2 | 2 | 60 | 60 | 1.75 | 25 | 6
ep_oil_combined_cycle_G100000405839 | Gersteinwerk power station_F2 | oil | DEU | 1973 |  | North Rhine-Westphalia | Werne | active | e_w42507488-380 | 0.355 | 1210 | 38.5 | 3.675 | 0.3914 |  | 55 | 4 | 4 | 45 | 45 | 3 | 40 | 9
ep_oil_combined_cycle_G100000409739 | Solvay Rheinberg power station_1 | oil | DEU | 1983 |  | North Rhine-Westphalia | Ossenberg | active | e_w24462228-220 | 0.13 | 1391.5 | 42.35 | 4.0425 | 0.4223 |  | 50 | 2 | 2 | 60 | 60 | 1.75 | 25 | 6
ep_oil_combined_cycle_G100000409747 | Wedel power station_CC1 | oil | DEU | 2025 |  | Schleswig-Holstein | Wedel | active | e_DE8-380 | 0.44 | 1210 | 38.5 | 3.675 | 0.5974 |  | 55 | 4 | 4 | 45 | 45 | 3 | 40 | 9
ep_oil_combined_cycle_G100000409761__m | Gersteinwerk power station_I2 | oil | DEU | 1973 |  | North Rhine-Westphalia | Werne | mothballed | e_w42507488-380 | 0.355 | 1210 | 38.5 | 3.675 | 0.3914 |  | 55 | 4 | 4 | 45 | 45 | 3 | 40 | 9
ep_oil_combined_cycle_G100000409956 | Kirchlengern power station_1 | oil | DEU | 1981 |  | Nordrhein-Westfalen | Kirchlengern | active | e_w24230738-380 | 0.125 | 1391.5 | 42.35 | 4.0425 | 0.4223 |  | 50 | 2 | 2 | 60 | 60 | 1.75 | 25 | 6
ep_oil_combined_cycle_G100000409957__m | Hagen-Kabel power station_H4/5 | oil | DEU | 1980 |  |  | Hagen | mothballed | e_w24667346-220 | 0.254 | 1391.5 | 42.35 | 4.0425 | 0.3708 |  | 50 | 2 | 2 | 60 | 60 | 1.75 | 25 | 6
ep_oil_combined_cycle_G100000410316 | Stuttgart-Muenster power station_CC1, timepoint 1 | oil | DEU | 2025 |  | Baden-Wuerttemberg | Stuttgart | active | e_w22960899-380 | 0.114 | 1391.5 | 42.35 | 4.0425 | 0.5768 |  | 50 | 2 | 2 | 60 | 60 | 1.75 | 25 | 6
ep_oil_combined_cycle_G100000410325 | Altbach power station_HKW3, timepoint 1 | oil | DEU | 2026 |  | Baden-Wuerttemberg | Altbach | active | e_w37721677-380 | 0.75 | 1210 | 38.5 | 3.675 | 0.5974 |  | 55 | 4 | 4 | 45 | 45 | 3 | 40 | 9
ep_oil_combined_cycle_G100000411146 | Leuna power station_GuD2 | oil | DEU | 2023 |  | Sachsen-Anhalt | Leuna | active | e_DE103-380 | 0.117 | 1391.5 | 42.35 | 4.0425 | 0.5768 |  | 50 | 2 | 2 | 60 | 60 | 1.75 | 25 | 6
ep_oil_combined_cycle_G100000412836 | SWB Mittelsbüren power station_1 | oil | DEU | 1975 |  | Bremen | Bremen | active | e_w44717036-380 | 0.238 | 1391.5 | 42.35 | 4.0425 | 0.3708 |  | 50 | 2 | 2 | 60 | 60 | 1.75 | 25 | 6
ep_oil_combined_cycle_G100000412856 | Marbach power station_3 | oil | DEU | 1974 |  | Baden-Württemberg | Marbach | active | e_w97825259-220 | 0.265 | 1391.5 | 42.35 | 4.0425 | 0.3708 |  | 50 | 2 | 2 | 60 | 60 | 1.75 | 25 | 6
ep_oil_combined_cycle_G100000412865 | Leuna Refinery power station_CHP | oil | DEU | 1996 |  | Sachsen-Anhalt | Leuna | active | e_DE103-380 | 0.162 | 1391.5 | 42.35 | 4.0425 | 0.4944 |  | 50 | 2 | 2 | 60 | 60 | 1.75 | 25 | 6
ep_oil_combined_cycle_G100000412875 | Industriepark Zeitz power station_CC | oil | DEU | 2013 |  | Thüringen | Zeitz | active | e_w442199284-380 | 0.126 | 1391.5 | 42.35 | 4.0425 | 0.5562 |  | 50 | 2 | 2 | 60 | 60 | 1.75 | 25 | 6
ep_oil_combined_cycle_G100000412904 | Dillingen power station_1 | oil | DEU | 2009 |  | Saarland | Dillingen | active | e_w89215122-220 | 0.115 | 1391.5 | 42.35 | 4.0425 | 0.515 |  | 50 | 2 | 2 | 60 | 60 | 1.75 | 25 | 6
ep_oil_combined_cycle_w1068350839-380 | Aggregated Plant | oil | DEU | 1994 |  |  |  | active | e_w1068350839-380 | 0.055 | 1391.5 | 42.35 | 4.0425 | 0.4944 |  | 50 | 2 | 2 | 60 | 60 | 1.75 | 25 | 6
ep_oil_combined_cycle_w1068350839-380 | Aggregated Plant | oil | DEU | 2022 |  |  |  | active | e_w1068350839-380 | 0.053 | 1391.5 | 42.35 | 4.0425 | 0.5768 |  | 50 | 2 | 2 | 60 | 60 | 1.75 | 25 | 6
ep_oil_combined_cycle_w111973179-220 | Aggregated Plant | oil | DEU | 2005 |  |  |  | active | e_w111973179-220 | 0.1041 | 1391.5 | 42.35 | 4.0425 | 0.515 |  | 50 | 2 | 2 | 60 | 60 | 1.75 | 25 | 6
ep_oil_combined_cycle_w142487746-380 | Aggregated Plant | oil | DEU | 2022 |  |  |  | active | e_w142487746-380 | 0.084 | 1391.5 | 42.35 | 4.0425 | 0.5768 |  | 50 | 2 | 2 | 60 | 60 | 1.75 | 25 | 6
ep_oil_combined_cycle_w143882655-220 | Aggregated Plant | oil | DEU | 1999 |  |  |  | active | e_w143882655-220 | 0.082 | 1391.5 | 42.35 | 4.0425 | 0.4944 |  | 50 | 2 | 2 | 60 | 60 | 1.75 | 25 | 6
ep_oil_combined_cycle_w143882655-220 | Aggregated Plant | oil | DEU | 2014 |  |  |  | active | e_w143882655-220 | 0.0326 | 1633.5 | 50.05 | 4.41 | 0.5356 |  | 50 | 2 | 2 | 60 | 60 | 1.75 | 25 | 6
ep_oil_combined_cycle_w148446247-380 | Aggregated Plant | oil | DEU | 2012 |  |  |  | active | e_w148446247-380 | 0.037 | 1633.5 | 50.05 | 4.41 | 0.5356 |  | 50 | 2 | 2 | 60 | 60 | 1.75 | 25 | 6
ep_oil_combined_cycle_w152219167-220 | Aggregated Plant | oil | DEU | 1936 |  |  |  | active | e_w152219167-220 | 0.0265 | 1633.5 | 50.05 | 4.41 | 0.309 |  | 50 | 2 | 2 | 60 | 60 | 1.75 | 25 | 6
ep_oil_combined_cycle_w152924508-220 | Aggregated Plant | oil | DEU | 1967 |  |  |  | active | e_w152924508-220 | 0.033 | 1633.5 | 50.05 | 4.41 | 0.3296 |  | 50 | 2 | 2 | 60 | 60 | 1.75 | 25 | 6
ep_oil_combined_cycle_w156960655-380 | Aggregated Plant | oil | DEU | 2011 |  |  |  | active | e_w156960655-380 | 0.081 | 1391.5 | 42.35 | 4.0425 | 0.5562 |  | 50 | 2 | 2 | 60 | 60 | 1.75 | 25 | 6
ep_oil_combined_cycle_w202865176-220 | Aggregated Plant | oil | DEU | 2017 |  |  |  | active | e_w202865176-220 | 0.039 | 1633.5 | 50.05 | 4.41 | 0.5356 |  | 50 | 2 | 2 | 60 | 60 | 1.75 | 25 | 6
ep_oil_combined_cycle_w207756597-220 | Aggregated Plant | oil | DEU | 2005 |  |  |  | active | e_w207756597-220 | 0.074 | 1391.5 | 42.35 | 4.0425 | 0.515 |  | 50 | 2 | 2 | 60 | 60 | 1.75 | 25 | 6
ep_oil_combined_cycle_w207756597-220 | Aggregated Plant | oil | DEU | 2012 |  |  |  | active | e_w207756597-220 | 0.039 | 1633.5 | 50.05 | 4.41 | 0.5356 |  | 50 | 2 | 2 | 60 | 60 | 1.75 | 25 | 6
ep_oil_combined_cycle_w22960899-380 | Aggregated Plant | oil | DEU | 1963 |  |  |  | active | e_w22960899-380 | 0.038 | 1633.5 | 50.05 | 4.41 | 0.3296 |  | 50 | 2 | 2 | 60 | 60 | 1.75 | 25 | 6
ep_oil_combined_cycle_w23816140-220 | Aggregated Plant | oil | DEU | 2014 |  |  |  | active | e_w23816140-220 | 0.03 | 1633.5 | 50.05 | 4.41 | 0.5356 |  | 50 | 2 | 2 | 60 | 60 | 1.75 | 25 | 6
ep_oil_combined_cycle_w24272541-220 | Aggregated Plant | oil | DEU | 1971 |  |  |  | active | e_w24272541-220 | 0.02 | 1633.5 | 50.05 | 4.41 | 0.3502 |  | 50 | 2 | 2 | 60 | 60 | 1.75 | 25 | 6
ep_oil_combined_cycle_w24272541-220 | Aggregated Plant | oil | DEU | 2010 |  |  |  | active | e_w24272541-220 | 0.075 | 1391.5 | 42.35 | 4.0425 | 0.515 |  | 50 | 2 | 2 | 60 | 60 | 1.75 | 25 | 6
ep_oil_combined_cycle_w24479984-220 | Aggregated Plant | oil | DEU | 1967 |  |  |  | active | e_w24479984-220 | 0.045 | 1633.5 | 50.05 | 4.41 | 0.3296 |  | 50 | 2 | 2 | 60 | 60 | 1.75 | 25 | 6
ep_oil_combined_cycle_w24685992-380 | Aggregated Plant | oil | DEU | 2006 |  |  |  | active | e_w24685992-380 | 0.078 | 1391.5 | 42.35 | 4.0425 | 0.515 |  | 50 | 2 | 2 | 60 | 60 | 1.75 | 25 | 6
ep_oil_combined_cycle_w24768051-220 | Aggregated Plant | oil | DEU | 1964 |  |  |  | active | e_w24768051-220 | 0.025 | 1633.5 | 50.05 | 4.41 | 0.3296 |  | 50 | 2 | 2 | 60 | 60 | 1.75 | 25 | 6
ep_oil_combined_cycle_w28613721-380 | Aggregated Plant | oil | DEU | 2005 |  |  |  | active | e_w28613721-380 | 0.2287 | 1443.0321 | 43.9897 | 4.1208 | 0.51061 |  | 50 | 2 | 2 | 60 | 60 | 1.75 | 25 | 6
ep_oil_combined_cycle_w29077623-380 | Aggregated Plant | oil | DEU | 1973 |  |  |  | active | e_w29077623-380 | 0.063 | 1391.5 | 42.35 | 4.0425 | 0.3708 |  | 50 | 2 | 2 | 60 | 60 | 1.75 | 25 | 6
ep_oil_combined_cycle_w29077623-380 | Aggregated Plant | oil | DEU | 1974 |  |  |  | active | e_w29077623-380 | 0.08 | 1391.5 | 42.35 | 4.0425 | 0.3708 |  | 50 | 2 | 2 | 60 | 60 | 1.75 | 25 | 6
ep_oil_combined_cycle_w29077623-380 | Aggregated Plant | oil | DEU | 2016 |  |  |  | active | e_w29077623-380 | 0.0608 | 1391.5 | 42.35 | 4.0425 | 0.5562 |  | 50 | 2 | 2 | 60 | 60 | 1.75 | 25 | 6
ep_oil_combined_cycle_w29077623-380 | Aggregated Plant | oil | DEU | 2022 |  |  |  | active | e_w29077623-380 | 0.184 | 1391.5 | 42.35 | 4.0425 | 0.5768 |  | 50 | 2 | 2 | 60 | 60 | 1.75 | 25 | 6
ep_oil_combined_cycle_w30040568-380 | Aggregated Plant | oil | DEU | 1994 |  |  |  | active | e_w30040568-380 | 0.073 | 1391.5 | 42.35 | 4.0425 | 0.4944 |  | 50 | 2 | 2 | 60 | 60 | 1.75 | 25 | 6
ep_oil_combined_cycle_w32148946-220 | Aggregated Plant | oil | DEU | 1996 |  |  |  | active | e_w32148946-220 | 0.052 | 1391.5 | 42.35 | 4.0425 | 0.4944 |  | 50 | 2 | 2 | 60 | 60 | 1.75 | 25 | 6
ep_oil_combined_cycle_w32148946-220 | Aggregated Plant | oil | DEU | 2016 |  |  |  | active | e_w32148946-220 | 0.107 | 1391.5 | 42.35 | 4.0425 | 0.5562 |  | 50 | 2 | 2 | 60 | 60 | 1.75 | 25 | 6
ep_oil_combined_cycle_w37721677-380 | Aggregated Plant | oil | DEU | 1997 |  |  |  | active | e_w37721677-380 | 0.065 | 1391.5 | 42.35 | 4.0425 | 0.4944 |  | 50 | 2 | 2 | 60 | 60 | 1.75 | 25 | 6
ep_oil_combined_cycle_w395847307-220 | Aggregated Plant | oil | DEU | 2013 |  |  |  | active | e_w395847307-220 | 0.063 | 1391.5 | 42.35 | 4.0425 | 0.5562 |  | 50 | 2 | 2 | 60 | 60 | 1.75 | 25 | 6
ep_oil_combined_cycle_w42050342-220 | Aggregated Plant | oil | DEU | 2021 |  |  |  | active | e_w42050342-220 | 0.077 | 1391.5 | 42.35 | 4.0425 | 0.5768 |  | 50 | 2 | 2 | 60 | 60 | 1.75 | 25 | 6
ep_oil_combined_cycle_w42507488-380 | Aggregated Plant | oil | DEU | 1973 |  |  |  | active | e_w42507488-380 | 0.11 | 1391.5 | 42.35 | 4.0425 | 0.3708 |  | 50 | 2 | 2 | 60 | 60 | 1.75 | 25 | 6
ep_oil_combined_cycle_w449010725-380 | Aggregated Plant | oil | DEU | 1980 |  |  |  | active | e_w449010725-380 | 0.034 | 1633.5 | 50.05 | 4.41 | 0.3502 |  | 50 | 2 | 2 | 60 | 60 | 1.75 | 25 | 6
ep_oil_combined_cycle_w449010725-380 | Aggregated Plant | oil | DEU | 2016 |  |  |  | active | e_w449010725-380 | 0.078 | 1391.5 | 42.35 | 4.0425 | 0.5562 |  | 50 | 2 | 2 | 60 | 60 | 1.75 | 25 | 6
ep_oil_combined_cycle_w449010725-380 | Aggregated Plant | oil | DEU | 2023 |  |  |  | active | e_w449010725-380 | 0.097 | 1391.5 | 42.35 | 4.0425 | 0.5768 |  | 50 | 2 | 2 | 60 | 60 | 1.75 | 25 | 6
ep_oil_combined_cycle_w55069713-380 | Aggregated Plant | oil | DEU | 2013 |  |  |  | active | e_w55069713-380 | 0.047 | 1633.5 | 50.05 | 4.41 | 0.5356 |  | 50 | 2 | 2 | 60 | 60 | 1.75 | 25 | 6
ep_oil_combined_cycle_w603661085-380 | Aggregated Plant | oil | DEU | 1999 |  |  |  | active | e_w603661085-380 | 0.047 | 1633.5 | 50.05 | 4.41 | 0.4738 |  | 50 | 2 | 2 | 60 | 60 | 1.75 | 25 | 6
ep_oil_combined_cycle_w61918154-380 | Aggregated Plant | oil | DEU | 1996 |  |  |  | active | e_w61918154-380 | 0.089 | 1391.5 | 42.35 | 4.0425 | 0.4944 |  | 50 | 2 | 2 | 60 | 60 | 1.75 | 25 | 6
ep_oil_combined_cycle_w62061952-380 | Aggregated Plant | oil | DEU | 1963 |  |  |  | active | e_w62061952-380 | 0.07 | 1391.5 | 42.35 | 4.0425 | 0.3502 |  | 50 | 2 | 2 | 60 | 60 | 1.75 | 25 | 6
ep_oil_combined_cycle_w62061952-380 | Aggregated Plant | oil | DEU | 2026 |  |  |  | active | e_w62061952-380 | 0.062 | 1391.5 | 42.35 | 4.0425 | 0.5768 |  | 50 | 2 | 2 | 60 | 60 | 1.75 | 25 | 6
ep_oil_combined_cycle_w77038371-380 | Aggregated Plant | oil | DEU | 2014 |  |  |  | active | e_w77038371-380 | 0.088 | 1391.5 | 42.35 | 4.0425 | 0.5562 |  | 50 | 2 | 2 | 60 | 60 | 1.75 | 25 | 6
ep_oil_combined_cycle_w78441561-380 | Aggregated Plant | oil | DEU | 2010 |  |  |  | active | e_w78441561-380 | 0.121 | 1471.5 | 44.8955 | 4.164 | 0.50819 |  | 50 | 2 | 2 | 60 | 60 | 1.75 | 25 | 6
ep_oil_combined_cycle_w87653464-380 | Aggregated Plant | oil | DEU | 1998 |  |  |  | active | e_w87653464-380 | 0.059 | 1391.5 | 42.35 | 4.0425 | 0.4944 |  | 50 | 2 | 2 | 60 | 60 | 1.75 | 25 | 6
ep_oil_combined_cycle_w91080806-220 | Aggregated Plant | oil | DEU | 1987 |  |  |  | active | e_w91080806-220 | 0.097 | 1391.5 | 42.35 | 4.0425 | 0.4223 |  | 50 | 2 | 2 | 60 | 60 | 1.75 | 25 | 6
ep_oil_combined_cycle_w92165128-380 | Aggregated Plant | oil | DEU | 2005 |  |  |  | active | e_w92165128-380 | 0.088 | 1391.5 | 42.35 | 4.0425 | 0.515 |  | 50 | 2 | 2 | 60 | 60 | 1.75 | 25 | 6
ep_oil_combined_cycle_w941805476-380 | Aggregated Plant | oil | DEU | 2014 |  |  |  | active | e_w941805476-380 | 0.036 | 1633.5 | 50.05 | 4.41 | 0.5356 |  | 50 | 2 | 2 | 60 | 60 | 1.75 | 25 | 6
ep_oil_combined_cycle_w942771541-380 | Aggregated Plant | oil | DEU | 1995 |  |  |  | active | e_w942771541-380 | 0.269 | 1391.5 | 42.35 | 4.0425 | 0.4944 |  | 50 | 2 | 2 | 60 | 60 | 1.75 | 25 | 6
ep_oil_combined_cycle_w947118608-380 | Aggregated Plant | oil | DEU | 1997 |  |  |  | active | e_w947118608-380 | 0.077 | 1391.5 | 42.35 | 4.0425 | 0.4944 |  | 50 | 2 | 2 | 60 | 60 | 1.75 | 25 | 6
ep_oil_gas_turbine_DE117-380 | Aggregated Plant | oil | DEU | 1974 |  |  |  | active | e_DE117-380 | 0.0667 | 1138.5 | 26.62 | 5.1975 | 0.2266 |  | 30 | 1 | 1 | 100 | 100 | 0.75 | 15 | 4
ep_oil_gas_turbine_DE117-380 | Aggregated Plant | oil | DEU | 1975 |  |  |  | active | e_DE117-380 | 0.0647 | 1138.5 | 26.62 | 5.1975 | 0.2266 |  | 30 | 1 | 1 | 100 | 100 | 0.75 | 15 | 4
ep_oil_gas_turbine_DE160-220 | Aggregated Plant | oil | DEU | 2003 |  |  |  | active | e_DE160-220 | 0.054 | 1138.5 | 26.62 | 5.1975 | 0.2884 |  | 30 | 1 | 1 | 100 | 100 | 0.75 | 15 | 4
ep_oil_gas_turbine_DE165-380 | Aggregated Plant | oil | DEU | 2013 |  |  |  | active | e_DE165-380 | 0.095 | 1138.5 | 26.62 | 5.1975 | 0.309 |  | 30 | 1 | 1 | 100 | 100 | 0.75 | 15 | 4
ep_oil_gas_turbine_DE183-220 | Aggregated Plant | oil | DEU | 2010 |  |  |  | active | e_DE183-220 | 0.045 | 1336.5 | 31.46 | 5.67 | 0.2781 |  | 25 | 0.5 | 0.5 | 120 | 120 | 0.5 | 10 | 2
ep_oil_gas_turbine_DE183-220 | Aggregated Plant | oil | DEU | 2015 |  |  |  | active | e_DE183-220 | 0.025 | 1336.5 | 31.46 | 5.67 | 0.2987 |  | 25 | 0.5 | 0.5 | 120 | 120 | 0.5 | 10 | 2
ep_oil_gas_turbine_DE24-220 | Aggregated Plant | oil | DEU | 1990 |  |  |  | active | e_DE24-220 | 0.15 | 1336.5 | 31.46 | 5.67 | 0.2369 |  | 30 | 1 | 1 | 100 | 100 | 0.75 | 15 | 4
ep_oil_gas_turbine_DE8-380 | Aggregated Plant | oil | DEU | 1972 |  |  |  | active | e_DE8-380 | 0.101 | 1138.5 | 26.62 | 5.1975 | 0.2266 |  | 30 | 1 | 1 | 100 | 100 | 0.75 | 15 | 4
ep_oil_gas_turbine_G100000400172 | Gersteinwerk power station_K1 | oil | DEU | 1984 |  | North Rhine-Westphalia | Werne | active | e_w42507488-380 | 0.112 | 1138.5 | 26.62 | 5.1975 | 0.2472 |  | 30 | 1 | 1 | 100 | 100 | 0.75 | 15 | 4
ep_oil_gas_turbine_G100000400183 | Huntorf power station_1 | oil | DEU | 1978 |  | Niedersachsen | Elsfleth | active | e_w42872354-220 | 0.321 | 990 | 24.2 | 4.725 | 0.2369 |  | 35 | 1.5 | 1.5 | 80 | 80 | 1.25 | 20 | 6
ep_oil_gas_turbine_G100000400274 | Weisweiler power station_G_VGT | oil | DEU | 2006 |  | North Rhine-Westphalia | Eschweiler | active | e_DE141-380 | 0.2 | 1138.5 | 26.62 | 5.1975 | 0.2884 |  | 35 | 1.5 | 1.5 | 80 | 80 | 1.25 | 20 | 6
ep_oil_gas_turbine_G100000400275 | Weisweiler power station_H_VGT | oil | DEU | 2006 |  | North Rhine-Westphalia | Eschweiler | active | e_DE141-380 | 0.2 | 1138.5 | 26.62 | 5.1975 | 0.2884 |  | 35 | 1.5 | 1.5 | 80 | 80 | 1.25 | 20 | 6
ep_oil_gas_turbine_G100000400889 | Leipheim power station_GT1, timepoint 1 | oil | DEU | 2023 |  | Bavaria | Leipheim | active | e_DE200-380 | 0.319 | 990 | 24.2 | 4.725 | 0.3296 |  | 35 | 1.5 | 1.5 | 80 | 80 | 1.25 | 20 | 6
ep_oil_gas_turbine_G100000406320 | Irsching power station_6 | oil | DEU | 2023 |  | Bayern | Vohburg | active | e_w137602559-380 | 0.32 | 990 | 24.2 | 4.725 | 0.3296 |  | 35 | 1.5 | 1.5 | 80 | 80 | 1.25 | 20 | 6
ep_oil_gas_turbine_G100000410310__m | Robert Frank power station_2 | oil | DEU | 1973 |  | Niedersachsen | Landesbergen | mothballed | e_w27739871-380 | 0.45 | 990 | 24.2 | 4.725 | 0.2369 |  | 35 | 1.5 | 1.5 | 80 | 80 | 1.25 | 20 | 6
ep_oil_gas_turbine_G100000412832 | Walheim power station_GT1 | oil | DEU | 1982 | 2025 | Baden-Wuerttemberg | Walheim | active | e_w147878692-380 | 0.136 | 1138.5 | 26.62 | 5.1975 | 0.2472 |  | 30 | 1 | 1 | 100 | 100 | 0.75 | 15 | 4
ep_oil_gas_turbine_G100000412855 | Marbach power station_4 | oil | DEU | 2024 |  | Baden-Württemberg | Marbach | active | e_w97825259-220 | 0.3 | 1138.5 | 26.62 | 5.1975 | 0.3193 |  | 35 | 1.5 | 1.5 | 80 | 80 | 1.25 | 20 | 6
ep_oil_gas_turbine_G100000412857 | Marbach power station_2 | oil | DEU | 1970 |  | Baden-Württemberg | Marbach | active | e_w97825259-220 | 0.13 | 1138.5 | 26.62 | 5.1975 | 0.206 |  | 30 | 1 | 1 | 100 | 100 | 0.75 | 15 | 4
ep_oil_gas_turbine_w1223405794-220 | Aggregated Plant | oil | DEU | 2023 |  |  |  | active | e_w1223405794-220 | 0.374 | 1336.5 | 31.46 | 5.67 | 0.309 |  | 35 | 1.5 | 1.5 | 80 | 80 | 1.25 | 20 | 6
ep_oil_gas_turbine_w152018146-380 | Aggregated Plant | oil | DEU | 2014 |  |  |  | active | e_w152018146-380 | 0.02 | 1336.5 | 31.46 | 5.67 | 0.2987 |  | 25 | 0.5 | 0.5 | 120 | 120 | 0.5 | 10 | 2
ep_oil_gas_turbine_w23161029-220 | Aggregated Plant | oil | DEU | 2023 |  |  |  | active | e_w23161029-220 | 0.124 | 1138.5 | 26.62 | 5.1975 | 0.3193 |  | 30 | 1 | 1 | 100 | 100 | 0.75 | 15 | 4
ep_oil_gas_turbine_w24272541-220 | Aggregated Plant | oil | DEU | 1965 |  |  |  | active | e_w24272541-220 | 0.025 | 1336.5 | 31.46 | 5.67 | 0.1957 |  | 25 | 0.5 | 0.5 | 120 | 120 | 0.5 | 10 | 2
ep_oil_gas_turbine_w24272541-220 | Aggregated Plant | oil | DEU | 2023 |  |  |  | active | e_w24272541-220 | 0.062 | 1138.5 | 26.62 | 5.1975 | 0.3193 |  | 30 | 1 | 1 | 100 | 100 | 0.75 | 15 | 4
ep_oil_gas_turbine_w24765111-220 | Aggregated Plant | oil | DEU | 2005 |  |  |  | active | e_w24765111-220 | 0.0445 | 1336.5 | 31.46 | 5.67 | 0.2781 |  | 25 | 0.5 | 0.5 | 120 | 120 | 0.5 | 10 | 2
ep_oil_gas_turbine_w24765111-220 | Aggregated Plant | oil | DEU | 2009 |  |  |  | active | e_w24765111-220 | 0.0295 | 1336.5 | 31.46 | 5.67 | 0.2781 |  | 25 | 0.5 | 0.5 | 120 | 120 | 0.5 | 10 | 2
ep_oil_gas_turbine_w259561755-380 | Aggregated Plant | oil | DEU | 2010 |  |  |  | active | e_w259561755-380 | 0.021 | 1336.5 | 31.46 | 5.67 | 0.2781 |  | 25 | 0.5 | 0.5 | 120 | 120 | 0.5 | 10 | 2
ep_oil_gas_turbine_w27739871-380 | Aggregated Plant | oil | DEU | 1973 |  |  |  | active | e_w27739871-380 | 0.058 | 1138.5 | 26.62 | 5.1975 | 0.2266 |  | 30 | 1 | 1 | 100 | 100 | 0.75 | 15 | 4
ep_oil_gas_turbine_w29331499-220 | Aggregated Plant | oil | DEU | 1987 |  |  |  | active | e_w29331499-220 | 0.152 | 1336.5 | 31.46 | 5.67 | 0.2369 |  | 30 | 1 | 1 | 100 | 100 | 0.75 | 15 | 4
ep_oil_gas_turbine_w29331499-220 | Aggregated Plant | oil | DEU | 1989 |  |  |  | active | e_w29331499-220 | 0.039 | 1336.5 | 31.46 | 5.67 | 0.2369 |  | 25 | 0.5 | 0.5 | 120 | 120 | 0.5 | 10 | 2
ep_oil_gas_turbine_w37721677-380 | Aggregated Plant | oil | DEU | 1971 |  |  |  | active | e_w37721677-380 | 0.05 | 1336.5 | 31.46 | 5.67 | 0.2163 |  | 30 | 1 | 1 | 100 | 100 | 0.75 | 15 | 4
ep_oil_gas_turbine_w37721677-380 | Aggregated Plant | oil | DEU | 1973 |  |  |  | active | e_w37721677-380 | 0.06 | 1138.5 | 26.62 | 5.1975 | 0.2266 |  | 30 | 1 | 1 | 100 | 100 | 0.75 | 15 | 4
ep_oil_gas_turbine_w37721677-380 | Aggregated Plant | oil | DEU | 1975 |  |  |  | active | e_w37721677-380 | 0.087 | 1138.5 | 26.62 | 5.1975 | 0.2266 |  | 30 | 1 | 1 | 100 | 100 | 0.75 | 15 | 4
ep_oil_gas_turbine_w42507488-380 | Aggregated Plant | oil | DEU | 1973 |  |  |  | active | e_w42507488-380 | 0.055 | 1138.5 | 26.62 | 5.1975 | 0.2266 |  | 30 | 1 | 1 | 100 | 100 | 0.75 | 15 | 4
ep_oil_gas_turbine_w42507488-380 | Aggregated Plant | oil | DEU | 2022 |  |  |  | active | e_w42507488-380 | 0.048 | 1336.5 | 31.46 | 5.67 | 0.309 |  | 25 | 0.5 | 0.5 | 120 | 120 | 0.5 | 10 | 2
ep_oil_gas_turbine_w46615737-380 | Aggregated Plant | oil | DEU | 1975 |  |  |  | active | e_w46615737-380 | 0.144 | 1138.5 | 26.62 | 5.1975 | 0.2266 |  | 30 | 1 | 1 | 100 | 100 | 0.75 | 15 | 4
ep_oil_gas_turbine_w53378027-380 | Aggregated Plant | oil | DEU | 2004 |  |  |  | active | e_w53378027-380 | 0.0307 | 1336.5 | 31.46 | 5.67 | 0.2781 |  | 25 | 0.5 | 0.5 | 120 | 120 | 0.5 | 10 | 2
ep_oil_gas_turbine_w5404079-380 | Aggregated Plant | oil | DEU | 2020 |  |  |  | active | e_w5404079-380 | 0.1 | 1336.5 | 31.46 | 5.67 | 0.2987 |  | 30 | 1 | 1 | 100 | 100 | 0.75 | 15 | 4
ep_oil_gas_turbine_w57727004-220 | Aggregated Plant | oil | DEU | 2015 |  |  |  | active | e_w57727004-220 | 0.02 | 1336.5 | 31.46 | 5.67 | 0.2987 |  | 25 | 0.5 | 0.5 | 120 | 120 | 0.5 | 10 | 2
ep_oil_gas_turbine_w672738029-220 | Aggregated Plant | oil | DEU | 1973 |  |  |  | active | e_w672738029-220 | 0.052 | 1138.5 | 26.62 | 5.1975 | 0.2266 |  | 30 | 1 | 1 | 100 | 100 | 0.75 | 15 | 4
ep_oil_gas_turbine_w75865676-220 | Aggregated Plant | oil | DEU | 1987 |  |  |  | active | e_w75865676-220 | 0.1 | 1336.5 | 31.46 | 5.67 | 0.2369 |  | 30 | 1 | 1 | 100 | 100 | 0.75 | 15 | 4
ep_oil_gas_turbine_w881636329-380 | Aggregated Plant | oil | DEU | 2012 |  |  |  | active | e_w881636329-380 | 0.031 | 1336.5 | 31.46 | 5.67 | 0.2987 |  | 25 | 0.5 | 0.5 | 120 | 120 | 0.5 | 10 | 2
ep_oil_gas_turbine_w92024105-220 | Aggregated Plant | oil | DEU | 2023 |  |  |  | active | e_w92024105-220 | 0.031 | 1336.5 | 31.46 | 5.67 | 0.309 |  | 25 | 0.5 | 0.5 | 120 | 120 | 0.5 | 10 | 2
ep_oil_internal_combustion_DE58-380 | Aggregated Plant | oil | DEU | 2022 |  |  |  | active | e_DE58-380 | 0.054 | 1265 | 48.4 | 7.5075 | 0.36565 |  | 35 | 2 | 2 | 60 | 60 | 1.5 | 20 | 6
ep_oil_internal_combustion_DE92-220 | Aggregated Plant | oil | DEU | 1971 |  |  |  | active | e_DE92-220 | 0.023 | 1485 | 57.2 | 8.19 | 0.31415 |  | 35 | 2 | 2 | 60 | 60 | 1.5 | 20 | 6
ep_oil_internal_combustion_G100000412869 | Kiel power station_ICCC, timepoint 1 | oil | DEU | 2020 |  | Schleswig-Holstein | Kiel | active | e_DE4-220 | 0.192 | 1265 | 48.4 | 7.5075 | 0.3605 |  | 35 | 2 | 2 | 60 | 60 | 1.5 | 20 | 6
ep_oil_internal_combustion_w1040551074-220 | Aggregated Plant | oil | DEU | 1999 |  |  |  | active | e_w1040551074-220 | 0.041 | 1485 | 57.2 | 8.19 | 0.33475 |  | 35 | 2 | 2 | 60 | 60 | 1.5 | 20 | 6
ep_oil_internal_combustion_w1081302145-220 | Aggregated Plant | oil | DEU | 2023 |  |  |  | active | e_w1081302145-220 | 0.1512 | 1265 | 48.4 | 7.5075 | 0.36565 |  | 35 | 2 | 2 | 60 | 60 | 1.5 | 20 | 6
ep_oil_internal_combustion_w148211527-380 | Aggregated Plant | oil | DEU | 2024 |  |  |  | active | e_w148211527-380 | 0.063 | 1265 | 48.4 | 7.5075 | 0.36565 |  | 35 | 2 | 2 | 60 | 60 | 1.5 | 20 | 6
ep_oil_internal_combustion_w156673637-380 | Aggregated Plant | oil | DEU | 2018 |  |  |  | active | e_w156673637-380 | 0.045 | 1485 | 57.2 | 8.19 | 0.3605 |  | 35 | 2 | 2 | 60 | 60 | 1.5 | 20 | 6
ep_oil_internal_combustion_w207756597-220 | Aggregated Plant | oil | DEU | 2022 |  |  |  | active | e_w207756597-220 | 0.05 | 1485 | 57.2 | 8.19 | 0.36565 |  | 35 | 2 | 2 | 60 | 60 | 1.5 | 20 | 6
ep_oil_internal_combustion_w229565743-220 | Aggregated Plant | oil | DEU | 2023 |  |  |  | active | e_w229565743-220 | 0.105 | 1265 | 48.4 | 7.5075 | 0.36565 |  | 35 | 2 | 2 | 60 | 60 | 1.5 | 20 | 6
ep_oil_internal_combustion_w22960899-380 | Aggregated Plant | oil | DEU | 2019 |  |  |  | active | e_w22960899-380 | 0.0309 | 1485 | 57.2 | 8.19 | 0.3605 |  | 35 | 2 | 2 | 60 | 60 | 1.5 | 20 | 6
ep_oil_internal_combustion_w24685992-380 | Aggregated Plant | oil | DEU | 2020 |  |  |  | active | e_w24685992-380 | 0.1 | 1265 | 48.4 | 7.5075 | 0.3605 |  | 35 | 2 | 2 | 60 | 60 | 1.5 | 20 | 6
ep_oil_internal_combustion_w25044557-380 | Aggregated Plant | oil | DEU | 2012 |  |  |  | active | e_w25044557-380 | 0.024 | 1485 | 57.2 | 8.19 | 0.3605 |  | 35 | 2 | 2 | 60 | 60 | 1.5 | 20 | 6
ep_oil_internal_combustion_w27871140-220 | Aggregated Plant | oil | DEU | 2020 |  |  |  | active | e_w27871140-220 | 0.0315 | 1485 | 57.2 | 8.19 | 0.3605 |  | 35 | 2 | 2 | 60 | 60 | 1.5 | 20 | 6
ep_oil_internal_combustion_w32966636-220 | Aggregated Plant | oil | DEU | 2021 |  |  |  | active | e_w32966636-220 | 0.052 | 1265 | 48.4 | 7.5075 | 0.36565 |  | 35 | 2 | 2 | 60 | 60 | 1.5 | 20 | 6
ep_oil_internal_combustion_w35176751-380 | Aggregated Plant | oil | DEU | 1973 |  |  |  | active | e_w35176751-380 | 0.0888 | 1265 | 48.4 | 7.5075 | 0.31415 |  | 35 | 2 | 2 | 60 | 60 | 1.5 | 20 | 6
ep_oil_internal_combustion_w52983550-380 | Aggregated Plant | oil | DEU | 2022 |  |  |  | active | e_w52983550-380 | 0.0515 | 1265 | 48.4 | 7.5075 | 0.36565 |  | 35 | 2 | 2 | 60 | 60 | 1.5 | 20 | 6
ep_oil_internal_combustion_w82773910-380 | Aggregated Plant | oil | DEU | 2021 |  |  |  | active | e_w82773910-380 | 0.024 | 1485 | 57.2 | 8.19 | 0.36565 |  | 35 | 2 | 2 | 60 | 60 | 1.5 | 20 | 6
ep_oil_internal_combustion_w870598507 | Aggregated Plant | oil | DEU | 2004 |  |  |  | active | e_w870598507 | 0.0252 | 1485 | 57.2 | 8.19 | 0.3502 |  | 35 | 2 | 2 | 60 | 60 | 1.5 | 20 | 6
ep_oil_internal_combustion_w942771541-380 | Aggregated Plant | oil | DEU | 1998 |  |  |  | active | e_w942771541-380 | 0.0312 | 1485 | 57.2 | 8.19 | 0.33475 |  | 35 | 2 | 2 | 60 | 60 | 1.5 | 20 | 6
ep_oil_internal_combustion_w942771541-380 | Aggregated Plant | oil | DEU | 2004 |  |  |  | active | e_w942771541-380 | 0.039 | 1485 | 57.2 | 8.19 | 0.3502 |  | 35 | 2 | 2 | 60 | 60 | 1.5 | 20 | 6
ep_oil_internal_combustion_w942771541-380 | Aggregated Plant | oil | DEU | 2022 |  |  |  | active | e_w942771541-380 | 0.096 | 1265 | 48.4 | 7.5075 | 0.36565 |  | 35 | 2 | 2 | 60 | 60 | 1.5 | 20 | 6
ep_oil_steam_turbine_DE103-380 | Aggregated Plant | oil | DEU | 1997 |  |  |  | active | e_DE103-380 | 0.0925 | 1644.5 | 54.45 | 5.775 | 0.3296 |  | 35 | 3 | 3 | 40 | 40 | 2 | 25 | 5
ep_oil_steam_turbine_DE103-380 | Aggregated Plant | oil | DEU | 2000 |  |  |  | active | e_DE103-380 | 0.037 | 1930.5 | 64.35 | 6.3 | 0.3193 |  | 35 | 3 | 3 | 40 | 40 | 2 | 25 | 5
ep_oil_steam_turbine_DE183-220 | Aggregated Plant | oil | DEU | 1968 |  |  |  | active | e_DE183-220 | 0.02 | 1930.5 | 64.35 | 6.3 | 0.2884 |  | 35 | 3 | 3 | 40 | 40 | 2 | 25 | 5
ep_oil_steam_turbine_DE183-220 | Aggregated Plant | oil | DEU | 2010 |  |  |  | active | e_DE183-220 | 0.043 | 1930.5 | 64.35 | 6.3 | 0.3296 |  | 35 | 3 | 3 | 40 | 40 | 2 | 25 | 5
ep_oil_steam_turbine_DE183-220 | Aggregated Plant | oil | DEU | 2020 |  |  |  | active | e_DE183-220 | 0.057 | 1644.5 | 54.45 | 5.775 | 0.34505 |  | 35 | 3 | 3 | 40 | 40 | 2 | 25 | 5
ep_oil_steam_turbine_DE196-380 | Aggregated Plant | oil | DEU | 2013 |  |  |  | active | e_DE196-380 | 0.106 | 1644.5 | 54.45 | 5.775 | 0.34505 |  | 35 | 3 | 3 | 40 | 40 | 2 | 25 | 5
ep_oil_steam_turbine_DE202-380 | Aggregated Plant | oil | DEU | 2022 |  |  |  | active | e_DE202-380 | 0.0205 | 1930.5 | 64.35 | 6.3 | 0.33475 |  | 35 | 3 | 3 | 40 | 40 | 2 | 25 | 5
ep_oil_steam_turbine_DE47-220 | Aggregated Plant | oil | DEU | 1994 |  |  |  | active | e_DE47-220 | 0.023 | 1930.5 | 64.35 | 6.3 | 0.3193 |  | 35 | 3 | 3 | 40 | 40 | 2 | 25 | 5
ep_oil_steam_turbine_DE58-380 | Aggregated Plant | oil | DEU | 1999 |  |  |  | active | e_DE58-380 | 0.0489 | 1930.5 | 64.35 | 6.3 | 0.3193 |  | 35 | 3 | 3 | 40 | 40 | 2 | 25 | 5
ep_oil_steam_turbine_G100000400179 | Hattorf power station_CC | oil | DEU | 2013 |  | Hessen | Philippsthal | active | e_w29309786-380 | 0.121 | 1644.5 | 54.45 | 5.775 | 0.34505 |  | 35 | 3 | 3 | 40 | 40 | 2 | 25 | 5
ep_oil_steam_turbine_G100000400216 | Mittelsbüren power station_GuD MiBÜ | oil | DEU | 2016 |  | Bremen | Bremen | active | e_w44717036-380 | 0.445 | 1430 | 49.5 | 5.25 | 0.36565 |  | 40 | 5 | 5 | 30 | 30 | 3 | 35 | 7
ep_oil_steam_turbine_G100000400255 | Staudinger power station_4 | oil | DEU | 1977 |  | Hessen | Großkrotzenburg | active | e_w42410916-380 | 0.622 | 1430 | 49.5 | 5.25 | 0.3296 |  | 40 | 5 | 5 | 30 | 30 | 3 | 35 | 7
ep_oil_steam_turbine_G100000400278 | Mainova West power station_Block 4 | oil | DEU | 1994 |  | Hessen | Frankfurt am Main | active | e_w62061952-380 | 0.1108 | 1644.5 | 54.45 | 5.775 | 0.3296 |  | 35 | 3 | 3 | 40 | 40 | 2 | 25 | 5
ep_oil_steam_turbine_G100000409755__m | Irsching power station_3 | oil | DEU | 1974 |  | Bayern | Vohburg | mothballed | e_w137602559-380 | 0.415 | 1430 | 49.5 | 5.25 | 0.3296 |  | 40 | 5 | 5 | 30 | 30 | 3 | 35 | 7
ep_oil_steam_turbine_G100000412837 | Schwedt Refinery power station_ST1-4 | oil | DEU | 2013 |  | Brandenburg | Schwedt | active | e_w170123812-220 | 0.334 | 1430 | 49.5 | 5.25 | 0.36565 |  | 40 | 5 | 5 | 30 | 30 | 3 | 35 | 7
ep_oil_steam_turbine_G100000412843 | Salzgitter power station_Block 2 | oil | DEU | 2010 |  | Lower Saxony | Salzgitter | active | e_w151507370-220 | 0.11 | 1644.5 | 54.45 | 5.775 | 0.3399 |  | 35 | 3 | 3 | 40 | 40 | 2 | 25 | 5
ep_oil_steam_turbine_G100000412844 | Salzgitter power station_Block 1 | oil | DEU | 2010 |  | Lower Saxony | Salzgitter | active | e_w151507370-220 | 0.11 | 1644.5 | 54.45 | 5.775 | 0.3399 |  | 35 | 3 | 3 | 40 | 40 | 2 | 25 | 5
ep_oil_steam_turbine_G100000412876 | Huckingen power station_B | oil | DEU | 1976 |  | North Rhine-Westphalia | Huckingen | active | e_DE106-220 | 0.32 | 1430 | 49.5 | 5.25 | 0.3296 |  | 40 | 5 | 5 | 30 | 30 | 3 | 35 | 7
ep_oil_steam_turbine_G100000412877 | Huckingen power station_A | oil | DEU | 1975 |  | North Rhine-Westphalia | Huckingen | active | e_DE106-220 | 0.32 | 1430 | 49.5 | 5.25 | 0.3296 |  | 40 | 5 | 5 | 30 | 30 | 3 | 35 | 7
ep_oil_steam_turbine_G100000412878 | Hermann Wenzel power station_4 | oil | DEU | 1969 |  | Nordrhein-Westfalen | Duisburg | active | e_w35818134-220 | 0.177 | 1644.5 | 54.45 | 5.775 | 0.2987 |  | 35 | 3 | 3 | 40 | 40 | 2 | 25 | 5
ep_oil_steam_turbine_G100000412887 | Hamborn power station_5 | oil | DEU | 2003 |  | Nordrhein-Westfalen | Duisburg | active | e_w35818137-220 | 0.241 | 1644.5 | 54.45 | 5.775 | 0.3399 |  | 40 | 5 | 5 | 30 | 30 | 3 | 35 | 7
ep_oil_steam_turbine_G100000412896__m | Emden power station_ST | oil | DEU | 1973 |  | Niedersachsen | Emden | mothballed | e_w672738029-220 | 0.45 | 1430 | 49.5 | 5.25 | 0.3296 |  | 40 | 5 | 5 | 30 | 30 | 3 | 35 | 7
ep_oil_steam_turbine_G100001017933 | Berlin-Klingenberg power station_Unit 4, timepoint 2 | oil | DEU | 2017 |  | Berlin | Berlin | active | e_w22973052-220 | 0.188 | 1644.5 | 54.45 | 5.775 | 0.34505 |  | 35 | 3 | 3 | 40 | 40 | 2 | 25 | 5
ep_oil_steam_turbine_w1068350839-380 | Aggregated Plant | oil | DEU | 1997 |  |  |  | active | e_w1068350839-380 | 0.036 | 1930.5 | 64.35 | 6.3 | 0.3193 |  | 35 | 3 | 3 | 40 | 40 | 2 | 25 | 5
ep_oil_steam_turbine_w1091984573-220 | Aggregated Plant | oil | DEU | 2013 |  |  |  | active | e_w1091984573-220 | 0.038 | 1930.5 | 64.35 | 6.3 | 0.33475 |  | 35 | 3 | 3 | 40 | 40 | 2 | 25 | 5
ep_oil_steam_turbine_w1118059105-220 | Aggregated Plant | oil | DEU | 1971 |  |  |  | active | e_w1118059105-220 | 0.029 | 1930.5 | 64.35 | 6.3 | 0.2987 |  | 35 | 3 | 3 | 40 | 40 | 2 | 25 | 5
ep_oil_steam_turbine_w1118059105-220 | Aggregated Plant | oil | DEU | 1981 |  |  |  | active | e_w1118059105-220 | 0.026 | 1930.5 | 64.35 | 6.3 | 0.309 |  | 35 | 3 | 3 | 40 | 40 | 2 | 25 | 5
ep_oil_steam_turbine_w151507370-220 | Aggregated Plant | oil | DEU | 1941 |  |  |  | active | e_w151507370-220 | 0.09 | 1930.5 | 64.35 | 6.3 | 0.25235 |  | 35 | 3 | 3 | 40 | 40 | 2 | 25 | 5
ep_oil_steam_turbine_w151507370-220 | Aggregated Plant | oil | DEU | 2022 |  |  |  | active | e_w151507370-220 | 0.09 | 1755.7222 | 58.3 | 5.9792 | 0.34104 |  | 35 | 3 | 3 | 40 | 40 | 2 | 25 | 5
ep_oil_steam_turbine_w152107815-380 | Aggregated Plant | oil | DEU | 2022 |  |  |  | active | e_w152107815-380 | 0.0274 | 1930.5 | 64.35 | 6.3 | 0.33475 |  | 35 | 3 | 3 | 40 | 40 | 2 | 25 | 5
ep_oil_steam_turbine_w152924508-220 | Aggregated Plant | oil | DEU | 1969 |  |  |  | active | e_w152924508-220 | 0.029 | 1930.5 | 64.35 | 6.3 | 0.2884 |  | 35 | 3 | 3 | 40 | 40 | 2 | 25 | 5
ep_oil_steam_turbine_w156960655-380 | Aggregated Plant | oil | DEU | 1988 |  |  |  | active | e_w156960655-380 | 0.058 | 1644.5 | 54.45 | 5.775 | 0.3193 |  | 35 | 3 | 3 | 40 | 40 | 2 | 25 | 5
ep_oil_steam_turbine_w207756597-220 | Aggregated Plant | oil | DEU | 1965 |  |  |  | active | e_w207756597-220 | 0.053 | 1644.5 | 54.45 | 5.775 | 0.2987 |  | 35 | 3 | 3 | 40 | 40 | 2 | 25 | 5
ep_oil_steam_turbine_w23161029-220 | Aggregated Plant | oil | DEU | 1993 |  |  |  | active | e_w23161029-220 | 0.047 | 1930.5 | 64.35 | 6.3 | 0.3193 |  | 35 | 3 | 3 | 40 | 40 | 2 | 25 | 5
ep_oil_steam_turbine_w23192640-220 | Aggregated Plant | oil | DEU | 1948 |  |  |  | active | e_w23192640-220 | 0.084 | 1644.5 | 54.45 | 5.775 | 0.26265 |  | 35 | 3 | 3 | 40 | 40 | 2 | 25 | 5
ep_oil_steam_turbine_w23380800-380 | Aggregated Plant | oil | DEU | 1995 |  |  |  | active | e_w23380800-380 | 0.024 | 1930.5 | 64.35 | 6.3 | 0.3193 |  | 35 | 3 | 3 | 40 | 40 | 2 | 25 | 5
ep_oil_steam_turbine_w24268944-380 | Aggregated Plant | oil | DEU | 2023 |  |  |  | active | e_w24268944-380 | 0.02155 | 1930.5 | 64.35 | 6.3 | 0.33475 |  | 35 | 3 | 3 | 40 | 40 | 2 | 25 | 5
ep_oil_steam_turbine_w24479984-220 | Aggregated Plant | oil | DEU | 1971 |  |  |  | active | e_w24479984-220 | 0.033 | 1930.5 | 64.35 | 6.3 | 0.2987 |  | 35 | 3 | 3 | 40 | 40 | 2 | 25 | 5
ep_oil_steam_turbine_w24758329-380 | Aggregated Plant | oil | DEU | 2007 |  |  |  | active | e_w24758329-380 | 0.062 | 1644.5 | 54.45 | 5.775 | 0.3399 |  | 35 | 3 | 3 | 40 | 40 | 2 | 25 | 5
ep_oil_steam_turbine_w24759324-220 | Aggregated Plant | oil | DEU | 1970 |  |  |  | active | e_w24759324-220 | 0.023 | 1930.5 | 64.35 | 6.3 | 0.2884 |  | 35 | 3 | 3 | 40 | 40 | 2 | 25 | 5
ep_oil_steam_turbine_w24759324-220 | Aggregated Plant | oil | DEU | 1996 |  |  |  | active | e_w24759324-220 | 0.029 | 1930.5 | 64.35 | 6.3 | 0.3193 |  | 35 | 3 | 3 | 40 | 40 | 2 | 25 | 5
ep_oil_steam_turbine_w24759324-220 | Aggregated Plant | oil | DEU | 2014 |  |  |  | active | e_w24759324-220 | 0.029 | 1930.5 | 64.35 | 6.3 | 0.33475 |  | 35 | 3 | 3 | 40 | 40 | 2 | 25 | 5
ep_oil_steam_turbine_w24765111-220 | Aggregated Plant | oil | DEU | 1971 |  |  |  | active | e_w24765111-220 | 0.023 | 1930.5 | 64.35 | 6.3 | 0.2987 |  | 35 | 3 | 3 | 40 | 40 | 2 | 25 | 5
ep_oil_steam_turbine_w24765111-220 | Aggregated Plant | oil | DEU | 1993 |  |  |  | active | e_w24765111-220 | 0.025 | 1930.5 | 64.35 | 6.3 | 0.3193 |  | 35 | 3 | 3 | 40 | 40 | 2 | 25 | 5
ep_oil_steam_turbine_w24765111-220 | Aggregated Plant | oil | DEU | 2021 |  |  |  | active | e_w24765111-220 | 0.02 | 1930.5 | 64.35 | 6.3 | 0.33475 |  | 35 | 3 | 3 | 40 | 40 | 2 | 25 | 5
ep_oil_steam_turbine_w26383042-380 | Aggregated Plant | oil | DEU | 1994 |  |  |  | active | e_w26383042-380 | 0.025 | 1930.5 | 64.35 | 6.3 | 0.3193 |  | 35 | 3 | 3 | 40 | 40 | 2 | 25 | 5
ep_oil_steam_turbine_w26472665-380 | Aggregated Plant | oil | DEU | 2010 |  |  |  | active | e_w26472665-380 | 0.02996 | 1930.5 | 64.35 | 6.3 | 0.3296 |  | 35 | 3 | 3 | 40 | 40 | 2 | 25 | 5
ep_oil_steam_turbine_w27646106-220 | Aggregated Plant | oil | DEU | 2005 |  |  |  | active | e_w27646106-220 | 0.022 | 1930.5 | 64.35 | 6.3 | 0.3296 |  | 35 | 3 | 3 | 40 | 40 | 2 | 25 | 5
ep_oil_steam_turbine_w29077623-380 | Aggregated Plant | oil | DEU | 1973 |  |  |  | active | e_w29077623-380 | 0.036 | 1930.5 | 64.35 | 6.3 | 0.2987 |  | 35 | 3 | 3 | 40 | 40 | 2 | 25 | 5
ep_oil_steam_turbine_w29309786-380 | Aggregated Plant | oil | DEU | 1995 |  |  |  | active | e_w29309786-380 | 0.02 | 1930.5 | 64.35 | 6.3 | 0.3193 |  | 35 | 3 | 3 | 40 | 40 | 2 | 25 | 5
ep_oil_steam_turbine_w29331499-380 | Aggregated Plant | oil | DEU | 1996 |  |  |  | active | e_w29331499-380 | 0.084 | 1930.5 | 64.35 | 6.3 | 0.3193 |  | 35 | 3 | 3 | 40 | 40 | 2 | 25 | 5
ep_oil_steam_turbine_w32731290-220 | Aggregated Plant | oil | DEU | 1984 |  |  |  | active | e_w32731290-220 | 0.042 | 1930.5 | 64.35 | 6.3 | 0.309 |  | 35 | 3 | 3 | 40 | 40 | 2 | 25 | 5
ep_oil_steam_turbine_w35818134-220 | Aggregated Plant | oil | DEU | 1955 |  |  |  | active | e_w35818134-220 | 0.064 | 1644.5 | 54.45 | 5.775 | 0.2781 |  | 35 | 3 | 3 | 40 | 40 | 2 | 25 | 5
ep_oil_steam_turbine_w35818134-220 | Aggregated Plant | oil | DEU | 1963 |  |  |  | active | e_w35818134-220 | 0.101 | 1644.5 | 54.45 | 5.775 | 0.2987 |  | 35 | 3 | 3 | 40 | 40 | 2 | 25 | 5
ep_oil_steam_turbine_w35818137-220 | Aggregated Plant | oil | DEU | 1958 |  |  |  | active | e_w35818137-220 | 0.064 | 1644.5 | 54.45 | 5.775 | 0.2781 |  | 35 | 3 | 3 | 40 | 40 | 2 | 25 | 5
ep_oil_steam_turbine_w35818137-220 | Aggregated Plant | oil | DEU | 1976 |  |  |  | active | e_w35818137-220 | 0.108 | 1644.5 | 54.45 | 5.775 | 0.309 |  | 35 | 3 | 3 | 40 | 40 | 2 | 25 | 5
ep_oil_steam_turbine_w44717036-380 | Aggregated Plant | oil | DEU | 2009 |  |  |  | active | e_w44717036-380 | 0.035 | 1930.5 | 64.35 | 6.3 | 0.3296 |  | 35 | 3 | 3 | 40 | 40 | 2 | 25 | 5
ep_oil_steam_turbine_w52983550-380 | Aggregated Plant | oil | DEU | 1954 |  |  |  | active | e_w52983550-380 | 0.064 | 1644.5 | 54.45 | 5.775 | 0.2781 |  | 35 | 3 | 3 | 40 | 40 | 2 | 25 | 5
ep_oil_steam_turbine_w52983550-380 | Aggregated Plant | oil | DEU | 1998 |  |  |  | active | e_w52983550-380 | 0.036 | 1930.5 | 64.35 | 6.3 | 0.3193 |  | 35 | 3 | 3 | 40 | 40 | 2 | 25 | 5
ep_oil_steam_turbine_w52983550-380 | Aggregated Plant | oil | DEU | 2013 |  |  |  | active | e_w52983550-380 | 0.056 | 1644.5 | 54.45 | 5.775 | 0.34505 |  | 35 | 3 | 3 | 40 | 40 | 2 | 25 | 5
ep_oil_steam_turbine_w53378027-380 | Aggregated Plant | oil | DEU | 1976 |  |  |  | active | e_w53378027-380 | 0.0204 | 1930.5 | 64.35 | 6.3 | 0.2987 |  | 35 | 3 | 3 | 40 | 40 | 2 | 25 | 5
ep_oil_steam_turbine_w53378027-380__m | Aggregated Plant | oil | DEU | 1967 |  |  |  | mothballed | e_w53378027-380 | 0.032 | 1930.5 | 64.35 | 6.3 | 0.2884 |  | 35 | 3 | 3 | 40 | 40 | 2 | 25 | 5
ep_oil_steam_turbine_w62061952-380 | Aggregated Plant | oil | DEU | 2018 |  |  |  | active | e_w62061952-380 | 0.0387 | 1930.5 | 64.35 | 6.3 | 0.33475 |  | 35 | 3 | 3 | 40 | 40 | 2 | 25 | 5
ep_oil_steam_turbine_w66038431-220 | Aggregated Plant | oil | DEU | 2013 |  |  |  | active | e_w66038431-220 | 0.044 | 1930.5 | 64.35 | 6.3 | 0.33475 |  | 35 | 3 | 3 | 40 | 40 | 2 | 25 | 5
ep_oil_steam_turbine_w77038371-380 | Aggregated Plant | oil | DEU | 1954 |  |  |  | active | e_w77038371-380 | 0.09 | 1644.5 | 54.45 | 5.775 | 0.2781 |  | 35 | 3 | 3 | 40 | 40 | 2 | 25 | 5
ep_oil_steam_turbine_w87653464-380 | Aggregated Plant | oil | DEU | 2001 |  |  |  | active | e_w87653464-380 | 0.027 | 1930.5 | 64.35 | 6.3 | 0.3296 |  | 35 | 3 | 3 | 40 | 40 | 2 | 25 | 5
ep_oil_steam_turbine_w883928229-380 | Aggregated Plant | oil | DEU | 1989 |  |  |  | active | e_w883928229-380 | 0.031 | 1930.5 | 64.35 | 6.3 | 0.309 |  | 35 | 3 | 3 | 40 | 40 | 2 | 25 | 5
ep_oil_steam_turbine_w91080806-220 | Aggregated Plant | oil | DEU | 2002 |  |  |  | active | e_w91080806-220 | 0.073 | 1644.5 | 54.45 | 5.775 | 0.3399 |  | 35 | 3 | 3 | 40 | 40 | 2 | 25 | 5
ep_oil_steam_turbine_w92024105-220 | Aggregated Plant | oil | DEU | 2002 |  |  |  | active | e_w92024105-220 | 0.04 | 1930.5 | 64.35 | 6.3 | 0.3296 |  | 35 | 3 | 3 | 40 | 40 | 2 | 25 | 5
ep_oil_steam_turbine_w92024105-220 | Aggregated Plant | oil | DEU | 2011 |  |  |  | active | e_w92024105-220 | 0.022 | 1930.5 | 64.35 | 6.3 | 0.33475 |  | 35 | 3 | 3 | 40 | 40 | 2 | 25 | 5
ep_oil_steam_turbine_w946025110-380 | Aggregated Plant | oil | DEU | 1997 |  |  |  | active | e_w946025110-380 | 0.05 | 1930.5 | 64.35 | 6.3 | 0.3193 |  | 35 | 3 | 3 | 40 | 40 | 2 | 25 | 5
ep_oil_steam_turbine_w946025110-380 | Aggregated Plant | oil | DEU | 2021 |  |  |  | active | e_w946025110-380 | 0.053 | 1644.5 | 54.45 | 5.775 | 0.34505 |  | 35 | 3 | 3 | 40 | 40 | 2 | 25 | 5
ep_solar_pv_ | Aggregated Plant - IRENA Gap - DEU_120_Missing Solar Capacity | solar | DEU | 2022 |  |  |  | active | elc_spv-DEU_0120 | 0.20407 | 1138.5 | 18.15 | 0 | 1 | 0.13972
ep_solar_pv_ | Aggregated Plant - IRENA Gap - DEU_124_Missing Solar Capacity | solar | DEU | 2022 |  |  |  | active | elc_spv-DEU_0124 | 0.24263 | 1138.5 | 18.15 | 0 | 1 | 0.13972
ep_solar_pv_ | Aggregated Plant - IRENA Gap - DEU_128_Missing Solar Capacity | solar | DEU | 2022 |  |  |  | active | elc_spv-DEU_0128 | 0.21404 | 1138.5 | 18.15 | 0 | 1 | 0.13972
ep_solar_pv_ | Aggregated Plant - IRENA Gap - DEU_129_Missing Solar Capacity | solar | DEU | 2022 |  |  |  | active | elc_spv-DEU_0129 | 0.22618 | 1138.5 | 18.15 | 0 | 1 | 0.13972
ep_solar_pv_ | Aggregated Plant - IRENA Gap - DEU_170_Missing Solar Capacity | solar | DEU | 2022 |  |  |  | active | elc_spv-DEU_0170 | 0.20007 | 1138.5 | 18.15 | 0 | 1 | 0.13972
ep_solar_pv_ | Aggregated Plant - IRENA Gap - DEU_187_Missing Solar Capacity | solar | DEU | 2022 |  |  |  | active | elc_spv-DEU_0187 | 0.23501 | 1138.5 | 18.15 | 0 | 1 | 0.13972
ep_solar_pv_ | Aggregated Plant - IRENA Gap - DEU_34_Missing Solar Capacity | solar | DEU | 2022 |  |  |  | active | elc_spv-DEU_0034 | 0.22965 | 1138.5 | 18.15 | 0 | 1 | 0.13972
ep_solar_pv_ | Aggregated Plant - IRENA Gap - DEU_41_Missing Solar Capacity | solar | DEU | 2022 |  |  |  | active | elc_spv-DEU_0041 | 0.23943 | 1138.5 | 18.15 | 0 | 1 | 0.13972
ep_solar_pv_ | Aggregated Plant - IRENA Gap - DEU_71_Missing Solar Capacity | solar | DEU | 2022 |  |  |  | active | elc_spv-DEU_0071 | 0.23254 | 1138.5 | 18.15 | 0 | 1 | 0.13972
ep_solar_pv_ | Aggregated Plant - IRENA Gap - DEU_88_Missing Solar Capacity | solar | DEU | 2022 |  |  |  | active | elc_spv-DEU_0088 | 0.22228 | 1138.5 | 18.15 | 0 | 1 | 0.13972
ep_solar_pv_ | Aggregated Plant - IRENA Gap - DEU_107_Missing Solar Capacity | solar | DEU | 2022 |  |  |  | active | elc_spv-DEU_0107 | 0.23348 | 1138.5 | 18.15 | 0 | 1 | 0.13972
ep_solar_pv_ | Aggregated Plant - IRENA Gap - DEU_109_Missing Solar Capacity | solar | DEU | 2022 |  |  |  | active | elc_spv-DEU_0109 | 0.22622 | 1138.5 | 18.15 | 0 | 1 | 0.13972
ep_solar_pv_ | Aggregated Plant - IRENA Gap - DEU_127_Missing Solar Capacity | solar | DEU | 2022 |  |  |  | active | elc_spv-DEU_0127 | 0.21447 | 1138.5 | 18.15 | 0 | 1 | 0.13972
ep_solar_pv_ | Aggregated Plant - IRENA Gap - DEU_142_Missing Solar Capacity | solar | DEU | 2022 |  |  |  | active | elc_spv-DEU_0142 | 0.22455 | 1138.5 | 18.15 | 0 | 1 | 0.13972
ep_solar_pv_ | Aggregated Plant - IRENA Gap - DEU_15_Missing Solar Capacity | solar | DEU | 2022 |  |  |  | active | elc_spv-DEU_0015 | 0.23362 | 1138.5 | 18.15 | 0 | 1 | 0.13972
ep_solar_pv_ | Aggregated Plant - IRENA Gap - DEU_154_Missing Solar Capacity | solar | DEU | 2022 |  |  |  | active | elc_spv-DEU_0154 | 0.23983 | 1138.5 | 18.15 | 0 | 1 | 0.13972
ep_solar_pv_ | Aggregated Plant - IRENA Gap - DEU_175_Missing Solar Capacity | solar | DEU | 2022 |  |  |  | active | elc_spv-DEU_0175 | 0.23774 | 1138.5 | 18.15 | 0 | 1 | 0.13972
ep_solar_pv_ | Aggregated Plant - IRENA Gap - DEU_74_Missing Solar Capacity | solar | DEU | 2022 |  |  |  | active | elc_spv-DEU_0074 | 0.21955 | 1138.5 | 18.15 | 0 | 1 | 0.13972
ep_solar_pv_ | Aggregated Plant - IRENA Gap - DEU_84_Missing Solar Capacity | solar | DEU | 2022 |  |  |  | active | elc_spv-DEU_0084 | 0.23267 | 1138.5 | 18.15 | 0 | 1 | 0.13972
ep_solar_pv_ | Aggregated Plant - IRENA Gap - DEU_130_Missing Solar Capacity | solar | DEU | 2022 |  |  |  | active | elc_spv-DEU_0130 | 0.23597 | 1138.5 | 18.15 | 0 | 1 | 0.13972
ep_solar_pv_ | Aggregated Plant - IRENA Gap - DEU_14_Missing Solar Capacity | solar | DEU | 2022 |  |  |  | active | elc_spv-DEU_0014 | 0.22378 | 1138.5 | 18.15 | 0 | 1 | 0.13972
ep_solar_pv_ | Aggregated Plant - IRENA Gap - DEU_158_Missing Solar Capacity | solar | DEU | 2022 |  |  |  | active | elc_spv-DEU_0158 | 0.20286 | 1138.5 | 18.15 | 0 | 1 | 0.13972
ep_solar_pv_ | Aggregated Plant - IRENA Gap - DEU_178_Missing Solar Capacity | solar | DEU | 2022 |  |  |  | active | elc_spv-DEU_0178 | 0.23352 | 1138.5 | 18.15 | 0 | 1 | 0.13972
ep_solar_pv_ | Aggregated Plant - IRENA Gap - DEU_21_Missing Solar Capacity | solar | DEU | 2022 |  |  |  | active | elc_spv-DEU_0021 | 0.2061 | 1138.5 | 18.15 | 0 | 1 | 0.13972
ep_solar_pv_ | Aggregated Plant - IRENA Gap - DEU_25_Missing Solar Capacity | solar | DEU | 2022 |  |  |  | active | elc_spv-DEU_0025 | 0.21121 | 1138.5 | 18.15 | 0 | 1 | 0.13972
ep_solar_pv_ | Aggregated Plant - IRENA Gap - DEU_26_Missing Solar Capacity | solar | DEU | 2022 |  |  |  | active | elc_spv-DEU_0026 | 0.20611 | 1138.5 | 18.15 | 0 | 1 | 0.13972
ep_solar_pv_ | Aggregated Plant - IRENA Gap - DEU_28_Missing Solar Capacity | solar | DEU | 2022 |  |  |  | active | elc_spv-DEU_0028 | 0.20468 | 1138.5 | 18.15 | 0 | 1 | 0.13972
ep_solar_pv_ | Aggregated Plant - IRENA Gap - DEU_40_Missing Solar Capacity | solar | DEU | 2022 |  |  |  | active | elc_spv-DEU_0040 | 0.22646 | 1138.5 | 18.15 | 0 | 1 | 0.13972
ep_solar_pv_ | Aggregated Plant - IRENA Gap - DEU_54_Missing Solar Capacity | solar | DEU | 2022 |  |  |  | active | elc_spv-DEU_0054 | 0.22995 | 1138.5 | 18.15 | 0 | 1 | 0.13972
ep_solar_pv_ | Aggregated Plant - IRENA Gap - DEU_58_Missing Solar Capacity | solar | DEU | 2022 |  |  |  | active | elc_spv-DEU_0058 | 0.22307 | 1138.5 | 18.15 | 0 | 1 | 0.13972
ep_solar_pv_ | Aggregated Plant - IRENA Gap - DEU_103_Missing Solar Capacity | solar | DEU | 2022 |  |  |  | active | elc_spv-DEU_0103 | 0.22297 | 1138.5 | 18.15 | 0 | 1 | 0.13972
ep_solar_pv_ | Aggregated Plant - IRENA Gap - DEU_123_Missing Solar Capacity | solar | DEU | 2022 |  |  |  | active | elc_spv-DEU_0123 | 0.25489 | 1138.5 | 18.15 | 0 | 1 | 0.13972
ep_solar_pv_ | Aggregated Plant - IRENA Gap - DEU_140_Missing Solar Capacity | solar | DEU | 2022 |  |  |  | active | elc_spv-DEU_0140 | 0.24159 | 1138.5 | 18.15 | 0 | 1 | 0.13972
ep_solar_pv_ | Aggregated Plant - IRENA Gap - DEU_146_Missing Solar Capacity | solar | DEU | 2022 |  |  |  | active | elc_spv-DEU_0146 | 0.23812 | 1138.5 | 18.15 | 0 | 1 | 0.13972
ep_solar_pv_ | Aggregated Plant - IRENA Gap - DEU_148_Missing Solar Capacity | solar | DEU | 2022 |  |  |  | active | elc_spv-DEU_0148 | 0.23875 | 1138.5 | 18.15 | 0 | 1 | 0.13972
ep_solar_pv_ | Aggregated Plant - IRENA Gap - DEU_156_Missing Solar Capacity | solar | DEU | 2022 |  |  |  | active | elc_spv-DEU_0156 | 0.20959 | 1138.5 | 18.15 | 0 | 1 | 0.13972
ep_solar_pv_ | Aggregated Plant - IRENA Gap - DEU_167_Missing Solar Capacity | solar | DEU | 2022 |  |  |  | active | elc_spv-DEU_0167 | 0.23528 | 1138.5 | 18.15 | 0 | 1 | 0.13972
ep_solar_pv_ | Aggregated Plant - IRENA Gap - DEU_18_Missing Solar Capacity | solar | DEU | 2022 |  |  |  | active | elc_spv-DEU_0018 | 0.2256 | 1138.5 | 18.15 | 0 | 1 | 0.13972
ep_solar_pv_ | Aggregated Plant - IRENA Gap - DEU_30_Missing Solar Capacity | solar | DEU | 2022 |  |  |  | active | elc_spv-DEU_0030 | 0.23041 | 1138.5 | 18.15 | 0 | 1 | 0.13972
ep_solar_pv_ | Aggregated Plant - IRENA Gap - DEU_38_Missing Solar Capacity | solar | DEU | 2022 |  |  |  | active | elc_spv-DEU_0038 | 0.2245 | 1138.5 | 18.15 | 0 | 1 | 0.13972
ep_solar_pv_ | Aggregated Plant - IRENA Gap - DEU_4_Missing Solar Capacity | solar | DEU | 2022 |  |  |  | active | elc_spv-DEU_0004 | 0.23904 | 1138.5 | 18.15 | 0 | 1 | 0.13972
ep_solar_pv_ | Aggregated Plant - IRENA Gap - DEU_42_Missing Solar Capacity | solar | DEU | 2022 |  |  |  | active | elc_spv-DEU_0042 | 0.23663 | 1138.5 | 18.15 | 0 | 1 | 0.13972
ep_solar_pv_ | Aggregated Plant - IRENA Gap - DEU_43_Missing Solar Capacity | solar | DEU | 2022 |  |  |  | active | elc_spv-DEU_0043 | 0.21444 | 1138.5 | 18.15 | 0 | 1 | 0.13972
ep_solar_pv_ | Aggregated Plant - IRENA Gap - DEU_69_Missing Solar Capacity | solar | DEU | 2022 |  |  |  | active | elc_spv-DEU_0069 | 0.21015 | 1138.5 | 18.15 | 0 | 1 | 0.13972
ep_solar_pv_ | Aggregated Plant - IRENA Gap - DEU_1_Missing Solar Capacity | solar | DEU | 2022 |  |  |  | active | elc_spv-DEU_0001 | 0.20697 | 1138.5 | 18.15 | 0 | 1 | 0.13972
ep_solar_pv_ | Aggregated Plant - IRENA Gap - DEU_10_Missing Solar Capacity | solar | DEU | 2022 |  |  |  | active | elc_spv-DEU_0010 | 0.22177 | 1138.5 | 18.15 | 0 | 1 | 0.13972
ep_solar_pv_ | Aggregated Plant - IRENA Gap - DEU_102_Missing Solar Capacity | solar | DEU | 2022 |  |  |  | active | elc_spv-DEU_0102 | 0.24609 | 1138.5 | 18.15 | 0 | 1 | 0.13972
ep_solar_pv_ | Aggregated Plant - IRENA Gap - DEU_110_Missing Solar Capacity | solar | DEU | 2022 |  |  |  | active | elc_spv-DEU_0110 | 0.20735 | 1138.5 | 18.15 | 0 | 1 | 0.13972
ep_solar_pv_ | Aggregated Plant - IRENA Gap - DEU_131_Missing Solar Capacity | solar | DEU | 2022 |  |  |  | active | elc_spv-DEU_0131 | 0.23907 | 1138.5 | 18.15 | 0 | 1 | 0.13972
ep_solar_pv_ | Aggregated Plant - IRENA Gap - DEU_157_Missing Solar Capacity | solar | DEU | 2022 |  |  |  | active | elc_spv-DEU_0157 | 0.21022 | 1138.5 | 18.15 | 0 | 1 | 0.13972
ep_solar_pv_ | Aggregated Plant - IRENA Gap - DEU_159_Missing Solar Capacity | solar | DEU | 2022 |  |  |  | active | elc_spv-DEU_0159 | 0.21012 | 1138.5 | 18.15 | 0 | 1 | 0.13972
ep_solar_pv_ | Aggregated Plant - IRENA Gap - DEU_17_Missing Solar Capacity | solar | DEU | 2022 |  |  |  | active | elc_spv-DEU_0017 | 0.23703 | 1138.5 | 18.15 | 0 | 1 | 0.13972
ep_solar_pv_ | Aggregated Plant - IRENA Gap - DEU_173_Missing Solar Capacity | solar | DEU | 2022 |  |  |  | active | elc_spv-DEU_0173 | 0.23513 | 1138.5 | 18.15 | 0 | 1 | 0.13972
ep_solar_pv_ | Aggregated Plant - IRENA Gap - DEU_2_Missing Solar Capacity | solar | DEU | 2022 |  |  |  | active | elc_spv-DEU_0002 | 0.21639 | 1138.5 | 18.15 | 0 | 1 | 0.13972
ep_solar_pv_ | Aggregated Plant - IRENA Gap - DEU_31_Missing Solar Capacity | solar | DEU | 2022 |  |  |  | active | elc_spv-DEU_0031 | 0.23191 | 1138.5 | 18.15 | 0 | 1 | 0.13972
ep_solar_pv_ | Aggregated Plant - IRENA Gap - DEU_33_Missing Solar Capacity | solar | DEU | 2022 |  |  |  | active | elc_spv-DEU_0033 | 0.23889 | 1138.5 | 18.15 | 0 | 1 | 0.13972
ep_solar_pv_ | Aggregated Plant - IRENA Gap - DEU_59_Missing Solar Capacity | solar | DEU | 2022 |  |  |  | active | elc_spv-DEU_0059 | 0.20425 | 1138.5 | 18.15 | 0 | 1 | 0.13972
ep_solar_pv_ | Aggregated Plant - IRENA Gap - DEU_65_Missing Solar Capacity | solar | DEU | 2022 |  |  |  | active | elc_spv-DEU_0065 | 0.23451 | 1138.5 | 18.15 | 0 | 1 | 0.13972
ep_solar_pv_ | Aggregated Plant - IRENA Gap - DEU_82_Missing Solar Capacity | solar | DEU | 2022 |  |  |  | active | elc_spv-DEU_0082 | 0.23633 | 1138.5 | 18.15 | 0 | 1 | 0.13972
ep_solar_pv_ | Aggregated Plant - IRENA Gap - DEU_117_Missing Solar Capacity | solar | DEU | 2022 |  |  |  | active | elc_spv-DEU_0117 | 0.24078 | 1138.5 | 18.15 | 0 | 1 | 0.13972
ep_solar_pv_ | Aggregated Plant - IRENA Gap - DEU_126_Missing Solar Capacity | solar | DEU | 2022 |  |  |  | active | elc_spv-DEU_0126 | 0.22281 | 1138.5 | 18.15 | 0 | 1 | 0.13972
ep_solar_pv_ | Aggregated Plant - IRENA Gap - DEU_134_Missing Solar Capacity | solar | DEU | 2022 |  |  |  | active | elc_spv-DEU_0134 | 0.24173 | 1138.5 | 18.15 | 0 | 1 | 0.13972
ep_solar_pv_ | Aggregated Plant - IRENA Gap - DEU_174_Missing Solar Capacity | solar | DEU | 2022 |  |  |  | active | elc_spv-DEU_0174 | 0.23584 | 1138.5 | 18.15 | 0 | 1 | 0.13972
ep_solar_pv_ | Aggregated Plant - IRENA Gap - DEU_55_Missing Solar Capacity | solar | DEU | 2022 |  |  |  | active | elc_spv-DEU_0055 | 0.23865 | 1138.5 | 18.15 | 0 | 1 | 0.13972
ep_solar_pv_ | Aggregated Plant - IRENA Gap - DEU_56_Missing Solar Capacity | solar | DEU | 2022 |  |  |  | active | elc_spv-DEU_0056 | 0.22887 | 1138.5 | 18.15 | 0 | 1 | 0.13972
ep_solar_pv_ | Aggregated Plant - IRENA Gap - DEU_72_Missing Solar Capacity | solar | DEU | 2022 |  |  |  | active | elc_spv-DEU_0072 | 0.25816 | 1138.5 | 18.15 | 0 | 1 | 0.13972
ep_solar_pv_ | Aggregated Plant - IRENA Gap - DEU_75_Missing Solar Capacity | solar | DEU | 2022 |  |  |  | active | elc_spv-DEU_0075 | 0.22946 | 1138.5 | 18.15 | 0 | 1 | 0.13972
ep_solar_pv_ | Aggregated Plant - IRENA Gap - DEU_89_Missing Solar Capacity | solar | DEU | 2022 |  |  |  | active | elc_spv-DEU_0089 | 0.25837 | 1138.5 | 18.15 | 0 | 1 | 0.13972
ep_solar_pv_ | Aggregated Plant - IRENA Gap - DEU_143_Missing Solar Capacity | solar | DEU | 2022 |  |  |  | active | elc_spv-DEU_0143 | 0.20851 | 1138.5 | 18.15 | 0 | 1 | 0.13972
ep_solar_pv_ | Aggregated Plant - IRENA Gap - DEU_150_Missing Solar Capacity | solar | DEU | 2022 |  |  |  | active | elc_spv-DEU_0150 | 0.24181 | 1138.5 | 18.15 | 0 | 1 | 0.13972
ep_solar_pv_ | Aggregated Plant - IRENA Gap - DEU_155_Missing Solar Capacity | solar | DEU | 2022 |  |  |  | active | elc_spv-DEU_0155 | 0.24688 | 1138.5 | 18.15 | 0 | 1 | 0.13972
ep_solar_pv_ | Aggregated Plant - IRENA Gap - DEU_169_Missing Solar Capacity | solar | DEU | 2022 |  |  |  | active | elc_spv-DEU_0169 | 0.22413 | 1138.5 | 18.15 | 0 | 1 | 0.13972
ep_solar_pv_ | Aggregated Plant - IRENA Gap - DEU_176_Missing Solar Capacity | solar | DEU | 2022 |  |  |  | active | elc_spv-DEU_0176 | 0.23962 | 1138.5 | 18.15 | 0 | 1 | 0.13972
ep_solar_pv_ | Aggregated Plant - IRENA Gap - DEU_39_Missing Solar Capacity | solar | DEU | 2022 |  |  |  | active | elc_spv-DEU_0039 | 0.2063 | 1138.5 | 18.15 | 0 | 1 | 0.13972
ep_solar_pv_ | Aggregated Plant - IRENA Gap - DEU_114_Missing Solar Capacity | solar | DEU | 2022 |  |  |  | active | elc_spv-DEU_0114 | 0.23482 | 1138.5 | 18.15 | 0 | 1 | 0.13972
ep_solar_pv_ | Aggregated Plant - IRENA Gap - DEU_23_Missing Solar Capacity | solar | DEU | 2022 |  |  |  | active | elc_spv-DEU_0023 | 0.24019 | 1138.5 | 18.15 | 0 | 1 | 0.13972
ep_solar_pv_ | Aggregated Plant - IRENA Gap - DEU_32_Missing Solar Capacity | solar | DEU | 2022 |  |  |  | active | elc_spv-DEU_0032 | 0.23476 | 1138.5 | 18.15 | 0 | 1 | 0.13972
ep_solar_pv_ | Aggregated Plant - IRENA Gap - DEU_92_Missing Solar Capacity | solar | DEU | 2022 |  |  |  | active | elc_spv-DEU_0092 | 0.24172 | 1138.5 | 18.15 | 0 | 1 | 0.13972
ep_solar_pv_ | Aggregated Plant - IRENA Gap - DEU_98_Missing Solar Capacity | solar | DEU | 2022 |  |  |  | active | elc_spv-DEU_0098 | 0.22152 | 1138.5 | 18.15 | 0 | 1 | 0.13972
ep_solar_pv_ | Aggregated Plant - IRENA Gap - DEU_100_Missing Solar Capacity | solar | DEU | 2022 |  |  |  | active | elc_spv-DEU_0100 | 0.23774 | 1138.5 | 18.15 | 0 | 1 | 0.13972
ep_solar_pv_ | Aggregated Plant - IRENA Gap - DEU_112_Missing Solar Capacity | solar | DEU | 2022 |  |  |  | active | elc_spv-DEU_0112 | 0.2235 | 1138.5 | 18.15 | 0 | 1 | 0.13972
ep_solar_pv_ | Aggregated Plant - IRENA Gap - DEU_139_Missing Solar Capacity | solar | DEU | 2022 |  |  |  | active | elc_spv-DEU_0139 | 0.25449 | 1138.5 | 18.15 | 0 | 1 | 0.13972
ep_solar_pv_ | Aggregated Plant - IRENA Gap - DEU_165_Missing Solar Capacity | solar | DEU | 2022 |  |  |  | active | elc_spv-DEU_0165 | 0.24242 | 1138.5 | 18.15 | 0 | 1 | 0.13972
ep_solar_pv_ | Aggregated Plant - IRENA Gap - DEU_24_Missing Solar Capacity | solar | DEU | 2022 |  |  |  | active | elc_spv-DEU_0024 | 0.23832 | 1138.5 | 18.15 | 0 | 1 | 0.13972
ep_solar_pv_ | Aggregated Plant - IRENA Gap - DEU_3_Missing Solar Capacity | solar | DEU | 2022 |  |  |  | active | elc_spv-DEU_0003 | 0.22332 | 1138.5 | 18.15 | 0 | 1 | 0.13972
ep_solar_pv_ | Aggregated Plant - IRENA Gap - DEU_5_Missing Solar Capacity | solar | DEU | 2022 |  |  |  | active | elc_spv-DEU_0005 | 0.23696 | 1138.5 | 18.15 | 0 | 1 | 0.13972
ep_solar_pv_ | Aggregated Plant - IRENA Gap - DEU_50_Missing Solar Capacity | solar | DEU | 2022 |  |  |  | active | elc_spv-DEU_0050 | 0.20002 | 1138.5 | 18.15 | 0 | 1 | 0.13972
ep_solar_pv_ | Aggregated Plant - IRENA Gap - DEU_73_Missing Solar Capacity | solar | DEU | 2022 |  |  |  | active | elc_spv-DEU_0073 | 0.23509 | 1138.5 | 18.15 | 0 | 1 | 0.13972
ep_solar_pv_ | Aggregated Plant - IRENA Gap - DEU_93_Missing Solar Capacity | solar | DEU | 2022 |  |  |  | active | elc_spv-DEU_0093 | 0.23317 | 1138.5 | 18.15 | 0 | 1 | 0.13972
ep_solar_pv_ | Aggregated Plant - IRENA Gap - DEU_0_Missing Solar Capacity | solar | DEU | 2022 |  |  |  | active | elc_spv-DEU_0000 | 0.23108 | 1138.5 | 18.15 | 0 | 1 | 0.13972
ep_solar_pv_ | Aggregated Plant - IRENA Gap - DEU_108_Missing Solar Capacity | solar | DEU | 2022 |  |  |  | active | elc_spv-DEU_0108 | 0.24054 | 1138.5 | 18.15 | 0 | 1 | 0.13972
ep_solar_pv_ | Aggregated Plant - IRENA Gap - DEU_113_Missing Solar Capacity | solar | DEU | 2022 |  |  |  | active | elc_spv-DEU_0113 | 0.2153 | 1138.5 | 18.15 | 0 | 1 | 0.13972
ep_solar_pv_ | Aggregated Plant - IRENA Gap - DEU_125_Missing Solar Capacity | solar | DEU | 2022 |  |  |  | active | elc_spv-DEU_0125 | 0.23077 | 1138.5 | 18.15 | 0 | 1 | 0.13972
ep_solar_pv_ | Aggregated Plant - IRENA Gap - DEU_145_Missing Solar Capacity | solar | DEU | 2022 |  |  |  | active | elc_spv-DEU_0145 | 0.2384 | 1138.5 | 18.15 | 0 | 1 | 0.13972
ep_solar_pv_ | Aggregated Plant - IRENA Gap - DEU_147_Missing Solar Capacity | solar | DEU | 2022 |  |  |  | active | elc_spv-DEU_0147 | 0.23843 | 1138.5 | 18.15 | 0 | 1 | 0.13972
ep_solar_pv_ | Aggregated Plant - IRENA Gap - DEU_161_Missing Solar Capacity | solar | DEU | 2022 |  |  |  | active | elc_spv-DEU_0161 | 0.23675 | 1138.5 | 18.15 | 0 | 1 | 0.13972
ep_solar_pv_ | Aggregated Plant - IRENA Gap - DEU_162_Missing Solar Capacity | solar | DEU | 2022 |  |  |  | active | elc_spv-DEU_0162 | 0.23727 | 1138.5 | 18.15 | 0 | 1 | 0.13972
ep_solar_pv_ | Aggregated Plant - IRENA Gap - DEU_183_Missing Solar Capacity | solar | DEU | 2022 |  |  |  | active | elc_spv-DEU_0183 | 0.23397 | 1138.5 | 18.15 | 0 | 1 | 0.13972
ep_solar_pv_ | Aggregated Plant - IRENA Gap - DEU_186_Missing Solar Capacity | solar | DEU | 2022 |  |  |  | active | elc_spv-DEU_0186 | 0.23791 | 1138.5 | 18.15 | 0 | 1 | 0.13972
ep_solar_pv_ | Aggregated Plant - IRENA Gap - DEU_60_Missing Solar Capacity | solar | DEU | 2022 |  |  |  | active | elc_spv-DEU_0060 | 0.21857 | 1138.5 | 18.15 | 0 | 1 | 0.13972
ep_solar_pv_ | Aggregated Plant - IRENA Gap - DEU_70_Missing Solar Capacity | solar | DEU | 2022 |  |  |  | active | elc_spv-DEU_0070 | 0.23779 | 1138.5 | 18.15 | 0 | 1 | 0.13972
ep_solar_pv_ | Aggregated Plant - IRENA Gap - DEU_83_Missing Solar Capacity | solar | DEU | 2022 |  |  |  | active | elc_spv-DEU_0083 | 0.23688 | 1138.5 | 18.15 | 0 | 1 | 0.13972
ep_solar_pv_ | Aggregated Plant - IRENA Gap - DEU_85_Missing Solar Capacity | solar | DEU | 2022 |  |  |  | active | elc_spv-DEU_0085 | 0.23319 | 1138.5 | 18.15 | 0 | 1 | 0.13972
ep_solar_pv_ | Aggregated Plant - IRENA Gap - DEU_86_Missing Solar Capacity | solar | DEU | 2022 |  |  |  | active | elc_spv-DEU_0086 | 0.2414 | 1138.5 | 18.15 | 0 | 1 | 0.13972
ep_solar_pv_ | Aggregated Plant - IRENA Gap - DEU_101_Missing Solar Capacity | solar | DEU | 2022 |  |  |  | active | elc_spv-DEU_0101 | 0.23911 | 1138.5 | 18.15 | 0 | 1 | 0.13972
ep_solar_pv_ | Aggregated Plant - IRENA Gap - DEU_185_Missing Solar Capacity | solar | DEU | 2022 |  |  |  | active | elc_spv-DEU_0185 | 0.23757 | 1138.5 | 18.15 | 0 | 1 | 0.13972
ep_solar_pv_ | Aggregated Plant - IRENA Gap - DEU_37_Missing Solar Capacity | solar | DEU | 2022 |  |  |  | active | elc_spv-DEU_0037 | 0.22116 | 1138.5 | 18.15 | 0 | 1 | 0.13972
ep_solar_pv_ | Aggregated Plant - IRENA Gap - DEU_48_Missing Solar Capacity | solar | DEU | 2022 |  |  |  | active | elc_spv-DEU_0048 | 0.23292 | 1138.5 | 18.15 | 0 | 1 | 0.13972
ep_solar_pv_ | Aggregated Plant - IRENA Gap - DEU_94_Missing Solar Capacity | solar | DEU | 2022 |  |  |  | active | elc_spv-DEU_0094 | 0.2253 | 1138.5 | 18.15 | 0 | 1 | 0.13972
ep_solar_pv_ | Aggregated Plant - IRENA Gap - DEU_115_Missing Solar Capacity | solar | DEU | 2022 |  |  |  | active | elc_spv-DEU_0115 | 0.23857 | 1138.5 | 18.15 | 0 | 1 | 0.13972
ep_solar_pv_ | Aggregated Plant - IRENA Gap - DEU_118_Missing Solar Capacity | solar | DEU | 2022 |  |  |  | active | elc_spv-DEU_0118 | 0.22994 | 1138.5 | 18.15 | 0 | 1 | 0.13972
ep_solar_pv_ | Aggregated Plant - IRENA Gap - DEU_121_Missing Solar Capacity | solar | DEU | 2022 |  |  |  | active | elc_spv-DEU_0121 | 0.20154 | 1138.5 | 18.15 | 0 | 1 | 0.13972
ep_solar_pv_ | Aggregated Plant - IRENA Gap - DEU_133_Missing Solar Capacity | solar | DEU | 2022 |  |  |  | active | elc_spv-DEU_0133 | 0.23935 | 1138.5 | 18.15 | 0 | 1 | 0.13972
ep_solar_pv_ | Aggregated Plant - IRENA Gap - DEU_151_Missing Solar Capacity | solar | DEU | 2022 |  |  |  | active | elc_spv-DEU_0151 | 0.2504 | 1138.5 | 18.15 | 0 | 1 | 0.13972
ep_solar_pv_ | Aggregated Plant - IRENA Gap - DEU_163_Missing Solar Capacity | solar | DEU | 2022 |  |  |  | active | elc_spv-DEU_0163 | 0.23815 | 1138.5 | 18.15 | 0 | 1 | 0.13972
ep_solar_pv_ | Aggregated Plant - IRENA Gap - DEU_57_Missing Solar Capacity | solar | DEU | 2022 |  |  |  | active | elc_spv-DEU_0057 | 0.22868 | 1138.5 | 18.15 | 0 | 1 | 0.13972
ep_solar_pv_ | Aggregated Plant - IRENA Gap - DEU_62_Missing Solar Capacity | solar | DEU | 2022 |  |  |  | active | elc_spv-DEU_0062 | 0.20379 | 1138.5 | 18.15 | 0 | 1 | 0.13972
ep_solar_pv_ | Aggregated Plant - IRENA Gap - DEU_67_Missing Solar Capacity | solar | DEU | 2022 |  |  |  | active | elc_spv-DEU_0067 | 0.23607 | 1138.5 | 18.15 | 0 | 1 | 0.13972
ep_solar_pv_ | Aggregated Plant - IRENA Gap - DEU_91_Missing Solar Capacity | solar | DEU | 2022 |  |  |  | active | elc_spv-DEU_0091 | 0.24052 | 1138.5 | 18.15 | 0 | 1 | 0.13972
ep_solar_pv_ | Aggregated Plant - IRENA Gap - DEU_104_Missing Solar Capacity | solar | DEU | 2022 |  |  |  | active | elc_spv-DEU_0104 | 0.21577 | 1138.5 | 18.15 | 0 | 1 | 0.13972
ep_solar_pv_ | Aggregated Plant - IRENA Gap - DEU_106_Missing Solar Capacity | solar | DEU | 2022 |  |  |  | active | elc_spv-DEU_0106 | 0.25332 | 1138.5 | 18.15 | 0 | 1 | 0.13972
ep_solar_pv_ | Aggregated Plant - IRENA Gap - DEU_122_Missing Solar Capacity | solar | DEU | 2022 |  |  |  | active | elc_spv-DEU_0122 | 0.2581 | 1138.5 | 18.15 | 0 | 1 | 0.13972
ep_solar_pv_ | Aggregated Plant - IRENA Gap - DEU_138_Missing Solar Capacity | solar | DEU | 2022 |  |  |  | active | elc_spv-DEU_0138 | 0.25545 | 1138.5 | 18.15 | 0 | 1 | 0.13972
ep_solar_pv_ | Aggregated Plant - IRENA Gap - DEU_164_Missing Solar Capacity | solar | DEU | 2022 |  |  |  | active | elc_spv-DEU_0164 | 0.23938 | 1138.5 | 18.15 | 0 | 1 | 0.13972
ep_solar_pv_ | Aggregated Plant - IRENA Gap - DEU_172_Missing Solar Capacity | solar | DEU | 2022 |  |  |  | active | elc_spv-DEU_0172 | 0.22944 | 1138.5 | 18.15 | 0 | 1 | 0.13972
ep_solar_pv_ | Aggregated Plant - IRENA Gap - DEU_184_Missing Solar Capacity | solar | DEU | 2022 |  |  |  | active | elc_spv-DEU_0184 | 0.23549 | 1138.5 | 18.15 | 0 | 1 | 0.13972
ep_solar_pv_ | Aggregated Plant - IRENA Gap - DEU_61_Missing Solar Capacity | solar | DEU | 2022 |  |  |  | active | elc_spv-DEU_0061 | 0.22235 | 1138.5 | 18.15 | 0 | 1 | 0.13972
ep_solar_pv_ | Aggregated Plant - IRENA Gap - DEU_97_Missing Solar Capacity | solar | DEU | 2022 |  |  |  | active | elc_spv-DEU_0097 | 0.20133 | 1138.5 | 18.15 | 0 | 1 | 0.13972
ep_solar_pv_ | Aggregated Plant - IRENA Gap - DEU_99_Missing Solar Capacity | solar | DEU | 2022 |  |  |  | active | elc_spv-DEU_0099 | 0.23704 | 1138.5 | 18.15 | 0 | 1 | 0.13972
ep_solar_pv_ | Aggregated Plant - IRENA Gap - DEU_116_Missing Solar Capacity | solar | DEU | 2022 |  |  |  | active | elc_spv-DEU_0116 | 0.23846 | 1138.5 | 18.15 | 0 | 1 | 0.13972
ep_solar_pv_ | Aggregated Plant - IRENA Gap - DEU_13_Missing Solar Capacity | solar | DEU | 2022 |  |  |  | active | elc_spv-DEU_0013 | 0.21822 | 1138.5 | 18.15 | 0 | 1 | 0.13972
ep_solar_pv_ | Aggregated Plant - IRENA Gap - DEU_141_Missing Solar Capacity | solar | DEU | 2022 |  |  |  | active | elc_spv-DEU_0141 | 0.21724 | 1138.5 | 18.15 | 0 | 1 | 0.13972
ep_solar_pv_ | Aggregated Plant - IRENA Gap - DEU_182_Missing Solar Capacity | solar | DEU | 2022 |  |  |  | active | elc_spv-DEU_0182 | 0.22312 | 1138.5 | 18.15 | 0 | 1 | 0.13972
ep_solar_pv_ | Aggregated Plant - IRENA Gap - DEU_47_Missing Solar Capacity | solar | DEU | 2022 |  |  |  | active | elc_spv-DEU_0047 | 0.22516 | 1138.5 | 18.15 | 0 | 1 | 0.13972
ep_solar_pv_ | Aggregated Plant - IRENA Gap - DEU_9_Missing Solar Capacity | solar | DEU | 2022 |  |  |  | active | elc_spv-DEU_0009 | 0.24205 | 1138.5 | 18.15 | 0 | 1 | 0.13972
ep_solar_pv_ | Aggregated Plant - IRENA Gap - DEU_90_Missing Solar Capacity | solar | DEU | 2022 |  |  |  | active | elc_spv-DEU_0090 | 0.24944 | 1138.5 | 18.15 | 0 | 1 | 0.13972
ep_solar_pv_ | Aggregated Plant - IRENA Gap - DEU_132_Missing Solar Capacity | solar | DEU | 2022 |  |  |  | active | elc_spv-DEU_0132 | 0.23858 | 1138.5 | 18.15 | 0 | 1 | 0.13972
ep_solar_pv_ | Aggregated Plant - IRENA Gap - DEU_144_Missing Solar Capacity | solar | DEU | 2022 |  |  |  | active | elc_spv-DEU_0144 | 0.22437 | 1138.5 | 18.15 | 0 | 1 | 0.13972
ep_solar_pv_ | Aggregated Plant - IRENA Gap - DEU_149_Missing Solar Capacity | solar | DEU | 2022 |  |  |  | active | elc_spv-DEU_0149 | 0.23954 | 1138.5 | 18.15 | 0 | 1 | 0.13972
ep_solar_pv_ | Aggregated Plant - IRENA Gap - DEU_152_Missing Solar Capacity | solar | DEU | 2022 |  |  |  | active | elc_spv-DEU_0152 | 0.21955 | 1138.5 | 18.15 | 0 | 1 | 0.13972
ep_solar_pv_ | Aggregated Plant - IRENA Gap - DEU_16_Missing Solar Capacity | solar | DEU | 2022 |  |  |  | active | elc_spv-DEU_0016 | 0.23576 | 1138.5 | 18.15 | 0 | 1 | 0.13972
ep_solar_pv_ | Aggregated Plant - IRENA Gap - DEU_177_Missing Solar Capacity | solar | DEU | 2022 |  |  |  | active | elc_spv-DEU_0177 | 0.24556 | 1138.5 | 18.15 | 0 | 1 | 0.13972
ep_solar_pv_ | Aggregated Plant - IRENA Gap - DEU_49_Missing Solar Capacity | solar | DEU | 2022 |  |  |  | active | elc_spv-DEU_0049 | 0.23242 | 1138.5 | 18.15 | 0 | 1 | 0.13972
ep_solar_pv_ | Aggregated Plant - IRENA Gap - DEU_63_Missing Solar Capacity | solar | DEU | 2022 |  |  |  | active | elc_spv-DEU_0063 | 0.20879 | 1138.5 | 18.15 | 0 | 1 | 0.13972
ep_solar_pv_ | Aggregated Plant - IRENA Gap - DEU_81_Missing Solar Capacity | solar | DEU | 2022 |  |  |  | active | elc_spv-DEU_0081 | 0.20249 | 1138.5 | 18.15 | 0 | 1 | 0.13972
ep_solar_pv_ | Aggregated Plant - IRENA Gap - DEU_105_Missing Solar Capacity | solar | DEU | 2022 |  |  |  | active | elc_spv-DEU_0105 | 0.25926 | 1138.5 | 18.15 | 0 | 1 | 0.13972
ep_solar_pv_ | Aggregated Plant - IRENA Gap - DEU_135_Missing Solar Capacity | solar | DEU | 2022 |  |  |  | active | elc_spv-DEU_0135 | 0.24826 | 1138.5 | 18.15 | 0 | 1 | 0.13972
ep_solar_pv_ | Aggregated Plant - IRENA Gap - DEU_160_Missing Solar Capacity | solar | DEU | 2022 |  |  |  | active | elc_spv-DEU_0160 | 0.23758 | 1138.5 | 18.15 | 0 | 1 | 0.13972
ep_solar_pv_ | Aggregated Plant - IRENA Gap - DEU_166_Missing Solar Capacity | solar | DEU | 2022 |  |  |  | active | elc_spv-DEU_0166 | 0.2484 | 1138.5 | 18.15 | 0 | 1 | 0.13972
ep_solar_pv_ | Aggregated Plant - IRENA Gap - DEU_22_Missing Solar Capacity | solar | DEU | 2022 |  |  |  | active | elc_spv-DEU_0022 | 0.22191 | 1138.5 | 18.15 | 0 | 1 | 0.13972
ep_solar_pv_ | Aggregated Plant - IRENA Gap - DEU_46_Missing Solar Capacity | solar | DEU | 2022 |  |  |  | active | elc_spv-DEU_0046 | 0.22669 | 1138.5 | 18.15 | 0 | 1 | 0.13972
ep_solar_pv_ | Aggregated Plant - IRENA Gap - DEU_6_Missing Solar Capacity | solar | DEU | 2022 |  |  |  | active | elc_spv-DEU_0006 | 0.23745 | 1138.5 | 18.15 | 0 | 1 | 0.13972
ep_solar_pv_ | Aggregated Plant - IRENA Gap - DEU_66_Missing Solar Capacity | solar | DEU | 2022 |  |  |  | active | elc_spv-DEU_0066 | 0.23577 | 1138.5 | 18.15 | 0 | 1 | 0.13972
ep_solar_pv_ | Aggregated Plant - IRENA Gap - DEU_7_Missing Solar Capacity | solar | DEU | 2022 |  |  |  | active | elc_spv-DEU_0007 | 0.23573 | 1138.5 | 18.15 | 0 | 1 | 0.13972
ep_solar_pv_ | Aggregated Plant - IRENA Gap - DEU_76_Missing Solar Capacity | solar | DEU | 2022 |  |  |  | active | elc_spv-DEU_0076 | 0.22359 | 1138.5 | 18.15 | 0 | 1 | 0.13972
ep_solar_pv_ | Aggregated Plant - IRENA Gap - DEU_87_Missing Solar Capacity | solar | DEU | 2022 |  |  |  | active | elc_spv-DEU_0087 | 0.22461 | 1138.5 | 18.15 | 0 | 1 | 0.13972
ep_solar_pv_ | Aggregated Plant - IRENA Gap - DEU_96_Missing Solar Capacity | solar | DEU | 2022 |  |  |  | active | elc_spv-DEU_0096 | 0.21118 | 1138.5 | 18.15 | 0 | 1 | 0.13972
ep_solar_pv_000 | Aggregated Plant | solar | DEU | 2007 |  |  |  | active | elc_spv-DEU_0000 | 0.0031 | 1336.5 | 21.45 | 0 | 1 | 0.14193
ep_solar_pv_000 | Aggregated Plant | solar | DEU | 2009 |  |  |  | active | elc_spv-DEU_0000 | 0.0011 | 1336.5 | 21.45 | 0 | 1 | 0.14193
ep_solar_pv_000 | Aggregated Plant | solar | DEU | 2011 |  |  |  | active | elc_spv-DEU_0000 | 0.0016 | 1336.5 | 21.45 | 0 | 1 | 0.14193
ep_solar_pv_000 | Aggregated Plant | solar | DEU | 2012 |  |  |  | active | elc_spv-DEU_0000 | 0.0139 | 1336.5 | 21.45 | 0 | 1 | 0.14193
ep_solar_pv_000 | Aggregated Plant | solar | DEU | 2013 |  |  |  | active | elc_spv-DEU_0000 | 0.0021 | 1336.5 | 21.45 | 0 | 1 | 0.14193
ep_solar_pv_000 | Aggregated Plant | solar | DEU | 2014 |  |  |  | active | elc_spv-DEU_0000 | 0.0021 | 1336.5 | 21.45 | 0 | 1 | 0.14193
ep_solar_pv_000 | Aggregated Plant | solar | DEU | 2017 |  |  |  | active | elc_spv-DEU_0000 | 0.01 | 1336.5 | 21.45 | 0 | 1 | 0.14193
ep_solar_pv_000 | Aggregated Plant | solar | DEU | 2020 |  |  |  | active | elc_spv-DEU_0000 | 0.01 | 1336.5 | 21.45 | 0 | 1 | 0.14193
ep_solar_pv_000 | Aggregated Plant | solar | DEU | 2021 |  |  |  | active | elc_spv-DEU_0000 | 0.0014 | 1336.5 | 21.45 | 0 | 1 | 0.14193
ep_solar_pv_000 | Aggregated Plant | solar | DEU | 2023 |  |  |  | active | elc_spv-DEU_0000 | 0.0258 | 1336.5 | 21.45 | 0 | 1 | 0.14193
ep_solar_pv_000 | Aggregated Plant | solar | DEU | 2024 |  |  |  | active | elc_spv-DEU_0000 | 0.0123 | 1336.5 | 21.45 | 0 | 1 | 0.14193
ep_solar_pv_001 | Aggregated Plant | solar | DEU | 2006 |  |  |  | active | elc_spv-DEU_0001 | 0.002 | 1336.5 | 21.45 | 0 | 1 | 0.13793
ep_solar_pv_001 | Aggregated Plant | solar | DEU | 2007 |  |  |  | active | elc_spv-DEU_0001 | 0.0032 | 1336.5 | 21.45 | 0 | 1 | 0.13793
ep_solar_pv_001 | Aggregated Plant | solar | DEU | 2008 |  |  |  | active | elc_spv-DEU_0001 | 0.0085 | 1336.5 | 21.45 | 0 | 1 | 0.13793
ep_solar_pv_001 | Aggregated Plant | solar | DEU | 2009 |  |  |  | active | elc_spv-DEU_0001 | 0.0058 | 1336.5 | 21.45 | 0 | 1 | 0.13793
ep_solar_pv_001 | Aggregated Plant | solar | DEU | 2010 |  |  |  | active | elc_spv-DEU_0001 | 0.0199 | 1336.5 | 21.45 | 0 | 1 | 0.13793
ep_solar_pv_001 | Aggregated Plant | solar | DEU | 2011 |  |  |  | active | elc_spv-DEU_0001 | 0.0076 | 1336.5 | 21.45 | 0 | 1 | 0.13793
ep_solar_pv_001 | Aggregated Plant | solar | DEU | 2013 |  |  |  | active | elc_spv-DEU_0001 | 0.0096 | 1336.5 | 21.45 | 0 | 1 | 0.13793
ep_solar_pv_001 | Aggregated Plant | solar | DEU | 2014 |  |  |  | active | elc_spv-DEU_0001 | 0.0087 | 1336.5 | 21.45 | 0 | 1 | 0.13793
ep_solar_pv_001 | Aggregated Plant | solar | DEU | 2016 |  |  |  | active | elc_spv-DEU_0001 | 0.01 | 1336.5 | 21.45 | 0 | 1 | 0.13793
ep_solar_pv_001 | Aggregated Plant | solar | DEU | 2017 |  |  |  | active | elc_spv-DEU_0001 | 0.0035 | 1336.5 | 21.45 | 0 | 1 | 0.13793
ep_solar_pv_001 | Aggregated Plant | solar | DEU | 2019 |  |  |  | active | elc_spv-DEU_0001 | 0.0038 | 1336.5 | 21.45 | 0 | 1 | 0.13793
ep_solar_pv_001 | Aggregated Plant | solar | DEU | 2020 |  |  |  | active | elc_spv-DEU_0001 | 0.0036 | 1336.5 | 21.45 | 0 | 1 | 0.13793
ep_solar_pv_001 | Aggregated Plant | solar | DEU | 2021 |  |  |  | active | elc_spv-DEU_0001 | 0.0162 | 1336.5 | 21.45 | 0 | 1 | 0.13793
ep_solar_pv_001 | Aggregated Plant | solar | DEU | 2022 |  |  |  | active | elc_spv-DEU_0001 | 0.0634 | 1336.5 | 21.45 | 0 | 1 | 0.13793
ep_solar_pv_001 | Aggregated Plant | solar | DEU | 2023 |  |  |  | active | elc_spv-DEU_0001 | 0.1887 | 1336.5 | 21.45 | 0 | 1 | 0.13793
ep_solar_pv_001 | Aggregated Plant | solar | DEU | 2024 |  |  |  | active | elc_spv-DEU_0001 | 0.0477 | 1336.5 | 21.45 | 0 | 1 | 0.13793
ep_solar_pv_002 | Aggregated Plant | solar | DEU | 2010 |  |  |  | active | elc_spv-DEU_0002 | 0.0093 | 1336.5 | 21.45 | 0 | 1 | 0.13688
ep_solar_pv_002 | Aggregated Plant | solar | DEU | 2011 |  |  |  | active | elc_spv-DEU_0002 | 0.0047 | 1336.5 | 21.45 | 0 | 1 | 0.13688
ep_solar_pv_002 | Aggregated Plant | solar | DEU | 2012 |  |  |  | active | elc_spv-DEU_0002 | 0.0069 | 1336.5 | 21.45 | 0 | 1 | 0.13688
ep_solar_pv_002 | Aggregated Plant | solar | DEU | 2013 |  |  |  | active | elc_spv-DEU_0002 | 0.0074 | 1336.5 | 21.45 | 0 | 1 | 0.13688
ep_solar_pv_002 | Aggregated Plant | solar | DEU | 2014 |  |  |  | active | elc_spv-DEU_0002 | 0.0024 | 1336.5 | 21.45 | 0 | 1 | 0.13688
ep_solar_pv_002 | Aggregated Plant | solar | DEU | 2017 |  |  |  | active | elc_spv-DEU_0002 | 0.0063 | 1336.5 | 21.45 | 0 | 1 | 0.13688
ep_solar_pv_002 | Aggregated Plant | solar | DEU | 2018 |  |  |  | active | elc_spv-DEU_0002 | 0.0059 | 1336.5 | 21.45 | 0 | 1 | 0.13688
ep_solar_pv_002 | Aggregated Plant | solar | DEU | 2021 |  |  |  | active | elc_spv-DEU_0002 | 0.0092 | 1336.5 | 21.45 | 0 | 1 | 0.13688
ep_solar_pv_002 | Aggregated Plant | solar | DEU | 2022 |  |  |  | active | elc_spv-DEU_0002 | 0.0076 | 1336.5 | 21.45 | 0 | 1 | 0.13688
ep_solar_pv_002 | Aggregated Plant | solar | DEU | 2024 |  |  |  | active | elc_spv-DEU_0002 | 0.0512 | 1336.5 | 21.45 | 0 | 1 | 0.13688
ep_solar_pv_003 | Aggregated Plant | solar | DEU | 2010 |  |  |  | active | elc_spv-DEU_0003 | 0.0026 | 1336.5 | 21.45 | 0 | 1 | 0.13709
ep_solar_pv_003 | Aggregated Plant | solar | DEU | 2011 |  |  |  | active | elc_spv-DEU_0003 | 0.0134 | 1336.5 | 21.45 | 0 | 1 | 0.13709
ep_solar_pv_003 | Aggregated Plant | solar | DEU | 2012 |  |  |  | active | elc_spv-DEU_0003 | 0.0126 | 1336.5 | 21.45 | 0 | 1 | 0.13709
ep_solar_pv_003 | Aggregated Plant | solar | DEU | 2016 |  |  |  | active | elc_spv-DEU_0003 | 0.0038 | 1336.5 | 21.45 | 0 | 1 | 0.13709
ep_solar_pv_003 | Aggregated Plant | solar | DEU | 2018 |  |  |  | active | elc_spv-DEU_0003 | 0.0031 | 1336.5 | 21.45 | 0 | 1 | 0.13709
ep_solar_pv_003 | Aggregated Plant | solar | DEU | 2022 |  |  |  | active | elc_spv-DEU_0003 | 0.0477 | 1336.5 | 21.45 | 0 | 1 | 0.13709
ep_solar_pv_003 | Aggregated Plant | solar | DEU | 2023 |  |  |  | active | elc_spv-DEU_0003 | 0.0211 | 1336.5 | 21.45 | 0 | 1 | 0.13709
ep_solar_pv_003 | Aggregated Plant | solar | DEU | 2024 |  |  |  | active | elc_spv-DEU_0003 | 0.0489 | 1336.5 | 21.45 | 0 | 1 | 0.13709
ep_solar_pv_004 | Aggregated Plant | solar | DEU | 2009 |  |  |  | active | elc_spv-DEU_0004 | 0.001 | 1336.5 | 21.45 | 0 | 1 | 0.1356
ep_solar_pv_004 | Aggregated Plant | solar | DEU | 2011 |  |  |  | active | elc_spv-DEU_0004 | 0.002 | 1336.5 | 21.45 | 0 | 1 | 0.1356
ep_solar_pv_004 | Aggregated Plant | solar | DEU | 2012 |  |  |  | active | elc_spv-DEU_0004 | 0.0041 | 1336.5 | 21.45 | 0 | 1 | 0.1356
ep_solar_pv_004 | Aggregated Plant | solar | DEU | 2013 |  |  |  | active | elc_spv-DEU_0004 | 0.0017 | 1336.5 | 21.45 | 0 | 1 | 0.1356
ep_solar_pv_004 | Aggregated Plant | solar | DEU | 2016 |  |  |  | active | elc_spv-DEU_0004 | 0.0029 | 1336.5 | 21.45 | 0 | 1 | 0.1356
ep_solar_pv_004 | Aggregated Plant | solar | DEU | 2021 |  |  |  | active | elc_spv-DEU_0004 | 0.0014 | 1336.5 | 21.45 | 0 | 1 | 0.1356
ep_solar_pv_004 | Aggregated Plant | solar | DEU | 2022 |  |  |  | active | elc_spv-DEU_0004 | 0.0166 | 1336.5 | 21.45 | 0 | 1 | 0.1356
ep_solar_pv_004 | Aggregated Plant | solar | DEU | 2023 |  |  |  | active | elc_spv-DEU_0004 | 0.0573 | 1336.5 | 21.45 | 0 | 1 | 0.1356
ep_solar_pv_004 | Aggregated Plant | solar | DEU | 2024 |  |  |  | active | elc_spv-DEU_0004 | 0.0507 | 1336.5 | 21.45 | 0 | 1 | 0.1356
ep_solar_pv_005 | Aggregated Plant | solar | DEU | 2006 |  |  |  | active | elc_spv-DEU_0005 | 0.0012 | 1336.5 | 21.45 | 0 | 1 | 0.13345
ep_solar_pv_005 | Aggregated Plant | solar | DEU | 2010 |  |  |  | active | elc_spv-DEU_0005 | 0.0036 | 1336.5 | 21.45 | 0 | 1 | 0.13345
ep_solar_pv_005 | Aggregated Plant | solar | DEU | 2011 |  |  |  | active | elc_spv-DEU_0005 | 0.0141 | 1336.5 | 21.45 | 0 | 1 | 0.13345
ep_solar_pv_005 | Aggregated Plant | solar | DEU | 2012 |  |  |  | active | elc_spv-DEU_0005 | 0.0012 | 1336.5 | 21.45 | 0 | 1 | 0.13345
ep_solar_pv_005 | Aggregated Plant | solar | DEU | 2013 |  |  |  | active | elc_spv-DEU_0005 | 0.0056 | 1336.5 | 21.45 | 0 | 1 | 0.13345
ep_solar_pv_005 | Aggregated Plant | solar | DEU | 2016 |  |  |  | active | elc_spv-DEU_0005 | 0.0059 | 1336.5 | 21.45 | 0 | 1 | 0.13345
ep_solar_pv_005 | Aggregated Plant | solar | DEU | 2019 |  |  |  | active | elc_spv-DEU_0005 | 0.003 | 1336.5 | 21.45 | 0 | 1 | 0.13345
ep_solar_pv_005 | Aggregated Plant | solar | DEU | 2021 |  |  |  | active | elc_spv-DEU_0005 | 0.0063 | 1336.5 | 21.45 | 0 | 1 | 0.13345
ep_solar_pv_005 | Aggregated Plant | solar | DEU | 2022 |  |  |  | active | elc_spv-DEU_0005 | 0.0075 | 1336.5 | 21.45 | 0 | 1 | 0.13345
ep_solar_pv_005 | Aggregated Plant | solar | DEU | 2023 |  |  |  | active | elc_spv-DEU_0005 | 0.0063 | 1336.5 | 21.45 | 0 | 1 | 0.13345
ep_solar_pv_005 | Aggregated Plant | solar | DEU | 2024 |  |  |  | active | elc_spv-DEU_0005 | 0.0118 | 1336.5 | 21.45 | 0 | 1 | 0.13345
ep_solar_pv_006 | Aggregated Plant | solar | DEU | 2012 |  |  |  | active | elc_spv-DEU_0006 | 0.001 | 1336.5 | 21.45 | 0 | 1 | 0.13387
ep_solar_pv_006 | Aggregated Plant | solar | DEU | 2023 |  |  |  | active | elc_spv-DEU_0006 | 0.002 | 1336.5 | 21.45 | 0 | 1 | 0.13387
ep_solar_pv_008 | Aggregated Plant | solar | DEU | 2010 |  |  |  | active | elc_spv-DEU_0008 | 0.0014 | 1336.5 | 21.45 | 0 | 1 | 0.15102
ep_solar_pv_008 | Aggregated Plant | solar | DEU | 2022 |  |  |  | active | elc_spv-DEU_0008 | 0.18444 | 1138.5 | 18.15 | 0 | 1 | 0.13972
ep_solar_pv_010 | Aggregated Plant | solar | DEU | 2004 |  |  |  | active | elc_spv-DEU_0010 | 0.008 | 1336.5 | 21.45 | 0 | 1 | 0.14205
ep_solar_pv_010 | Aggregated Plant | solar | DEU | 2005 |  |  |  | active | elc_spv-DEU_0010 | 0.0026 | 1336.5 | 21.45 | 0 | 1 | 0.14205
ep_solar_pv_010 | Aggregated Plant | solar | DEU | 2007 |  |  |  | active | elc_spv-DEU_0010 | 0.0044 | 1336.5 | 21.45 | 0 | 1 | 0.14205
ep_solar_pv_010 | Aggregated Plant | solar | DEU | 2010 |  |  |  | active | elc_spv-DEU_0010 | 0.0075 | 1336.5 | 21.45 | 0 | 1 | 0.14205
ep_solar_pv_010 | Aggregated Plant | solar | DEU | 2011 |  |  |  | active | elc_spv-DEU_0010 | 0.0033 | 1336.5 | 21.45 | 0 | 1 | 0.14205
ep_solar_pv_010 | Aggregated Plant | solar | DEU | 2012 |  |  |  | active | elc_spv-DEU_0010 | 0.0556 | 1336.5 | 21.45 | 0 | 1 | 0.14205
ep_solar_pv_010 | Aggregated Plant | solar | DEU | 2013 |  |  |  | active | elc_spv-DEU_0010 | 0.027 | 1336.5 | 21.45 | 0 | 1 | 0.14205
ep_solar_pv_010 | Aggregated Plant | solar | DEU | 2014 |  |  |  | active | elc_spv-DEU_0010 | 0.0146 | 1336.5 | 21.45 | 0 | 1 | 0.14205
ep_solar_pv_010 | Aggregated Plant | solar | DEU | 2015 |  |  |  | active | elc_spv-DEU_0010 | 0.0017 | 1336.5 | 21.45 | 0 | 1 | 0.14205
ep_solar_pv_010 | Aggregated Plant | solar | DEU | 2016 |  |  |  | active | elc_spv-DEU_0010 | 0.0075 | 1336.5 | 21.45 | 0 | 1 | 0.14205
ep_solar_pv_010 | Aggregated Plant | solar | DEU | 2017 |  |  |  | active | elc_spv-DEU_0010 | 0.0094 | 1336.5 | 21.45 | 0 | 1 | 0.14205
ep_solar_pv_010 | Aggregated Plant | solar | DEU | 2021 |  |  |  | active | elc_spv-DEU_0010 | 0.0452 | 1336.5 | 21.45 | 0 | 1 | 0.14205
ep_solar_pv_010 | Aggregated Plant | solar | DEU | 2022 |  |  |  | active | elc_spv-DEU_0010 | 0.0573 | 1336.5 | 21.45 | 0 | 1 | 0.14205
ep_solar_pv_010 | Aggregated Plant | solar | DEU | 2023 |  |  |  | active | elc_spv-DEU_0010 | 0.0425 | 1336.5 | 21.45 | 0 | 1 | 0.14205
ep_solar_pv_010 | Aggregated Plant | solar | DEU | 2024 |  |  |  | active | elc_spv-DEU_0010 | 0.0538 | 1336.5 | 21.45 | 0 | 1 | 0.14205
ep_solar_pv_011 | Aggregated Plant | solar | DEU | 2007 |  |  |  | active | elc_spv-DEU_0011 | 0.0034 | 1336.5 | 21.45 | 0 | 1 | 0.13816
ep_solar_pv_011 | Aggregated Plant | solar | DEU | 2008 |  |  |  | active | elc_spv-DEU_0011 | 0.0042 | 1336.5 | 21.45 | 0 | 1 | 0.13816
ep_solar_pv_011 | Aggregated Plant | solar | DEU | 2009 |  |  |  | active | elc_spv-DEU_0011 | 0.0059 | 1336.5 | 21.45 | 0 | 1 | 0.13816
ep_solar_pv_011 | Aggregated Plant | solar | DEU | 2010 |  |  |  | active | elc_spv-DEU_0011 | 0.0136 | 1336.5 | 21.45 | 0 | 1 | 0.13816
ep_solar_pv_011 | Aggregated Plant | solar | DEU | 2011 |  |  |  | active | elc_spv-DEU_0011 | 0.0083 | 1336.5 | 21.45 | 0 | 1 | 0.13816
ep_solar_pv_011 | Aggregated Plant | solar | DEU | 2012 |  |  |  | active | elc_spv-DEU_0011 | 0.0109 | 1336.5 | 21.45 | 0 | 1 | 0.13816
ep_solar_pv_011 | Aggregated Plant | solar | DEU | 2013 |  |  |  | active | elc_spv-DEU_0011 | 0.0016 | 1336.5 | 21.45 | 0 | 1 | 0.13816
ep_solar_pv_011 | Aggregated Plant | solar | DEU | 2014 |  |  |  | active | elc_spv-DEU_0011 | 0.007 | 1336.5 | 21.45 | 0 | 1 | 0.13816
ep_solar_pv_011 | Aggregated Plant | solar | DEU | 2015 |  |  |  | active | elc_spv-DEU_0011 | 0.0196 | 1336.5 | 21.45 | 0 | 1 | 0.13816
ep_solar_pv_011 | Aggregated Plant | solar | DEU | 2016 |  |  |  | active | elc_spv-DEU_0011 | 0.013 | 1336.5 | 21.45 | 0 | 1 | 0.13816
ep_solar_pv_011 | Aggregated Plant | solar | DEU | 2017 |  |  |  | active | elc_spv-DEU_0011 | 0.0048 | 1336.5 | 21.45 | 0 | 1 | 0.13816
ep_solar_pv_011 | Aggregated Plant | solar | DEU | 2020 |  |  |  | active | elc_spv-DEU_0011 | 0.0036 | 1336.5 | 21.45 | 0 | 1 | 0.13816
ep_solar_pv_011 | Aggregated Plant | solar | DEU | 2021 |  |  |  | active | elc_spv-DEU_0011 | 0.0356 | 1336.5 | 21.45 | 0 | 1 | 0.13816
ep_solar_pv_011 | Aggregated Plant | solar | DEU | 2022 |  |  |  | active | elc_spv-DEU_0011 | 0.20434 | 1145.9612 | 18.2744 | 0 | 1 | 0.0052061
ep_solar_pv_011 | Aggregated Plant | solar | DEU | 2023 |  |  |  | active | elc_spv-DEU_0011 | 0.0156 | 1336.5 | 21.45 | 0 | 1 | 0.13816
ep_solar_pv_011 | Aggregated Plant | solar | DEU | 2024 |  |  |  | active | elc_spv-DEU_0011 | 0.1007 | 1336.5 | 21.45 | 0 | 1 | 0.13816
ep_solar_pv_012 | Aggregated Plant | solar | DEU | 2008 |  |  |  | active | elc_spv-DEU_0012 | 0.0057 | 1336.5 | 21.45 | 0 | 1 | 0.136
ep_solar_pv_012 | Aggregated Plant | solar | DEU | 2009 |  |  |  | active | elc_spv-DEU_0012 | 0.0031 | 1336.5 | 21.45 | 0 | 1 | 0.136
ep_solar_pv_012 | Aggregated Plant | solar | DEU | 2010 |  |  |  | active | elc_spv-DEU_0012 | 0.0059 | 1336.5 | 21.45 | 0 | 1 | 0.136
ep_solar_pv_012 | Aggregated Plant | solar | DEU | 2011 |  |  |  | active | elc_spv-DEU_0012 | 0.014 | 1336.5 | 21.45 | 0 | 1 | 0.136
ep_solar_pv_012 | Aggregated Plant | solar | DEU | 2012 |  |  |  | active | elc_spv-DEU_0012 | 0.0197 | 1336.5 | 21.45 | 0 | 1 | 0.136
ep_solar_pv_012 | Aggregated Plant | solar | DEU | 2013 |  |  |  | active | elc_spv-DEU_0012 | 0.0052 | 1336.5 | 21.45 | 0 | 1 | 0.136
ep_solar_pv_012 | Aggregated Plant | solar | DEU | 2014 |  |  |  | active | elc_spv-DEU_0012 | 0.0016 | 1336.5 | 21.45 | 0 | 1 | 0.136
ep_solar_pv_012 | Aggregated Plant | solar | DEU | 2015 |  |  |  | active | elc_spv-DEU_0012 | 0.0072 | 1336.5 | 21.45 | 0 | 1 | 0.136
ep_solar_pv_012 | Aggregated Plant | solar | DEU | 2022 |  |  |  | active | elc_spv-DEU_0012 | 0.1984 | 1138.5 | 18.15 | 0 | 1 | 0.13972
ep_solar_pv_012 | Aggregated Plant | solar | DEU | 2023 |  |  |  | active | elc_spv-DEU_0012 | 0.136 | 1336.5 | 21.45 | 0 | 1 | 0.136
ep_solar_pv_012 | Aggregated Plant | solar | DEU | 2024 |  |  |  | active | elc_spv-DEU_0012 | 0.0783 | 1336.5 | 21.45 | 0 | 1 | 0.136
ep_solar_pv_013 | Aggregated Plant | solar | DEU | 2009 |  |  |  | active | elc_spv-DEU_0013 | 0.0054 | 1336.5 | 21.45 | 0 | 1 | 0.13529
ep_solar_pv_013 | Aggregated Plant | solar | DEU | 2010 |  |  |  | active | elc_spv-DEU_0013 | 0.0011 | 1336.5 | 21.45 | 0 | 1 | 0.13529
ep_solar_pv_013 | Aggregated Plant | solar | DEU | 2011 |  |  |  | active | elc_spv-DEU_0013 | 0.0017 | 1336.5 | 21.45 | 0 | 1 | 0.13529
ep_solar_pv_013 | Aggregated Plant | solar | DEU | 2012 |  |  |  | active | elc_spv-DEU_0013 | 0.0036 | 1336.5 | 21.45 | 0 | 1 | 0.13529
ep_solar_pv_013 | Aggregated Plant | solar | DEU | 2013 |  |  |  | active | elc_spv-DEU_0013 | 0.003 | 1336.5 | 21.45 | 0 | 1 | 0.13529
ep_solar_pv_013 | Aggregated Plant | solar | DEU | 2022 |  |  |  | active | elc_spv-DEU_0013 | 0.0086 | 1336.5 | 21.45 | 0 | 1 | 0.13529
ep_solar_pv_013 | Aggregated Plant | solar | DEU | 2023 |  |  |  | active | elc_spv-DEU_0013 | 0.0015 | 1336.5 | 21.45 | 0 | 1 | 0.13529
ep_solar_pv_013 | Aggregated Plant | solar | DEU | 2024 |  |  |  | active | elc_spv-DEU_0013 | 0.0216 | 1336.5 | 21.45 | 0 | 1 | 0.13529
ep_solar_pv_014 | Aggregated Plant | solar | DEU | 2009 |  |  |  | active | elc_spv-DEU_0014 | 0.001 | 1336.5 | 21.45 | 0 | 1 | 0.13415
ep_solar_pv_014 | Aggregated Plant | solar | DEU | 2011 |  |  |  | active | elc_spv-DEU_0014 | 0.0023 | 1336.5 | 21.45 | 0 | 1 | 0.13415
ep_solar_pv_014 | Aggregated Plant | solar | DEU | 2012 |  |  |  | active | elc_spv-DEU_0014 | 0.0026 | 1336.5 | 21.45 | 0 | 1 | 0.13415
ep_solar_pv_014 | Aggregated Plant | solar | DEU | 2013 |  |  |  | active | elc_spv-DEU_0014 | 0.0011 | 1336.5 | 21.45 | 0 | 1 | 0.13415
ep_solar_pv_014 | Aggregated Plant | solar | DEU | 2014 |  |  |  | active | elc_spv-DEU_0014 | 0.001 | 1336.5 | 21.45 | 0 | 1 | 0.13415
ep_solar_pv_014 | Aggregated Plant | solar | DEU | 2016 |  |  |  | active | elc_spv-DEU_0014 | 0.0025 | 1336.5 | 21.45 | 0 | 1 | 0.13415
ep_solar_pv_014 | Aggregated Plant | solar | DEU | 2022 |  |  |  | active | elc_spv-DEU_0014 | 0.0042 | 1336.5 | 21.45 | 0 | 1 | 0.13415
ep_solar_pv_014 | Aggregated Plant | solar | DEU | 2023 |  |  |  | active | elc_spv-DEU_0014 | 0.0092 | 1336.5 | 21.45 | 0 | 1 | 0.13415
ep_solar_pv_014 | Aggregated Plant | solar | DEU | 2024 |  |  |  | active | elc_spv-DEU_0014 | 0.0188 | 1336.5 | 21.45 | 0 | 1 | 0.13415
ep_solar_pv_015 | Aggregated Plant | solar | DEU | 2009 |  |  |  | active | elc_spv-DEU_0015 | 0.001 | 1336.5 | 21.45 | 0 | 1 | 0.13217
ep_solar_pv_015 | Aggregated Plant | solar | DEU | 2010 |  |  |  | active | elc_spv-DEU_0015 | 0.0012 | 1336.5 | 21.45 | 0 | 1 | 0.13217
ep_solar_pv_015 | Aggregated Plant | solar | DEU | 2011 |  |  |  | active | elc_spv-DEU_0015 | 0.0014 | 1336.5 | 21.45 | 0 | 1 | 0.13217
ep_solar_pv_015 | Aggregated Plant | solar | DEU | 2013 |  |  |  | active | elc_spv-DEU_0015 | 0.0021 | 1336.5 | 21.45 | 0 | 1 | 0.13217
ep_solar_pv_015 | Aggregated Plant | solar | DEU | 2016 |  |  |  | active | elc_spv-DEU_0015 | 0.0036 | 1336.5 | 21.45 | 0 | 1 | 0.13217
ep_solar_pv_015 | Aggregated Plant | solar | DEU | 2021 |  |  |  | active | elc_spv-DEU_0015 | 0.0024 | 1336.5 | 21.45 | 0 | 1 | 0.13217
ep_solar_pv_015 | Aggregated Plant | solar | DEU | 2022 |  |  |  | active | elc_spv-DEU_0015 | 0.0065 | 1336.5 | 21.45 | 0 | 1 | 0.13217
ep_solar_pv_015 | Aggregated Plant | solar | DEU | 2023 |  |  |  | active | elc_spv-DEU_0015 | 0.019 | 1336.5 | 21.45 | 0 | 1 | 0.13217
ep_solar_pv_015 | Aggregated Plant | solar | DEU | 2024 |  |  |  | active | elc_spv-DEU_0015 | 0.0292 | 1336.5 | 21.45 | 0 | 1 | 0.13217
ep_solar_pv_015 | Aggregated Plant | solar | DEU | 2025 |  |  |  | active | elc_spv-DEU_0015 | 0.001 | 1336.5 | 21.45 | 0 | 1 | 0.13217
ep_solar_pv_016 | Aggregated Plant | solar | DEU | 2008 |  |  |  | active | elc_spv-DEU_0016 | 0.0012 | 1336.5 | 21.45 | 0 | 1 | 0.13276
ep_solar_pv_016 | Aggregated Plant | solar | DEU | 2009 |  |  |  | active | elc_spv-DEU_0016 | 0.0015 | 1336.5 | 21.45 | 0 | 1 | 0.13276
ep_solar_pv_016 | Aggregated Plant | solar | DEU | 2011 |  |  |  | active | elc_spv-DEU_0016 | 0.0071 | 1336.5 | 21.45 | 0 | 1 | 0.13276
ep_solar_pv_016 | Aggregated Plant | solar | DEU | 2019 |  |  |  | active | elc_spv-DEU_0016 | 0.0016 | 1336.5 | 21.45 | 0 | 1 | 0.13276
ep_solar_pv_016 | Aggregated Plant | solar | DEU | 2020 |  |  |  | active | elc_spv-DEU_0016 | 0.004 | 1336.5 | 21.45 | 0 | 1 | 0.13276
ep_solar_pv_016 | Aggregated Plant | solar | DEU | 2022 |  |  |  | active | elc_spv-DEU_0016 | 0.0049 | 1336.5 | 21.45 | 0 | 1 | 0.13276
ep_solar_pv_016 | Aggregated Plant | solar | DEU | 2023 |  |  |  | active | elc_spv-DEU_0016 | 0.0076 | 1336.5 | 21.45 | 0 | 1 | 0.13276
ep_solar_pv_016 | Aggregated Plant | solar | DEU | 2024 |  |  |  | active | elc_spv-DEU_0016 | 0.0153 | 1336.5 | 21.45 | 0 | 1 | 0.13276
ep_solar_pv_017 | Aggregated Plant | solar | DEU | 2009 |  |  |  | active | elc_spv-DEU_0017 | 0.0012 | 1336.5 | 21.45 | 0 | 1 | 0.13347
ep_solar_pv_017 | Aggregated Plant | solar | DEU | 2010 |  |  |  | active | elc_spv-DEU_0017 | 0.001 | 1336.5 | 21.45 | 0 | 1 | 0.13347
ep_solar_pv_017 | Aggregated Plant | solar | DEU | 2011 |  |  |  | active | elc_spv-DEU_0017 | 0.0247 | 1336.5 | 21.45 | 0 | 1 | 0.13347
ep_solar_pv_017 | Aggregated Plant | solar | DEU | 2012 |  |  |  | active | elc_spv-DEU_0017 | 0.0063 | 1336.5 | 21.45 | 0 | 1 | 0.13347
ep_solar_pv_017 | Aggregated Plant | solar | DEU | 2013 |  |  |  | active | elc_spv-DEU_0017 | 0.001 | 1336.5 | 21.45 | 0 | 1 | 0.13347
ep_solar_pv_017 | Aggregated Plant | solar | DEU | 2014 |  |  |  | active | elc_spv-DEU_0017 | 0.006 | 1336.5 | 21.45 | 0 | 1 | 0.13347
ep_solar_pv_017 | Aggregated Plant | solar | DEU | 2016 |  |  |  | active | elc_spv-DEU_0017 | 0.0022 | 1336.5 | 21.45 | 0 | 1 | 0.13347
ep_solar_pv_017 | Aggregated Plant | solar | DEU | 2022 |  |  |  | active | elc_spv-DEU_0017 | 0.0043 | 1336.5 | 21.45 | 0 | 1 | 0.13347
ep_solar_pv_017 | Aggregated Plant | solar | DEU | 2023 |  |  |  | active | elc_spv-DEU_0017 | 0.007 | 1336.5 | 21.45 | 0 | 1 | 0.13347
ep_solar_pv_017 | Aggregated Plant | solar | DEU | 2024 |  |  |  | active | elc_spv-DEU_0017 | 0.0172 | 1336.5 | 21.45 | 0 | 1 | 0.13347
ep_solar_pv_018 | Aggregated Plant | solar | DEU | 2010 |  |  |  | active | elc_spv-DEU_0018 | 0.0037 | 1336.5 | 21.45 | 0 | 1 | 0.13683
ep_solar_pv_018 | Aggregated Plant | solar | DEU | 2023 |  |  |  | active | elc_spv-DEU_0018 | 0.0031 | 1336.5 | 21.45 | 0 | 1 | 0.13683
ep_solar_pv_019 | Aggregated Plant | solar | DEU | 2007 |  |  |  | active | elc_spv-DEU_0019 | 0.0022 | 1336.5 | 21.45 | 0 | 1 | 0.14842
ep_solar_pv_019 | Aggregated Plant | solar | DEU | 2010 |  |  |  | active | elc_spv-DEU_0019 | 0.0051 | 1336.5 | 21.45 | 0 | 1 | 0.14842
ep_solar_pv_019 | Aggregated Plant | solar | DEU | 2012 |  |  |  | active | elc_spv-DEU_0019 | 0.003 | 1336.5 | 21.45 | 0 | 1 | 0.14842
ep_solar_pv_019 | Aggregated Plant | solar | DEU | 2014 |  |  |  | active | elc_spv-DEU_0019 | 0.0037 | 1336.5 | 21.45 | 0 | 1 | 0.14842
ep_solar_pv_019 | Aggregated Plant | solar | DEU | 2015 |  |  |  | active | elc_spv-DEU_0019 | 0.0023 | 1336.5 | 21.45 | 0 | 1 | 0.14842
ep_solar_pv_019 | Aggregated Plant | solar | DEU | 2019 |  |  |  | active | elc_spv-DEU_0019 | 0.0093 | 1336.5 | 21.45 | 0 | 1 | 0.14842
ep_solar_pv_019 | Aggregated Plant | solar | DEU | 2021 |  |  |  | active | elc_spv-DEU_0019 | 0.0013 | 1336.5 | 21.45 | 0 | 1 | 0.14842
ep_solar_pv_019 | Aggregated Plant | solar | DEU | 2022 |  |  |  | active | elc_spv-DEU_0019 | 0.18705 | 1138.5 | 18.15 | 0 | 1 | 0.13972
ep_solar_pv_019 | Aggregated Plant | solar | DEU | 2024 |  |  |  | active | elc_spv-DEU_0019 | 0.0017 | 1336.5 | 21.45 | 0 | 1 | 0.14842
ep_solar_pv_020 | Aggregated Plant | solar | DEU | 2022 |  |  |  | active | elc_spv-DEU_0020 | 0.18188 | 1138.5 | 18.15 | 0 | 1 | 0.13972
ep_solar_pv_021 | Aggregated Plant | solar | DEU | 2016 |  |  |  | active | elc_spv-DEU_0021 | 0.003 | 1336.5 | 21.45 | 0 | 1 | 0.15601
ep_solar_pv_021 | Aggregated Plant | solar | DEU | 2022 |  |  |  | active | elc_spv-DEU_0021 | 0.0025 | 1336.5 | 21.45 | 0 | 1 | 0.15601
ep_solar_pv_022 | Aggregated Plant | solar | DEU | 2011 |  |  |  | active | elc_spv-DEU_0022 | 0.0026 | 1336.5 | 21.45 | 0 | 1 | 0.15546
ep_solar_pv_022 | Aggregated Plant | solar | DEU | 2013 |  |  |  | active | elc_spv-DEU_0022 | 0.0077 | 1336.5 | 21.45 | 0 | 1 | 0.15546
ep_solar_pv_022 | Aggregated Plant | solar | DEU | 2016 |  |  |  | active | elc_spv-DEU_0022 | 0.0026 | 1336.5 | 21.45 | 0 | 1 | 0.15546
ep_solar_pv_022 | Aggregated Plant | solar | DEU | 2022 |  |  |  | active | elc_spv-DEU_0022 | 0.0015 | 1336.5 | 21.45 | 0 | 1 | 0.15546
ep_solar_pv_022 | Aggregated Plant | solar | DEU | 2023 |  |  |  | active | elc_spv-DEU_0022 | 0.0022 | 1336.5 | 21.45 | 0 | 1 | 0.15546
ep_solar_pv_022 | Aggregated Plant | solar | DEU | 2024 |  |  |  | active | elc_spv-DEU_0022 | 0.0015 | 1336.5 | 21.45 | 0 | 1 | 0.15546
ep_solar_pv_023 | Aggregated Plant | solar | DEU | 2005 |  |  |  | active | elc_spv-DEU_0023 | 0.0017 | 1336.5 | 21.45 | 0 | 1 | 0.15184
ep_solar_pv_023 | Aggregated Plant | solar | DEU | 2006 |  |  |  | active | elc_spv-DEU_0023 | 0.0013 | 1336.5 | 21.45 | 0 | 1 | 0.15184
ep_solar_pv_023 | Aggregated Plant | solar | DEU | 2011 |  |  |  | active | elc_spv-DEU_0023 | 0.0011 | 1336.5 | 21.45 | 0 | 1 | 0.15184
ep_solar_pv_023 | Aggregated Plant | solar | DEU | 2013 |  |  |  | active | elc_spv-DEU_0023 | 0.0012 | 1336.5 | 21.45 | 0 | 1 | 0.15184
ep_solar_pv_023 | Aggregated Plant | solar | DEU | 2014 |  |  |  | active | elc_spv-DEU_0023 | 0.0119 | 1336.5 | 21.45 | 0 | 1 | 0.15184
ep_solar_pv_023 | Aggregated Plant | solar | DEU | 2016 |  |  |  | active | elc_spv-DEU_0023 | 0.0011 | 1336.5 | 21.45 | 0 | 1 | 0.15184
ep_solar_pv_023 | Aggregated Plant | solar | DEU | 2019 |  |  |  | active | elc_spv-DEU_0023 | 0.0011 | 1336.5 | 21.45 | 0 | 1 | 0.15184
ep_solar_pv_023 | Aggregated Plant | solar | DEU | 2022 |  |  |  | active | elc_spv-DEU_0023 | 0.0063 | 1336.5 | 21.45 | 0 | 1 | 0.15184
ep_solar_pv_023 | Aggregated Plant | solar | DEU | 2023 |  |  |  | active | elc_spv-DEU_0023 | 0.0048 | 1336.5 | 21.45 | 0 | 1 | 0.15184
ep_solar_pv_023 | Aggregated Plant | solar | DEU | 2024 |  |  |  | active | elc_spv-DEU_0023 | 0.0059 | 1336.5 | 21.45 | 0 | 1 | 0.15184
ep_solar_pv_024 | Aggregated Plant | solar | DEU | 2011 |  |  |  | active | elc_spv-DEU_0024 | 0.008 | 1336.5 | 21.45 | 0 | 1 | 0.14765
ep_solar_pv_024 | Aggregated Plant | solar | DEU | 2023 |  |  |  | active | elc_spv-DEU_0024 | 0.0017 | 1336.5 | 21.45 | 0 | 1 | 0.14765
ep_solar_pv_025 | Aggregated Plant | solar | DEU | 2005 |  |  |  | active | elc_spv-DEU_0025 | 0.002 | 1336.5 | 21.45 | 0 | 1 | 0.1437
ep_solar_pv_025 | Aggregated Plant | solar | DEU | 2006 |  |  |  | active | elc_spv-DEU_0025 | 0.0034 | 1336.5 | 21.45 | 0 | 1 | 0.1437
ep_solar_pv_025 | Aggregated Plant | solar | DEU | 2007 |  |  |  | active | elc_spv-DEU_0025 | 0.0025 | 1336.5 | 21.45 | 0 | 1 | 0.1437
ep_solar_pv_025 | Aggregated Plant | solar | DEU | 2008 |  |  |  | active | elc_spv-DEU_0025 | 0.0015 | 1336.5 | 21.45 | 0 | 1 | 0.1437
ep_solar_pv_025 | Aggregated Plant | solar | DEU | 2009 |  |  |  | active | elc_spv-DEU_0025 | 0.0048 | 1336.5 | 21.45 | 0 | 1 | 0.1437
ep_solar_pv_025 | Aggregated Plant | solar | DEU | 2010 |  |  |  | active | elc_spv-DEU_0025 | 0.0064 | 1336.5 | 21.45 | 0 | 1 | 0.1437
ep_solar_pv_025 | Aggregated Plant | solar | DEU | 2011 |  |  |  | active | elc_spv-DEU_0025 | 0.0031 | 1336.5 | 21.45 | 0 | 1 | 0.1437
ep_solar_pv_025 | Aggregated Plant | solar | DEU | 2012 |  |  |  | active | elc_spv-DEU_0025 | 0.0071 | 1336.5 | 21.45 | 0 | 1 | 0.1437
ep_solar_pv_025 | Aggregated Plant | solar | DEU | 2013 |  |  |  | active | elc_spv-DEU_0025 | 0.0173 | 1336.5 | 21.45 | 0 | 1 | 0.1437
ep_solar_pv_025 | Aggregated Plant | solar | DEU | 2014 |  |  |  | active | elc_spv-DEU_0025 | 0.01 | 1336.5 | 21.45 | 0 | 1 | 0.1437
ep_solar_pv_025 | Aggregated Plant | solar | DEU | 2015 |  |  |  | active | elc_spv-DEU_0025 | 0.001 | 1336.5 | 21.45 | 0 | 1 | 0.1437
ep_solar_pv_025 | Aggregated Plant | solar | DEU | 2016 |  |  |  | active | elc_spv-DEU_0025 | 0.0012 | 1336.5 | 21.45 | 0 | 1 | 0.1437
ep_solar_pv_025 | Aggregated Plant | solar | DEU | 2019 |  |  |  | active | elc_spv-DEU_0025 | 0.0027 | 1336.5 | 21.45 | 0 | 1 | 0.1437
ep_solar_pv_025 | Aggregated Plant | solar | DEU | 2022 |  |  |  | active | elc_spv-DEU_0025 | 0.0047 | 1336.5 | 21.45 | 0 | 1 | 0.1437
ep_solar_pv_025 | Aggregated Plant | solar | DEU | 2023 |  |  |  | active | elc_spv-DEU_0025 | 0.0362 | 1336.5 | 21.45 | 0 | 1 | 0.1437
ep_solar_pv_025 | Aggregated Plant | solar | DEU | 2024 |  |  |  | active | elc_spv-DEU_0025 | 0.001 | 1336.5 | 21.45 | 0 | 1 | 0.1437
ep_solar_pv_026 | Aggregated Plant | solar | DEU | 2005 |  |  |  | active | elc_spv-DEU_0026 | 0.001 | 1336.5 | 21.45 | 0 | 1 | 0.13943
ep_solar_pv_026 | Aggregated Plant | solar | DEU | 2007 |  |  |  | active | elc_spv-DEU_0026 | 0.0023 | 1336.5 | 21.45 | 0 | 1 | 0.13943
ep_solar_pv_026 | Aggregated Plant | solar | DEU | 2008 |  |  |  | active | elc_spv-DEU_0026 | 0.0085 | 1336.5 | 21.45 | 0 | 1 | 0.13943
ep_solar_pv_026 | Aggregated Plant | solar | DEU | 2009 |  |  |  | active | elc_spv-DEU_0026 | 0.0023 | 1336.5 | 21.45 | 0 | 1 | 0.13943
ep_solar_pv_026 | Aggregated Plant | solar | DEU | 2010 |  |  |  | active | elc_spv-DEU_0026 | 0.0072 | 1336.5 | 21.45 | 0 | 1 | 0.13943
ep_solar_pv_026 | Aggregated Plant | solar | DEU | 2011 |  |  |  | active | elc_spv-DEU_0026 | 0.0015 | 1336.5 | 21.45 | 0 | 1 | 0.13943
ep_solar_pv_026 | Aggregated Plant | solar | DEU | 2012 |  |  |  | active | elc_spv-DEU_0026 | 0.0074 | 1336.5 | 21.45 | 0 | 1 | 0.13943
ep_solar_pv_026 | Aggregated Plant | solar | DEU | 2013 |  |  |  | active | elc_spv-DEU_0026 | 0.0073 | 1336.5 | 21.45 | 0 | 1 | 0.13943
ep_solar_pv_026 | Aggregated Plant | solar | DEU | 2016 |  |  |  | active | elc_spv-DEU_0026 | 0.0107 | 1336.5 | 21.45 | 0 | 1 | 0.13943
ep_solar_pv_026 | Aggregated Plant | solar | DEU | 2020 |  |  |  | active | elc_spv-DEU_0026 | 0.0024 | 1336.5 | 21.45 | 0 | 1 | 0.13943
ep_solar_pv_026 | Aggregated Plant | solar | DEU | 2022 |  |  |  | active | elc_spv-DEU_0026 | 0.0173 | 1336.5 | 21.45 | 0 | 1 | 0.13943
ep_solar_pv_026 | Aggregated Plant | solar | DEU | 2023 |  |  |  | active | elc_spv-DEU_0026 | 0.0012 | 1336.5 | 21.45 | 0 | 1 | 0.13943
ep_solar_pv_026 | Aggregated Plant | solar | DEU | 2024 |  |  |  | active | elc_spv-DEU_0026 | 0.0408 | 1336.5 | 21.45 | 0 | 1 | 0.13943
ep_solar_pv_027 | Aggregated Plant | solar | DEU | 2006 |  |  |  | active | elc_spv-DEU_0027 | 0.001 | 1336.5 | 21.45 | 0 | 1 | 0.13621
ep_solar_pv_027 | Aggregated Plant | solar | DEU | 2010 |  |  |  | active | elc_spv-DEU_0027 | 0.0039 | 1336.5 | 21.45 | 0 | 1 | 0.13621
ep_solar_pv_027 | Aggregated Plant | solar | DEU | 2012 |  |  |  | active | elc_spv-DEU_0027 | 0.01 | 1336.5 | 21.45 | 0 | 1 | 0.13621
ep_solar_pv_027 | Aggregated Plant | solar | DEU | 2013 |  |  |  | active | elc_spv-DEU_0027 | 0.0023 | 1336.5 | 21.45 | 0 | 1 | 0.13621
ep_solar_pv_027 | Aggregated Plant | solar | DEU | 2014 |  |  |  | active | elc_spv-DEU_0027 | 0.0024 | 1336.5 | 21.45 | 0 | 1 | 0.13621
ep_solar_pv_027 | Aggregated Plant | solar | DEU | 2016 |  |  |  | active | elc_spv-DEU_0027 | 0.0037 | 1336.5 | 21.45 | 0 | 1 | 0.13621
ep_solar_pv_027 | Aggregated Plant | solar | DEU | 2022 |  |  |  | active | elc_spv-DEU_0027 | 0.19751 | 1138.5 | 18.15 | 0 | 1 | 0.13972
ep_solar_pv_027 | Aggregated Plant | solar | DEU | 2023 |  |  |  | active | elc_spv-DEU_0027 | 0.0105 | 1336.5 | 21.45 | 0 | 1 | 0.13621
ep_solar_pv_027 | Aggregated Plant | solar | DEU | 2024 |  |  |  | active | elc_spv-DEU_0027 | 0.0195 | 1336.5 | 21.45 | 0 | 1 | 0.13621
ep_solar_pv_028 | Aggregated Plant | solar | DEU | 2010 |  |  |  | active | elc_spv-DEU_0028 | 0.0023 | 1336.5 | 21.45 | 0 | 1 | 0.13519
ep_solar_pv_028 | Aggregated Plant | solar | DEU | 2011 |  |  |  | active | elc_spv-DEU_0028 | 0.0131 | 1336.5 | 21.45 | 0 | 1 | 0.13519
ep_solar_pv_028 | Aggregated Plant | solar | DEU | 2012 |  |  |  | active | elc_spv-DEU_0028 | 0.0033 | 1336.5 | 21.45 | 0 | 1 | 0.13519
ep_solar_pv_028 | Aggregated Plant | solar | DEU | 2013 |  |  |  | active | elc_spv-DEU_0028 | 0.0104 | 1336.5 | 21.45 | 0 | 1 | 0.13519
ep_solar_pv_028 | Aggregated Plant | solar | DEU | 2014 |  |  |  | active | elc_spv-DEU_0028 | 0.0016 | 1336.5 | 21.45 | 0 | 1 | 0.13519
ep_solar_pv_028 | Aggregated Plant | solar | DEU | 2015 |  |  |  | active | elc_spv-DEU_0028 | 0.0083 | 1336.5 | 21.45 | 0 | 1 | 0.13519
ep_solar_pv_028 | Aggregated Plant | solar | DEU | 2016 |  |  |  | active | elc_spv-DEU_0028 | 0.0036 | 1336.5 | 21.45 | 0 | 1 | 0.13519
ep_solar_pv_028 | Aggregated Plant | solar | DEU | 2019 |  |  |  | active | elc_spv-DEU_0028 | 0.0045 | 1336.5 | 21.45 | 0 | 1 | 0.13519
ep_solar_pv_028 | Aggregated Plant | solar | DEU | 2020 |  |  |  | active | elc_spv-DEU_0028 | 0.0052 | 1336.5 | 21.45 | 0 | 1 | 0.13519
ep_solar_pv_028 | Aggregated Plant | solar | DEU | 2022 |  |  |  | active | elc_spv-DEU_0028 | 0.0032 | 1336.5 | 21.45 | 0 | 1 | 0.13519
ep_solar_pv_028 | Aggregated Plant | solar | DEU | 2023 |  |  |  | active | elc_spv-DEU_0028 | 0.002 | 1336.5 | 21.45 | 0 | 1 | 0.13519
ep_solar_pv_028 | Aggregated Plant | solar | DEU | 2024 |  |  |  | active | elc_spv-DEU_0028 | 0.0054 | 1336.5 | 21.45 | 0 | 1 | 0.13519
ep_solar_pv_029 | Aggregated Plant | solar | DEU | 2012 |  |  |  | active | elc_spv-DEU_0029 | 0.001 | 1336.5 | 21.45 | 0 | 1 | 0.13477
ep_solar_pv_029 | Aggregated Plant | solar | DEU | 2013 |  |  |  | active | elc_spv-DEU_0029 | 0.001 | 1336.5 | 21.45 | 0 | 1 | 0.13477
ep_solar_pv_029 | Aggregated Plant | solar | DEU | 2022 |  |  |  | active | elc_spv-DEU_0029 | 0.18992 | 1138.5 | 18.15 | 0 | 1 | 0.13972
ep_solar_pv_029 | Aggregated Plant | solar | DEU | 2024 |  |  |  | active | elc_spv-DEU_0029 | 0.0058 | 1336.5 | 21.45 | 0 | 1 | 0.13477
ep_solar_pv_030 | Aggregated Plant | solar | DEU | 2012 |  |  |  | active | elc_spv-DEU_0030 | 0.0067 | 1336.5 | 21.45 | 0 | 1 | 0.13285
ep_solar_pv_030 | Aggregated Plant | solar | DEU | 2013 |  |  |  | active | elc_spv-DEU_0030 | 0.001 | 1336.5 | 21.45 | 0 | 1 | 0.13285
ep_solar_pv_030 | Aggregated Plant | solar | DEU | 2016 |  |  |  | active | elc_spv-DEU_0030 | 0.0057 | 1336.5 | 21.45 | 0 | 1 | 0.13285
ep_solar_pv_030 | Aggregated Plant | solar | DEU | 2021 |  |  |  | active | elc_spv-DEU_0030 | 0.0031 | 1336.5 | 21.45 | 0 | 1 | 0.13285
ep_solar_pv_030 | Aggregated Plant | solar | DEU | 2022 |  |  |  | active | elc_spv-DEU_0030 | 0.0114 | 1336.5 | 21.45 | 0 | 1 | 0.13285
ep_solar_pv_030 | Aggregated Plant | solar | DEU | 2023 |  |  |  | active | elc_spv-DEU_0030 | 0.0236 | 1336.5 | 21.45 | 0 | 1 | 0.13285
ep_solar_pv_030 | Aggregated Plant | solar | DEU | 2024 |  |  |  | active | elc_spv-DEU_0030 | 0.0425 | 1336.5 | 21.45 | 0 | 1 | 0.13285
ep_solar_pv_031 | Aggregated Plant | solar | DEU | 2009 |  |  |  | active | elc_spv-DEU_0031 | 0.0039 | 1336.5 | 21.45 | 0 | 1 | 0.13215
ep_solar_pv_031 | Aggregated Plant | solar | DEU | 2010 |  |  |  | active | elc_spv-DEU_0031 | 0.0074 | 1336.5 | 21.45 | 0 | 1 | 0.13215
ep_solar_pv_031 | Aggregated Plant | solar | DEU | 2012 |  |  |  | active | elc_spv-DEU_0031 | 0.0072 | 1336.5 | 21.45 | 0 | 1 | 0.13215
ep_solar_pv_031 | Aggregated Plant | solar | DEU | 2014 |  |  |  | active | elc_spv-DEU_0031 | 0.0011 | 1336.5 | 21.45 | 0 | 1 | 0.13215
ep_solar_pv_031 | Aggregated Plant | solar | DEU | 2022 |  |  |  | active | elc_spv-DEU_0031 | 0.001 | 1336.5 | 21.45 | 0 | 1 | 0.13215
ep_solar_pv_031 | Aggregated Plant | solar | DEU | 2023 |  |  |  | active | elc_spv-DEU_0031 | 0.0156 | 1336.5 | 21.45 | 0 | 1 | 0.13215
ep_solar_pv_031 | Aggregated Plant | solar | DEU | 2024 |  |  |  | active | elc_spv-DEU_0031 | 0.0179 | 1336.5 | 21.45 | 0 | 1 | 0.13215
ep_solar_pv_032 | Aggregated Plant | solar | DEU | 2009 |  |  |  | active | elc_spv-DEU_0032 | 0.0021 | 1336.5 | 21.45 | 0 | 1 | 0.1322
ep_solar_pv_032 | Aggregated Plant | solar | DEU | 2010 |  |  |  | active | elc_spv-DEU_0032 | 0.0019 | 1336.5 | 21.45 | 0 | 1 | 0.1322
ep_solar_pv_032 | Aggregated Plant | solar | DEU | 2011 |  |  |  | active | elc_spv-DEU_0032 | 0.0011 | 1336.5 | 21.45 | 0 | 1 | 0.1322
ep_solar_pv_032 | Aggregated Plant | solar | DEU | 2012 |  |  |  | active | elc_spv-DEU_0032 | 0.0161 | 1336.5 | 21.45 | 0 | 1 | 0.1322
ep_solar_pv_032 | Aggregated Plant | solar | DEU | 2022 |  |  |  | active | elc_spv-DEU_0032 | 0.0028 | 1336.5 | 21.45 | 0 | 1 | 0.1322
ep_solar_pv_032 | Aggregated Plant | solar | DEU | 2023 |  |  |  | active | elc_spv-DEU_0032 | 0.0196 | 1336.5 | 21.45 | 0 | 1 | 0.1322
ep_solar_pv_033 | Aggregated Plant | solar | DEU | 2011 |  |  |  | active | elc_spv-DEU_0033 | 0.0011 | 1336.5 | 21.45 | 0 | 1 | 0.13499
ep_solar_pv_033 | Aggregated Plant | solar | DEU | 2012 |  |  |  | active | elc_spv-DEU_0033 | 0.0071 | 1336.5 | 21.45 | 0 | 1 | 0.13499
ep_solar_pv_033 | Aggregated Plant | solar | DEU | 2022 |  |  |  | active | elc_spv-DEU_0033 | 0.005 | 1336.5 | 21.45 | 0 | 1 | 0.13499
ep_solar_pv_033 | Aggregated Plant | solar | DEU | 2023 |  |  |  | active | elc_spv-DEU_0033 | 0.0068 | 1336.5 | 21.45 | 0 | 1 | 0.13499
ep_solar_pv_033 | Aggregated Plant | solar | DEU | 2024 |  |  |  | active | elc_spv-DEU_0033 | 0.0029 | 1336.5 | 21.45 | 0 | 1 | 0.13499
ep_solar_pv_034 | Aggregated Plant | solar | DEU | 2009 |  |  |  | active | elc_spv-DEU_0034 | 0.0032 | 1336.5 | 21.45 | 0 | 1 | 0.14415
ep_solar_pv_034 | Aggregated Plant | solar | DEU | 2012 |  |  |  | active | elc_spv-DEU_0034 | 0.0092 | 1336.5 | 21.45 | 0 | 1 | 0.14415
ep_solar_pv_034 | Aggregated Plant | solar | DEU | 2013 |  |  |  | active | elc_spv-DEU_0034 | 0.003 | 1336.5 | 21.45 | 0 | 1 | 0.14415
ep_solar_pv_034 | Aggregated Plant | solar | DEU | 2020 |  |  |  | active | elc_spv-DEU_0034 | 0.0081 | 1336.5 | 21.45 | 0 | 1 | 0.14415
ep_solar_pv_034 | Aggregated Plant | solar | DEU | 2021 |  |  |  | active | elc_spv-DEU_0034 | 0.0106 | 1336.5 | 21.45 | 0 | 1 | 0.14415
ep_solar_pv_034 | Aggregated Plant | solar | DEU | 2023 |  |  |  | active | elc_spv-DEU_0034 | 0.0012 | 1336.5 | 21.45 | 0 | 1 | 0.14415
ep_solar_pv_034 | Aggregated Plant | solar | DEU | 2024 |  |  |  | active | elc_spv-DEU_0034 | 0.0875 | 1149.3617 | 18.331 | 0 | 1 | 0.14415
ep_solar_pv_035 | Aggregated Plant | solar | DEU | 2010 |  |  |  | active | elc_spv-DEU_0035 | 0.0034 | 1336.5 | 21.45 | 0 | 1 | 0.15088
ep_solar_pv_035 | Aggregated Plant | solar | DEU | 2012 |  |  |  | active | elc_spv-DEU_0035 | 0.004 | 1336.5 | 21.45 | 0 | 1 | 0.15088
ep_solar_pv_035 | Aggregated Plant | solar | DEU | 2022 |  |  |  | active | elc_spv-DEU_0035 | 0.1774 | 1138.5 | 18.15 | 0 | 1 | 0.13972
ep_solar_pv_036 | Aggregated Plant | solar | DEU | 2022 |  |  |  | active | elc_spv-DEU_0036 | 0.18129 | 1138.5 | 18.15 | 0 | 1 | 0.13972
ep_solar_pv_037 | Aggregated Plant | solar | DEU | 2011 |  |  |  | active | elc_spv-DEU_0037 | 0.0045 | 1336.5 | 21.45 | 0 | 1 | 0.15983
ep_solar_pv_037 | Aggregated Plant | solar | DEU | 2024 |  |  |  | active | elc_spv-DEU_0037 | 0.0028 | 1336.5 | 21.45 | 0 | 1 | 0.15983
ep_solar_pv_038 | Aggregated Plant | solar | DEU | 2008 |  |  |  | active | elc_spv-DEU_0038 | 0.0011 | 1336.5 | 21.45 | 0 | 1 | 0.15698
ep_solar_pv_038 | Aggregated Plant | solar | DEU | 2010 |  |  |  | active | elc_spv-DEU_0038 | 0.009 | 1336.5 | 21.45 | 0 | 1 | 0.15698
ep_solar_pv_038 | Aggregated Plant | solar | DEU | 2011 |  |  |  | active | elc_spv-DEU_0038 | 0.0056 | 1336.5 | 21.45 | 0 | 1 | 0.15698
ep_solar_pv_038 | Aggregated Plant | solar | DEU | 2017 |  |  |  | active | elc_spv-DEU_0038 | 0.0045 | 1336.5 | 21.45 | 0 | 1 | 0.15698
ep_solar_pv_038 | Aggregated Plant | solar | DEU | 2018 |  |  |  | active | elc_spv-DEU_0038 | 0.002 | 1336.5 | 21.45 | 0 | 1 | 0.15698
ep_solar_pv_038 | Aggregated Plant | solar | DEU | 2020 |  |  |  | active | elc_spv-DEU_0038 | 0.0029 | 1336.5 | 21.45 | 0 | 1 | 0.15698
ep_solar_pv_038 | Aggregated Plant | solar | DEU | 2021 |  |  |  | active | elc_spv-DEU_0038 | 0.0017 | 1336.5 | 21.45 | 0 | 1 | 0.15698
ep_solar_pv_038 | Aggregated Plant | solar | DEU | 2022 |  |  |  | active | elc_spv-DEU_0038 | 0.0165 | 1336.5 | 21.45 | 0 | 1 | 0.15698
ep_solar_pv_038 | Aggregated Plant | solar | DEU | 2023 |  |  |  | active | elc_spv-DEU_0038 | 0.0141 | 1336.5 | 21.45 | 0 | 1 | 0.15698
ep_solar_pv_038 | Aggregated Plant | solar | DEU | 2024 |  |  |  | active | elc_spv-DEU_0038 | 0.042 | 1336.5 | 21.45 | 0 | 1 | 0.15698
ep_solar_pv_039 | Aggregated Plant | solar | DEU | 2007 |  |  |  | active | elc_spv-DEU_0039 | 0.001 | 1336.5 | 21.45 | 0 | 1 | 0.15146
ep_solar_pv_039 | Aggregated Plant | solar | DEU | 2009 |  |  |  | active | elc_spv-DEU_0039 | 0.003 | 1336.5 | 21.45 | 0 | 1 | 0.15146
ep_solar_pv_039 | Aggregated Plant | solar | DEU | 2012 |  |  |  | active | elc_spv-DEU_0039 | 0.0032 | 1336.5 | 21.45 | 0 | 1 | 0.15146
ep_solar_pv_039 | Aggregated Plant | solar | DEU | 2013 |  |  |  | active | elc_spv-DEU_0039 | 0.0012 | 1336.5 | 21.45 | 0 | 1 | 0.15146
ep_solar_pv_039 | Aggregated Plant | solar | DEU | 2023 |  |  |  | active | elc_spv-DEU_0039 | 0.0137 | 1336.5 | 21.45 | 0 | 1 | 0.15146
ep_solar_pv_039 | Aggregated Plant | solar | DEU | 2024 |  |  |  | active | elc_spv-DEU_0039 | 0.0243 | 1336.5 | 21.45 | 0 | 1 | 0.15146
ep_solar_pv_040 | Aggregated Plant | solar | DEU | 2005 |  |  |  | active | elc_spv-DEU_0040 | 0.0013 | 1336.5 | 21.45 | 0 | 1 | 0.14729
ep_solar_pv_040 | Aggregated Plant | solar | DEU | 2006 |  |  |  | active | elc_spv-DEU_0040 | 0.0048 | 1336.5 | 21.45 | 0 | 1 | 0.14729
ep_solar_pv_040 | Aggregated Plant | solar | DEU | 2007 |  |  |  | active | elc_spv-DEU_0040 | 0.0018 | 1336.5 | 21.45 | 0 | 1 | 0.14729
ep_solar_pv_040 | Aggregated Plant | solar | DEU | 2009 |  |  |  | active | elc_spv-DEU_0040 | 0.0012 | 1336.5 | 21.45 | 0 | 1 | 0.14729
ep_solar_pv_040 | Aggregated Plant | solar | DEU | 2011 |  |  |  | active | elc_spv-DEU_0040 | 0.001 | 1336.5 | 21.45 | 0 | 1 | 0.14729
ep_solar_pv_040 | Aggregated Plant | solar | DEU | 2012 |  |  |  | active | elc_spv-DEU_0040 | 0.0023 | 1336.5 | 21.45 | 0 | 1 | 0.14729
ep_solar_pv_040 | Aggregated Plant | solar | DEU | 2013 |  |  |  | active | elc_spv-DEU_0040 | 0.0014 | 1336.5 | 21.45 | 0 | 1 | 0.14729
ep_solar_pv_040 | Aggregated Plant | solar | DEU | 2014 |  |  |  | active | elc_spv-DEU_0040 | 0.0041 | 1336.5 | 21.45 | 0 | 1 | 0.14729
ep_solar_pv_040 | Aggregated Plant | solar | DEU | 2016 |  |  |  | active | elc_spv-DEU_0040 | 0.0062 | 1336.5 | 21.45 | 0 | 1 | 0.14729
ep_solar_pv_040 | Aggregated Plant | solar | DEU | 2021 |  |  |  | active | elc_spv-DEU_0040 | 0.0409 | 1336.5 | 21.45 | 0 | 1 | 0.14729
ep_solar_pv_040 | Aggregated Plant | solar | DEU | 2022 |  |  |  | active | elc_spv-DEU_0040 | 0.0024 | 1336.5 | 21.45 | 0 | 1 | 0.14729
ep_solar_pv_040 | Aggregated Plant | solar | DEU | 2023 |  |  |  | active | elc_spv-DEU_0040 | 0.0114 | 1336.5 | 21.45 | 0 | 1 | 0.14729
ep_solar_pv_040 | Aggregated Plant | solar | DEU | 2024 |  |  |  | active | elc_spv-DEU_0040 | 0.0118 | 1336.5 | 21.45 | 0 | 1 | 0.14729
ep_solar_pv_041 | Aggregated Plant | solar | DEU | 2004 |  |  |  | active | elc_spv-DEU_0041 | 0.0014 | 1336.5 | 21.45 | 0 | 1 | 0.14374
ep_solar_pv_041 | Aggregated Plant | solar | DEU | 2007 |  |  |  | active | elc_spv-DEU_0041 | 0.0026 | 1336.5 | 21.45 | 0 | 1 | 0.14374
ep_solar_pv_041 | Aggregated Plant | solar | DEU | 2008 |  |  |  | active | elc_spv-DEU_0041 | 0.0011 | 1336.5 | 21.45 | 0 | 1 | 0.14374
ep_solar_pv_041 | Aggregated Plant | solar | DEU | 2009 |  |  |  | active | elc_spv-DEU_0041 | 0.0021 | 1336.5 | 21.45 | 0 | 1 | 0.14374
ep_solar_pv_041 | Aggregated Plant | solar | DEU | 2010 |  |  |  | active | elc_spv-DEU_0041 | 0.0095 | 1336.5 | 21.45 | 0 | 1 | 0.14374
ep_solar_pv_041 | Aggregated Plant | solar | DEU | 2011 |  |  |  | active | elc_spv-DEU_0041 | 0.0137 | 1336.5 | 21.45 | 0 | 1 | 0.14374
ep_solar_pv_041 | Aggregated Plant | solar | DEU | 2012 |  |  |  | active | elc_spv-DEU_0041 | 0.0152 | 1336.5 | 21.45 | 0 | 1 | 0.14374
ep_solar_pv_041 | Aggregated Plant | solar | DEU | 2013 |  |  |  | active | elc_spv-DEU_0041 | 0.0133 | 1336.5 | 21.45 | 0 | 1 | 0.14374
ep_solar_pv_041 | Aggregated Plant | solar | DEU | 2014 |  |  |  | active | elc_spv-DEU_0041 | 0.0043 | 1336.5 | 21.45 | 0 | 1 | 0.14374
ep_solar_pv_041 | Aggregated Plant | solar | DEU | 2016 |  |  |  | active | elc_spv-DEU_0041 | 0.0089 | 1336.5 | 21.45 | 0 | 1 | 0.14374
ep_solar_pv_041 | Aggregated Plant | solar | DEU | 2017 |  |  |  | active | elc_spv-DEU_0041 | 0.0024 | 1336.5 | 21.45 | 0 | 1 | 0.14374
ep_solar_pv_041 | Aggregated Plant | solar | DEU | 2022 |  |  |  | active | elc_spv-DEU_0041 | 0.0127 | 1336.5 | 21.45 | 0 | 1 | 0.14374
ep_solar_pv_041 | Aggregated Plant | solar | DEU | 2023 |  |  |  | active | elc_spv-DEU_0041 | 0.0119 | 1336.5 | 21.45 | 0 | 1 | 0.14374
ep_solar_pv_041 | Aggregated Plant | solar | DEU | 2024 |  |  |  | active | elc_spv-DEU_0041 | 0.0309 | 1336.5 | 21.45 | 0 | 1 | 0.14374
ep_solar_pv_042 | Aggregated Plant | solar | DEU | 2004 |  |  |  | active | elc_spv-DEU_0042 | 0.0049 | 1336.5 | 21.45 | 0 | 1 | 0.14044
ep_solar_pv_042 | Aggregated Plant | solar | DEU | 2007 |  |  |  | active | elc_spv-DEU_0042 | 0.0026 | 1336.5 | 21.45 | 0 | 1 | 0.14044
ep_solar_pv_042 | Aggregated Plant | solar | DEU | 2008 |  |  |  | active | elc_spv-DEU_0042 | 0.002 | 1336.5 | 21.45 | 0 | 1 | 0.14044
ep_solar_pv_042 | Aggregated Plant | solar | DEU | 2010 |  |  |  | active | elc_spv-DEU_0042 | 0.0055 | 1336.5 | 21.45 | 0 | 1 | 0.14044
ep_solar_pv_042 | Aggregated Plant | solar | DEU | 2011 |  |  |  | active | elc_spv-DEU_0042 | 0.0206 | 1336.5 | 21.45 | 0 | 1 | 0.14044
ep_solar_pv_042 | Aggregated Plant | solar | DEU | 2012 |  |  |  | active | elc_spv-DEU_0042 | 0.0035 | 1336.5 | 21.45 | 0 | 1 | 0.14044
ep_solar_pv_042 | Aggregated Plant | solar | DEU | 2013 |  |  |  | active | elc_spv-DEU_0042 | 0.0098 | 1336.5 | 21.45 | 0 | 1 | 0.14044
ep_solar_pv_042 | Aggregated Plant | solar | DEU | 2014 |  |  |  | active | elc_spv-DEU_0042 | 0.0023 | 1336.5 | 21.45 | 0 | 1 | 0.14044
ep_solar_pv_042 | Aggregated Plant | solar | DEU | 2016 |  |  |  | active | elc_spv-DEU_0042 | 0.0015 | 1336.5 | 21.45 | 0 | 1 | 0.14044
ep_solar_pv_042 | Aggregated Plant | solar | DEU | 2018 |  |  |  | active | elc_spv-DEU_0042 | 0.0018 | 1336.5 | 21.45 | 0 | 1 | 0.14044
ep_solar_pv_042 | Aggregated Plant | solar | DEU | 2020 |  |  |  | active | elc_spv-DEU_0042 | 0.0016 | 1336.5 | 21.45 | 0 | 1 | 0.14044
ep_solar_pv_042 | Aggregated Plant | solar | DEU | 2022 |  |  |  | active | elc_spv-DEU_0042 | 0.0048 | 1336.5 | 21.45 | 0 | 1 | 0.14044
ep_solar_pv_042 | Aggregated Plant | solar | DEU | 2024 |  |  |  | active | elc_spv-DEU_0042 | 0.0286 | 1336.5 | 21.45 | 0 | 1 | 0.14044
ep_solar_pv_043 | Aggregated Plant | solar | DEU | 2009 |  |  |  | active | elc_spv-DEU_0043 | 0.001 | 1336.5 | 21.45 | 0 | 1 | 0.13785
ep_solar_pv_043 | Aggregated Plant | solar | DEU | 2010 |  |  |  | active | elc_spv-DEU_0043 | 0.0032 | 1336.5 | 21.45 | 0 | 1 | 0.13785
ep_solar_pv_043 | Aggregated Plant | solar | DEU | 2011 |  |  |  | active | elc_spv-DEU_0043 | 0.0046 | 1336.5 | 21.45 | 0 | 1 | 0.13785
ep_solar_pv_043 | Aggregated Plant | solar | DEU | 2012 |  |  |  | active | elc_spv-DEU_0043 | 0.0025 | 1336.5 | 21.45 | 0 | 1 | 0.13785
ep_solar_pv_043 | Aggregated Plant | solar | DEU | 2013 |  |  |  | active | elc_spv-DEU_0043 | 0.002 | 1336.5 | 21.45 | 0 | 1 | 0.13785
ep_solar_pv_043 | Aggregated Plant | solar | DEU | 2014 |  |  |  | active | elc_spv-DEU_0043 | 0.0011 | 1336.5 | 21.45 | 0 | 1 | 0.13785
ep_solar_pv_043 | Aggregated Plant | solar | DEU | 2015 |  |  |  | active | elc_spv-DEU_0043 | 0.002 | 1336.5 | 21.45 | 0 | 1 | 0.13785
ep_solar_pv_043 | Aggregated Plant | solar | DEU | 2016 |  |  |  | active | elc_spv-DEU_0043 | 0.0012 | 1336.5 | 21.45 | 0 | 1 | 0.13785
ep_solar_pv_043 | Aggregated Plant | solar | DEU | 2018 |  |  |  | active | elc_spv-DEU_0043 | 0.0015 | 1336.5 | 21.45 | 0 | 1 | 0.13785
ep_solar_pv_043 | Aggregated Plant | solar | DEU | 2021 |  |  |  | active | elc_spv-DEU_0043 | 0.0014 | 1336.5 | 21.45 | 0 | 1 | 0.13785
ep_solar_pv_043 | Aggregated Plant | solar | DEU | 2022 |  |  |  | active | elc_spv-DEU_0043 | 0.0041 | 1336.5 | 21.45 | 0 | 1 | 0.13785
ep_solar_pv_043 | Aggregated Plant | solar | DEU | 2023 |  |  |  | active | elc_spv-DEU_0043 | 0.001 | 1336.5 | 21.45 | 0 | 1 | 0.13785
ep_solar_pv_043 | Aggregated Plant | solar | DEU | 2024 |  |  |  | active | elc_spv-DEU_0043 | 0.01 | 1336.5 | 21.45 | 0 | 1 | 0.13785
ep_solar_pv_044 | Aggregated Plant | solar | DEU | 2011 |  |  |  | active | elc_spv-DEU_0044 | 0.0135 | 1336.5 | 21.45 | 0 | 1 | 0.13612
ep_solar_pv_044 | Aggregated Plant | solar | DEU | 2012 |  |  |  | active | elc_spv-DEU_0044 | 0.0095 | 1336.5 | 21.45 | 0 | 1 | 0.13612
ep_solar_pv_044 | Aggregated Plant | solar | DEU | 2013 |  |  |  | active | elc_spv-DEU_0044 | 0.0112 | 1336.5 | 21.45 | 0 | 1 | 0.13612
ep_solar_pv_044 | Aggregated Plant | solar | DEU | 2014 |  |  |  | active | elc_spv-DEU_0044 | 0.0029 | 1336.5 | 21.45 | 0 | 1 | 0.13612
ep_solar_pv_044 | Aggregated Plant | solar | DEU | 2015 |  |  |  | active | elc_spv-DEU_0044 | 0.0031 | 1336.5 | 21.45 | 0 | 1 | 0.13612
ep_solar_pv_044 | Aggregated Plant | solar | DEU | 2017 |  |  |  | active | elc_spv-DEU_0044 | 0.0024 | 1336.5 | 21.45 | 0 | 1 | 0.13612
ep_solar_pv_044 | Aggregated Plant | solar | DEU | 2022 |  |  |  | active | elc_spv-DEU_0044 | 0.19874 | 1142.1862 | 18.2114 | 0 | 1 | 0.0025341
ep_solar_pv_044 | Aggregated Plant | solar | DEU | 2023 |  |  |  | active | elc_spv-DEU_0044 | 0.0102 | 1336.5 | 21.45 | 0 | 1 | 0.13612
ep_solar_pv_044 | Aggregated Plant | solar | DEU | 2024 |  |  |  | active | elc_spv-DEU_0044 | 0.0168 | 1336.5 | 21.45 | 0 | 1 | 0.13612
ep_solar_pv_045 | Aggregated Plant | solar | DEU | 2011 |  |  |  | active | elc_spv-DEU_0045 | 0.0013 | 1336.5 | 21.45 | 0 | 1 | 0.13457
ep_solar_pv_045 | Aggregated Plant | solar | DEU | 2012 |  |  |  | active | elc_spv-DEU_0045 | 0.0064 | 1336.5 | 21.45 | 0 | 1 | 0.13457
ep_solar_pv_045 | Aggregated Plant | solar | DEU | 2013 |  |  |  | active | elc_spv-DEU_0045 | 0.0074 | 1336.5 | 21.45 | 0 | 1 | 0.13457
ep_solar_pv_045 | Aggregated Plant | solar | DEU | 2014 |  |  |  | active | elc_spv-DEU_0045 | 0.0019 | 1336.5 | 21.45 | 0 | 1 | 0.13457
ep_solar_pv_045 | Aggregated Plant | solar | DEU | 2018 |  |  |  | active | elc_spv-DEU_0045 | 0.002 | 1336.5 | 21.45 | 0 | 1 | 0.13457
ep_solar_pv_045 | Aggregated Plant | solar | DEU | 2020 |  |  |  | active | elc_spv-DEU_0045 | 0.0028 | 1336.5 | 21.45 | 0 | 1 | 0.13457
ep_solar_pv_045 | Aggregated Plant | solar | DEU | 2021 |  |  |  | active | elc_spv-DEU_0045 | 0.0048 | 1336.5 | 21.45 | 0 | 1 | 0.13457
ep_solar_pv_045 | Aggregated Plant | solar | DEU | 2022 |  |  |  | active | elc_spv-DEU_0045 | 0.18041 | 1138.5 | 18.15 | 0 | 1 | 0.13972
ep_solar_pv_045 | Aggregated Plant | solar | DEU | 2023 |  |  |  | active | elc_spv-DEU_0045 | 0.0028 | 1336.5 | 21.45 | 0 | 1 | 0.13457
ep_solar_pv_045 | Aggregated Plant | solar | DEU | 2024 |  |  |  | active | elc_spv-DEU_0045 | 0.0082 | 1336.5 | 21.45 | 0 | 1 | 0.13457
ep_solar_pv_046 | Aggregated Plant | solar | DEU | 2010 |  |  |  | active | elc_spv-DEU_0046 | 0.0026 | 1336.5 | 21.45 | 0 | 1 | 0.13269
ep_solar_pv_046 | Aggregated Plant | solar | DEU | 2011 |  |  |  | active | elc_spv-DEU_0046 | 0.0048 | 1336.5 | 21.45 | 0 | 1 | 0.13269
ep_solar_pv_046 | Aggregated Plant | solar | DEU | 2012 |  |  |  | active | elc_spv-DEU_0046 | 0.0117 | 1336.5 | 21.45 | 0 | 1 | 0.13269
ep_solar_pv_046 | Aggregated Plant | solar | DEU | 2013 |  |  |  | active | elc_spv-DEU_0046 | 0.001 | 1336.5 | 21.45 | 0 | 1 | 0.13269
ep_solar_pv_046 | Aggregated Plant | solar | DEU | 2014 |  |  |  | active | elc_spv-DEU_0046 | 0.0021 | 1336.5 | 21.45 | 0 | 1 | 0.13269
ep_solar_pv_046 | Aggregated Plant | solar | DEU | 2015 |  |  |  | active | elc_spv-DEU_0046 | 0.0034 | 1336.5 | 21.45 | 0 | 1 | 0.13269
ep_solar_pv_046 | Aggregated Plant | solar | DEU | 2016 |  |  |  | active | elc_spv-DEU_0046 | 0.0013 | 1336.5 | 21.45 | 0 | 1 | 0.13269
ep_solar_pv_046 | Aggregated Plant | solar | DEU | 2022 |  |  |  | active | elc_spv-DEU_0046 | 0.0015 | 1336.5 | 21.45 | 0 | 1 | 0.13269
ep_solar_pv_046 | Aggregated Plant | solar | DEU | 2023 |  |  |  | active | elc_spv-DEU_0046 | 0.0101 | 1336.5 | 21.45 | 0 | 1 | 0.13269
ep_solar_pv_046 | Aggregated Plant | solar | DEU | 2024 |  |  |  | active | elc_spv-DEU_0046 | 0.0292 | 1336.5 | 21.45 | 0 | 1 | 0.13269
ep_solar_pv_047 | Aggregated Plant | solar | DEU | 2010 |  |  |  | active | elc_spv-DEU_0047 | 0.0015 | 1336.5 | 21.45 | 0 | 1 | 0.13157
ep_solar_pv_047 | Aggregated Plant | solar | DEU | 2011 |  |  |  | active | elc_spv-DEU_0047 | 0.002 | 1336.5 | 21.45 | 0 | 1 | 0.13157
ep_solar_pv_047 | Aggregated Plant | solar | DEU | 2012 |  |  |  | active | elc_spv-DEU_0047 | 0.0022 | 1336.5 | 21.45 | 0 | 1 | 0.13157
ep_solar_pv_047 | Aggregated Plant | solar | DEU | 2013 |  |  |  | active | elc_spv-DEU_0047 | 0.0121 | 1336.5 | 21.45 | 0 | 1 | 0.13157
ep_solar_pv_047 | Aggregated Plant | solar | DEU | 2015 |  |  |  | active | elc_spv-DEU_0047 | 0.0077 | 1336.5 | 21.45 | 0 | 1 | 0.13157
ep_solar_pv_047 | Aggregated Plant | solar | DEU | 2023 |  |  |  | active | elc_spv-DEU_0047 | 0.0039 | 1336.5 | 21.45 | 0 | 1 | 0.13157
ep_solar_pv_047 | Aggregated Plant | solar | DEU | 2024 |  |  |  | active | elc_spv-DEU_0047 | 0.0236 | 1336.5 | 21.45 | 0 | 1 | 0.13157
ep_solar_pv_048 | Aggregated Plant | solar | DEU | 2010 |  |  |  | active | elc_spv-DEU_0048 | 0.001 | 1336.5 | 21.45 | 0 | 1 | 0.13194
ep_solar_pv_048 | Aggregated Plant | solar | DEU | 2011 |  |  |  | active | elc_spv-DEU_0048 | 0.0047 | 1336.5 | 21.45 | 0 | 1 | 0.13194
ep_solar_pv_048 | Aggregated Plant | solar | DEU | 2012 |  |  |  | active | elc_spv-DEU_0048 | 0.0187 | 1336.5 | 21.45 | 0 | 1 | 0.13194
ep_solar_pv_048 | Aggregated Plant | solar | DEU | 2014 |  |  |  | active | elc_spv-DEU_0048 | 0.001 | 1336.5 | 21.45 | 0 | 1 | 0.13194
ep_solar_pv_048 | Aggregated Plant | solar | DEU | 2016 |  |  |  | active | elc_spv-DEU_0048 | 0.0016 | 1336.5 | 21.45 | 0 | 1 | 0.13194
ep_solar_pv_048 | Aggregated Plant | solar | DEU | 2022 |  |  |  | active | elc_spv-DEU_0048 | 0.0028 | 1336.5 | 21.45 | 0 | 1 | 0.13194
ep_solar_pv_048 | Aggregated Plant | solar | DEU | 2023 |  |  |  | active | elc_spv-DEU_0048 | 0.0035 | 1336.5 | 21.45 | 0 | 1 | 0.13194
ep_solar_pv_048 | Aggregated Plant | solar | DEU | 2024 |  |  |  | active | elc_spv-DEU_0048 | 0.0054 | 1336.5 | 21.45 | 0 | 1 | 0.13194
ep_solar_pv_049 | Aggregated Plant | solar | DEU | 2010 |  |  |  | active | elc_spv-DEU_0049 | 0.0019 | 1336.5 | 21.45 | 0 | 1 | 0.13351
ep_solar_pv_049 | Aggregated Plant | solar | DEU | 2011 |  |  |  | active | elc_spv-DEU_0049 | 0.0564 | 1336.5 | 21.45 | 0 | 1 | 0.13351
ep_solar_pv_049 | Aggregated Plant | solar | DEU | 2012 |  |  |  | active | elc_spv-DEU_0049 | 0.0329 | 1336.5 | 21.45 | 0 | 1 | 0.13351
ep_solar_pv_049 | Aggregated Plant | solar | DEU | 2013 |  |  |  | active | elc_spv-DEU_0049 | 0.0011 | 1336.5 | 21.45 | 0 | 1 | 0.13351
ep_solar_pv_049 | Aggregated Plant | solar | DEU | 2016 |  |  |  | active | elc_spv-DEU_0049 | 0.0015 | 1336.5 | 21.45 | 0 | 1 | 0.13351
ep_solar_pv_049 | Aggregated Plant | solar | DEU | 2022 |  |  |  | active | elc_spv-DEU_0049 | 0.0028 | 1336.5 | 21.45 | 0 | 1 | 0.13351
ep_solar_pv_049 | Aggregated Plant | solar | DEU | 2023 |  |  |  | active | elc_spv-DEU_0049 | 0.0328 | 1336.5 | 21.45 | 0 | 1 | 0.13351
ep_solar_pv_049 | Aggregated Plant | solar | DEU | 2024 |  |  |  | active | elc_spv-DEU_0049 | 0.0191 | 1336.5 | 21.45 | 0 | 1 | 0.13351
ep_solar_pv_050 | Aggregated Plant | solar | DEU | 2010 |  |  |  | active | elc_spv-DEU_0050 | 0.002 | 1336.5 | 21.45 | 0 | 1 | 0.13923
ep_solar_pv_050 | Aggregated Plant | solar | DEU | 2012 |  |  |  | active | elc_spv-DEU_0050 | 0.0054 | 1336.5 | 21.45 | 0 | 1 | 0.13923
ep_solar_pv_050 | Aggregated Plant | solar | DEU | 2013 |  |  |  | active | elc_spv-DEU_0050 | 0.0058 | 1336.5 | 21.45 | 0 | 1 | 0.13923
ep_solar_pv_050 | Aggregated Plant | solar | DEU | 2014 |  |  |  | active | elc_spv-DEU_0050 | 0.0011 | 1336.5 | 21.45 | 0 | 1 | 0.13923
ep_solar_pv_050 | Aggregated Plant | solar | DEU | 2015 |  |  |  | active | elc_spv-DEU_0050 | 0.0062 | 1336.5 | 21.45 | 0 | 1 | 0.13923
ep_solar_pv_050 | Aggregated Plant | solar | DEU | 2021 |  |  |  | active | elc_spv-DEU_0050 | 0.0033 | 1336.5 | 21.45 | 0 | 1 | 0.13923
ep_solar_pv_050 | Aggregated Plant | solar | DEU | 2023 |  |  |  | active | elc_spv-DEU_0050 | 0.0139 | 1336.5 | 21.45 | 0 | 1 | 0.13923
ep_solar_pv_050 | Aggregated Plant | solar | DEU | 2024 |  |  |  | active | elc_spv-DEU_0050 | 0.0492 | 1336.5 | 21.45 | 0 | 1 | 0.13923
ep_solar_pv_052 | Aggregated Plant | solar | DEU | 2020 |  |  |  | active | elc_spv-DEU_0052 | 0.0098 | 1336.5 | 21.45 | 0 | 1 | 0.14822
ep_solar_pv_052 | Aggregated Plant | solar | DEU | 2022 |  |  |  | active | elc_spv-DEU_0052 | 0.17447 | 1138.5 | 18.15 | 0 | 1 | 0.13972
ep_solar_pv_053 | Aggregated Plant | solar | DEU | 2006 |  |  |  | active | elc_spv-DEU_0053 | 0.002 | 1336.5 | 21.45 | 0 | 1 | 0.15046
ep_solar_pv_053 | Aggregated Plant | solar | DEU | 2007 |  |  |  | active | elc_spv-DEU_0053 | 0.0052 | 1336.5 | 21.45 | 0 | 1 | 0.15046
ep_solar_pv_053 | Aggregated Plant | solar | DEU | 2010 |  |  |  | active | elc_spv-DEU_0053 | 0.0054 | 1336.5 | 21.45 | 0 | 1 | 0.15046
ep_solar_pv_053 | Aggregated Plant | solar | DEU | 2011 |  |  |  | active | elc_spv-DEU_0053 | 0.0011 | 1336.5 | 21.45 | 0 | 1 | 0.15046
ep_solar_pv_053 | Aggregated Plant | solar | DEU | 2012 |  |  |  | active | elc_spv-DEU_0053 | 0.002 | 1336.5 | 21.45 | 0 | 1 | 0.15046
ep_solar_pv_053 | Aggregated Plant | solar | DEU | 2022 |  |  |  | active | elc_spv-DEU_0053 | 0.18566 | 1138.5 | 18.15 | 0 | 1 | 0.13972
ep_solar_pv_054 | Aggregated Plant | solar | DEU | 2007 |  |  |  | active | elc_spv-DEU_0054 | 0.0011 | 1336.5 | 21.45 | 0 | 1 | 0.15998
ep_solar_pv_054 | Aggregated Plant | solar | DEU | 2010 |  |  |  | active | elc_spv-DEU_0054 | 0.001 | 1336.5 | 21.45 | 0 | 1 | 0.15998
ep_solar_pv_054 | Aggregated Plant | solar | DEU | 2011 |  |  |  | active | elc_spv-DEU_0054 | 0.0011 | 1336.5 | 21.45 | 0 | 1 | 0.15998
ep_solar_pv_054 | Aggregated Plant | solar | DEU | 2013 |  |  |  | active | elc_spv-DEU_0054 | 0.0023 | 1336.5 | 21.45 | 0 | 1 | 0.15998
ep_solar_pv_054 | Aggregated Plant | solar | DEU | 2014 |  |  |  | active | elc_spv-DEU_0054 | 0.0012 | 1336.5 | 21.45 | 0 | 1 | 0.15998
ep_solar_pv_054 | Aggregated Plant | solar | DEU | 2016 |  |  |  | active | elc_spv-DEU_0054 | 0.0026 | 1336.5 | 21.45 | 0 | 1 | 0.15998
ep_solar_pv_054 | Aggregated Plant | solar | DEU | 2020 |  |  |  | active | elc_spv-DEU_0054 | 0.0099 | 1336.5 | 21.45 | 0 | 1 | 0.15998
ep_solar_pv_054 | Aggregated Plant | solar | DEU | 2022 |  |  |  | active | elc_spv-DEU_0054 | 0.0011 | 1336.5 | 21.45 | 0 | 1 | 0.15998
ep_solar_pv_054 | Aggregated Plant | solar | DEU | 2023 |  |  |  | active | elc_spv-DEU_0054 | 0.0012 | 1336.5 | 21.45 | 0 | 1 | 0.15998
ep_solar_pv_054 | Aggregated Plant | solar | DEU | 2024 |  |  |  | active | elc_spv-DEU_0054 | 0.0052 | 1336.5 | 21.45 | 0 | 1 | 0.15998
ep_solar_pv_055 | Aggregated Plant | solar | DEU | 2007 |  |  |  | active | elc_spv-DEU_0055 | 0.0011 | 1336.5 | 21.45 | 0 | 1 | 0.15607
ep_solar_pv_055 | Aggregated Plant | solar | DEU | 2008 |  |  |  | active | elc_spv-DEU_0055 | 0.0033 | 1336.5 | 21.45 | 0 | 1 | 0.15607
ep_solar_pv_055 | Aggregated Plant | solar | DEU | 2009 |  |  |  | active | elc_spv-DEU_0055 | 0.0056 | 1336.5 | 21.45 | 0 | 1 | 0.15607
ep_solar_pv_055 | Aggregated Plant | solar | DEU | 2010 |  |  |  | active | elc_spv-DEU_0055 | 0.0021 | 1336.5 | 21.45 | 0 | 1 | 0.15607
ep_solar_pv_055 | Aggregated Plant | solar | DEU | 2011 |  |  |  | active | elc_spv-DEU_0055 | 0.0056 | 1336.5 | 21.45 | 0 | 1 | 0.15607
ep_solar_pv_055 | Aggregated Plant | solar | DEU | 2013 |  |  |  | active | elc_spv-DEU_0055 | 0.0024 | 1336.5 | 21.45 | 0 | 1 | 0.15607
ep_solar_pv_055 | Aggregated Plant | solar | DEU | 2015 |  |  |  | active | elc_spv-DEU_0055 | 0.01 | 1336.5 | 21.45 | 0 | 1 | 0.15607
ep_solar_pv_055 | Aggregated Plant | solar | DEU | 2019 |  |  |  | active | elc_spv-DEU_0055 | 0.0125 | 1336.5 | 21.45 | 0 | 1 | 0.15607
ep_solar_pv_055 | Aggregated Plant | solar | DEU | 2021 |  |  |  | active | elc_spv-DEU_0055 | 0.0088 | 1336.5 | 21.45 | 0 | 1 | 0.15607
ep_solar_pv_055 | Aggregated Plant | solar | DEU | 2022 |  |  |  | active | elc_spv-DEU_0055 | 0.0235 | 1336.5 | 21.45 | 0 | 1 | 0.15607
ep_solar_pv_055 | Aggregated Plant | solar | DEU | 2023 |  |  |  | active | elc_spv-DEU_0055 | 0.0326 | 1336.5 | 21.45 | 0 | 1 | 0.15607
ep_solar_pv_055 | Aggregated Plant | solar | DEU | 2024 |  |  |  | active | elc_spv-DEU_0055 | 0.0318 | 1336.5 | 21.45 | 0 | 1 | 0.15607
ep_solar_pv_056 | Aggregated Plant | solar | DEU | 2010 |  |  |  | active | elc_spv-DEU_0056 | 0.0027 | 1336.5 | 21.45 | 0 | 1 | 0.14938
ep_solar_pv_056 | Aggregated Plant | solar | DEU | 2011 |  |  |  | active | elc_spv-DEU_0056 | 0.0025 | 1336.5 | 21.45 | 0 | 1 | 0.14938
ep_solar_pv_056 | Aggregated Plant | solar | DEU | 2012 |  |  |  | active | elc_spv-DEU_0056 | 0.0013 | 1336.5 | 21.45 | 0 | 1 | 0.14938
ep_solar_pv_056 | Aggregated Plant | solar | DEU | 2022 |  |  |  | active | elc_spv-DEU_0056 | 0.0011 | 1336.5 | 21.45 | 0 | 1 | 0.14938
ep_solar_pv_056 | Aggregated Plant | solar | DEU | 2023 |  |  |  | active | elc_spv-DEU_0056 | 0.0035 | 1336.5 | 21.45 | 0 | 1 | 0.14938
ep_solar_pv_056 | Aggregated Plant | solar | DEU | 2024 |  |  |  | active | elc_spv-DEU_0056 | 0.0425 | 1336.5 | 21.45 | 0 | 1 | 0.14938
ep_solar_pv_057 | Aggregated Plant | solar | DEU | 2008 |  |  |  | active | elc_spv-DEU_0057 | 0.0011 | 1336.5 | 21.45 | 0 | 1 | 0.14492
ep_solar_pv_057 | Aggregated Plant | solar | DEU | 2010 |  |  |  | active | elc_spv-DEU_0057 | 0.003 | 1336.5 | 21.45 | 0 | 1 | 0.14492
ep_solar_pv_057 | Aggregated Plant | solar | DEU | 2011 |  |  |  | active | elc_spv-DEU_0057 | 0.0023 | 1336.5 | 21.45 | 0 | 1 | 0.14492
ep_solar_pv_057 | Aggregated Plant | solar | DEU | 2012 |  |  |  | active | elc_spv-DEU_0057 | 0.0046 | 1336.5 | 21.45 | 0 | 1 | 0.14492
ep_solar_pv_057 | Aggregated Plant | solar | DEU | 2020 |  |  |  | active | elc_spv-DEU_0057 | 0.0054 | 1336.5 | 21.45 | 0 | 1 | 0.14492
ep_solar_pv_057 | Aggregated Plant | solar | DEU | 2021 |  |  |  | active | elc_spv-DEU_0057 | 0.0012 | 1336.5 | 21.45 | 0 | 1 | 0.14492
ep_solar_pv_057 | Aggregated Plant | solar | DEU | 2022 |  |  |  | active | elc_spv-DEU_0057 | 0.0056 | 1336.5 | 21.45 | 0 | 1 | 0.14492
ep_solar_pv_057 | Aggregated Plant | solar | DEU | 2023 |  |  |  | active | elc_spv-DEU_0057 | 0.0226 | 1336.5 | 21.45 | 0 | 1 | 0.14492
ep_solar_pv_057 | Aggregated Plant | solar | DEU | 2024 |  |  |  | active | elc_spv-DEU_0057 | 0.0194 | 1336.5 | 21.45 | 0 | 1 | 0.14492
ep_solar_pv_058 | Aggregated Plant | solar | DEU | 2007 |  |  |  | active | elc_spv-DEU_0058 | 0.0035 | 1336.5 | 21.45 | 0 | 1 | 0.14342
ep_solar_pv_058 | Aggregated Plant | solar | DEU | 2009 |  |  |  | active | elc_spv-DEU_0058 | 0.0013 | 1336.5 | 21.45 | 0 | 1 | 0.14342
ep_solar_pv_058 | Aggregated Plant | solar | DEU | 2010 |  |  |  | active | elc_spv-DEU_0058 | 0.0039 | 1336.5 | 21.45 | 0 | 1 | 0.14342
ep_solar_pv_058 | Aggregated Plant | solar | DEU | 2011 |  |  |  | active | elc_spv-DEU_0058 | 0.0046 | 1336.5 | 21.45 | 0 | 1 | 0.14342
ep_solar_pv_058 | Aggregated Plant | solar | DEU | 2012 |  |  |  | active | elc_spv-DEU_0058 | 0.0011 | 1336.5 | 21.45 | 0 | 1 | 0.14342
ep_solar_pv_058 | Aggregated Plant | solar | DEU | 2013 |  |  |  | active | elc_spv-DEU_0058 | 0.0071 | 1336.5 | 21.45 | 0 | 1 | 0.14342
ep_solar_pv_058 | Aggregated Plant | solar | DEU | 2014 |  |  |  | active | elc_spv-DEU_0058 | 0.0011 | 1336.5 | 21.45 | 0 | 1 | 0.14342
ep_solar_pv_058 | Aggregated Plant | solar | DEU | 2015 |  |  |  | active | elc_spv-DEU_0058 | 0.0026 | 1336.5 | 21.45 | 0 | 1 | 0.14342
ep_solar_pv_058 | Aggregated Plant | solar | DEU | 2019 |  |  |  | active | elc_spv-DEU_0058 | 0.0085 | 1336.5 | 21.45 | 0 | 1 | 0.14342
ep_solar_pv_058 | Aggregated Plant | solar | DEU | 2020 |  |  |  | active | elc_spv-DEU_0058 | 0.0049 | 1336.5 | 21.45 | 0 | 1 | 0.14342
ep_solar_pv_058 | Aggregated Plant | solar | DEU | 2021 |  |  |  | active | elc_spv-DEU_0058 | 0.0107 | 1336.5 | 21.45 | 0 | 1 | 0.14342
ep_solar_pv_058 | Aggregated Plant | solar | DEU | 2022 |  |  |  | active | elc_spv-DEU_0058 | 0.0218 | 1336.5 | 21.45 | 0 | 1 | 0.14342
ep_solar_pv_058 | Aggregated Plant | solar | DEU | 2023 |  |  |  | active | elc_spv-DEU_0058 | 0.0343 | 1336.5 | 21.45 | 0 | 1 | 0.14342
ep_solar_pv_058 | Aggregated Plant | solar | DEU | 2024 |  |  |  | active | elc_spv-DEU_0058 | 0.0525 | 1336.5 | 21.45 | 0 | 1 | 0.14342
ep_solar_pv_059 | Aggregated Plant | solar | DEU | 2007 |  |  |  | active | elc_spv-DEU_0059 | 0.001 | 1336.5 | 21.45 | 0 | 1 | 0.14143
ep_solar_pv_059 | Aggregated Plant | solar | DEU | 2008 |  |  |  | active | elc_spv-DEU_0059 | 0.0025 | 1336.5 | 21.45 | 0 | 1 | 0.14143
ep_solar_pv_059 | Aggregated Plant | solar | DEU | 2009 |  |  |  | active | elc_spv-DEU_0059 | 0.0055 | 1336.5 | 21.45 | 0 | 1 | 0.14143
ep_solar_pv_059 | Aggregated Plant | solar | DEU | 2010 |  |  |  | active | elc_spv-DEU_0059 | 0.0177 | 1336.5 | 21.45 | 0 | 1 | 0.14143
ep_solar_pv_059 | Aggregated Plant | solar | DEU | 2012 |  |  |  | active | elc_spv-DEU_0059 | 0.0017 | 1336.5 | 21.45 | 0 | 1 | 0.14143
ep_solar_pv_059 | Aggregated Plant | solar | DEU | 2015 |  |  |  | active | elc_spv-DEU_0059 | 0.0014 | 1336.5 | 21.45 | 0 | 1 | 0.14143
ep_solar_pv_059 | Aggregated Plant | solar | DEU | 2018 |  |  |  | active | elc_spv-DEU_0059 | 0.0057 | 1336.5 | 21.45 | 0 | 1 | 0.14143
ep_solar_pv_059 | Aggregated Plant | solar | DEU | 2020 |  |  |  | active | elc_spv-DEU_0059 | 0.003 | 1336.5 | 21.45 | 0 | 1 | 0.14143
ep_solar_pv_059 | Aggregated Plant | solar | DEU | 2021 |  |  |  | active | elc_spv-DEU_0059 | 0.0012 | 1336.5 | 21.45 | 0 | 1 | 0.14143
ep_solar_pv_059 | Aggregated Plant | solar | DEU | 2022 |  |  |  | active | elc_spv-DEU_0059 | 0.0054 | 1336.5 | 21.45 | 0 | 1 | 0.14143
ep_solar_pv_059 | Aggregated Plant | solar | DEU | 2023 |  |  |  | active | elc_spv-DEU_0059 | 0.0335 | 1336.5 | 21.45 | 0 | 1 | 0.14143
ep_solar_pv_059 | Aggregated Plant | solar | DEU | 2024 |  |  |  | active | elc_spv-DEU_0059 | 0.0418 | 1336.5 | 21.45 | 0 | 1 | 0.14143
ep_solar_pv_060 | Aggregated Plant | solar | DEU | 2009 |  |  |  | active | elc_spv-DEU_0060 | 0.0044 | 1336.5 | 21.45 | 0 | 1 | 0.13917
ep_solar_pv_060 | Aggregated Plant | solar | DEU | 2012 |  |  |  | active | elc_spv-DEU_0060 | 0.0113 | 1336.5 | 21.45 | 0 | 1 | 0.13917
ep_solar_pv_060 | Aggregated Plant | solar | DEU | 2015 |  |  |  | active | elc_spv-DEU_0060 | 0.0039 | 1336.5 | 21.45 | 0 | 1 | 0.13917
ep_solar_pv_060 | Aggregated Plant | solar | DEU | 2016 |  |  |  | active | elc_spv-DEU_0060 | 0.0031 | 1336.5 | 21.45 | 0 | 1 | 0.13917
ep_solar_pv_060 | Aggregated Plant | solar | DEU | 2021 |  |  |  | active | elc_spv-DEU_0060 | 0.0033 | 1336.5 | 21.45 | 0 | 1 | 0.13917
ep_solar_pv_060 | Aggregated Plant | solar | DEU | 2022 |  |  |  | active | elc_spv-DEU_0060 | 0.008 | 1336.5 | 21.45 | 0 | 1 | 0.13917
ep_solar_pv_060 | Aggregated Plant | solar | DEU | 2023 |  |  |  | active | elc_spv-DEU_0060 | 0.0228 | 1336.5 | 21.45 | 0 | 1 | 0.13917
ep_solar_pv_060 | Aggregated Plant | solar | DEU | 2024 |  |  |  | active | elc_spv-DEU_0060 | 0.0311 | 1336.5 | 21.45 | 0 | 1 | 0.13917
ep_solar_pv_061 | Aggregated Plant | solar | DEU | 2012 |  |  |  | active | elc_spv-DEU_0061 | 0.0057 | 1336.5 | 21.45 | 0 | 1 | 0.13593
ep_solar_pv_061 | Aggregated Plant | solar | DEU | 2013 |  |  |  | active | elc_spv-DEU_0061 | 0.0045 | 1336.5 | 21.45 | 0 | 1 | 0.13593
ep_solar_pv_061 | Aggregated Plant | solar | DEU | 2015 |  |  |  | active | elc_spv-DEU_0061 | 0.0062 | 1336.5 | 21.45 | 0 | 1 | 0.13593
ep_solar_pv_061 | Aggregated Plant | solar | DEU | 2020 |  |  |  | active | elc_spv-DEU_0061 | 0.0013 | 1336.5 | 21.45 | 0 | 1 | 0.13593
ep_solar_pv_061 | Aggregated Plant | solar | DEU | 2021 |  |  |  | active | elc_spv-DEU_0061 | 0.004 | 1336.5 | 21.45 | 0 | 1 | 0.13593
ep_solar_pv_061 | Aggregated Plant | solar | DEU | 2022 |  |  |  | active | elc_spv-DEU_0061 | 0.0793 | 1194.1797 | 19.078 | 0 | 1 | 0.13593
ep_solar_pv_061 | Aggregated Plant | solar | DEU | 2023 |  |  |  | active | elc_spv-DEU_0061 | 0.0098 | 1336.5 | 21.45 | 0 | 1 | 0.13593
ep_solar_pv_061 | Aggregated Plant | solar | DEU | 2024 |  |  |  | active | elc_spv-DEU_0061 | 0.0062 | 1336.5 | 21.45 | 0 | 1 | 0.13593
ep_solar_pv_062 | Aggregated Plant | solar | DEU | 2009 |  |  |  | active | elc_spv-DEU_0062 | 0.001 | 1336.5 | 21.45 | 0 | 1 | 0.13229
ep_solar_pv_062 | Aggregated Plant | solar | DEU | 2010 |  |  |  | active | elc_spv-DEU_0062 | 0.0024 | 1336.5 | 21.45 | 0 | 1 | 0.13229
ep_solar_pv_062 | Aggregated Plant | solar | DEU | 2011 |  |  |  | active | elc_spv-DEU_0062 | 0.0013 | 1336.5 | 21.45 | 0 | 1 | 0.13229
ep_solar_pv_062 | Aggregated Plant | solar | DEU | 2012 |  |  |  | active | elc_spv-DEU_0062 | 0.0263 | 1336.5 | 21.45 | 0 | 1 | 0.13229
ep_solar_pv_062 | Aggregated Plant | solar | DEU | 2013 |  |  |  | active | elc_spv-DEU_0062 | 0.0016 | 1336.5 | 21.45 | 0 | 1 | 0.13229
ep_solar_pv_062 | Aggregated Plant | solar | DEU | 2014 |  |  |  | active | elc_spv-DEU_0062 | 0.005 | 1336.5 | 21.45 | 0 | 1 | 0.13229
ep_solar_pv_062 | Aggregated Plant | solar | DEU | 2016 |  |  |  | active | elc_spv-DEU_0062 | 0.0017 | 1336.5 | 21.45 | 0 | 1 | 0.13229
ep_solar_pv_062 | Aggregated Plant | solar | DEU | 2020 |  |  |  | active | elc_spv-DEU_0062 | 0.0013 | 1336.5 | 21.45 | 0 | 1 | 0.13229
ep_solar_pv_062 | Aggregated Plant | solar | DEU | 2022 |  |  |  | active | elc_spv-DEU_0062 | 0.0026 | 1336.5 | 21.45 | 0 | 1 | 0.13229
ep_solar_pv_062 | Aggregated Plant | solar | DEU | 2023 |  |  |  | active | elc_spv-DEU_0062 | 0.0085 | 1336.5 | 21.45 | 0 | 1 | 0.13229
ep_solar_pv_062 | Aggregated Plant | solar | DEU | 2024 |  |  |  | active | elc_spv-DEU_0062 | 0.0042 | 1336.5 | 21.45 | 0 | 1 | 0.13229
ep_solar_pv_063 | Aggregated Plant | solar | DEU | 2009 |  |  |  | active | elc_spv-DEU_0063 | 0.002 | 1336.5 | 21.45 | 0 | 1 | 0.13071
ep_solar_pv_063 | Aggregated Plant | solar | DEU | 2010 |  |  |  | active | elc_spv-DEU_0063 | 0.0094 | 1336.5 | 21.45 | 0 | 1 | 0.13071
ep_solar_pv_063 | Aggregated Plant | solar | DEU | 2011 |  |  |  | active | elc_spv-DEU_0063 | 0.0078 | 1336.5 | 21.45 | 0 | 1 | 0.13071
ep_solar_pv_063 | Aggregated Plant | solar | DEU | 2012 |  |  |  | active | elc_spv-DEU_0063 | 0.0132 | 1336.5 | 21.45 | 0 | 1 | 0.13071
ep_solar_pv_063 | Aggregated Plant | solar | DEU | 2014 |  |  |  | active | elc_spv-DEU_0063 | 0.0036 | 1336.5 | 21.45 | 0 | 1 | 0.13071
ep_solar_pv_063 | Aggregated Plant | solar | DEU | 2023 |  |  |  | active | elc_spv-DEU_0063 | 0.0015 | 1336.5 | 21.45 | 0 | 1 | 0.13071
ep_solar_pv_063 | Aggregated Plant | solar | DEU | 2024 |  |  |  | active | elc_spv-DEU_0063 | 0.0229 | 1336.5 | 21.45 | 0 | 1 | 0.13071
ep_solar_pv_064 | Aggregated Plant | solar | DEU | 2009 |  |  |  | active | elc_spv-DEU_0064 | 0.0036 | 1336.5 | 21.45 | 0 | 1 | 0.13152
ep_solar_pv_064 | Aggregated Plant | solar | DEU | 2010 |  |  |  | active | elc_spv-DEU_0064 | 0.0031 | 1336.5 | 21.45 | 0 | 1 | 0.13152
ep_solar_pv_064 | Aggregated Plant | solar | DEU | 2011 |  |  |  | active | elc_spv-DEU_0064 | 0.0096 | 1336.5 | 21.45 | 0 | 1 | 0.13152
ep_solar_pv_064 | Aggregated Plant | solar | DEU | 2012 |  |  |  | active | elc_spv-DEU_0064 | 0.0102 | 1336.5 | 21.45 | 0 | 1 | 0.13152
ep_solar_pv_064 | Aggregated Plant | solar | DEU | 2013 |  |  |  | active | elc_spv-DEU_0064 | 0.0033 | 1336.5 | 21.45 | 0 | 1 | 0.13152
ep_solar_pv_064 | Aggregated Plant | solar | DEU | 2016 |  |  |  | active | elc_spv-DEU_0064 | 0.0097 | 1336.5 | 21.45 | 0 | 1 | 0.13152
ep_solar_pv_064 | Aggregated Plant | solar | DEU | 2022 |  |  |  | active | elc_spv-DEU_0064 | 0.19962 | 1138.5 | 18.15 | 0 | 1 | 0.13972
ep_solar_pv_064 | Aggregated Plant | solar | DEU | 2023 |  |  |  | active | elc_spv-DEU_0064 | 0.0011 | 1336.5 | 21.45 | 0 | 1 | 0.13152
ep_solar_pv_064 | Aggregated Plant | solar | DEU | 2024 |  |  |  | active | elc_spv-DEU_0064 | 0.005 | 1336.5 | 21.45 | 0 | 1 | 0.13152
ep_solar_pv_065 | Aggregated Plant | solar | DEU | 2010 |  |  |  | active | elc_spv-DEU_0065 | 0.0033 | 1336.5 | 21.45 | 0 | 1 | 0.13242
ep_solar_pv_065 | Aggregated Plant | solar | DEU | 2011 |  |  |  | active | elc_spv-DEU_0065 | 0.0056 | 1336.5 | 21.45 | 0 | 1 | 0.13242
ep_solar_pv_065 | Aggregated Plant | solar | DEU | 2012 |  |  |  | active | elc_spv-DEU_0065 | 0.0192 | 1336.5 | 21.45 | 0 | 1 | 0.13242
ep_solar_pv_065 | Aggregated Plant | solar | DEU | 2013 |  |  |  | active | elc_spv-DEU_0065 | 0.0163 | 1336.5 | 21.45 | 0 | 1 | 0.13242
ep_solar_pv_065 | Aggregated Plant | solar | DEU | 2023 |  |  |  | active | elc_spv-DEU_0065 | 0.0033 | 1336.5 | 21.45 | 0 | 1 | 0.13242
ep_solar_pv_065 | Aggregated Plant | solar | DEU | 2024 |  |  |  | active | elc_spv-DEU_0065 | 0.0041 | 1336.5 | 21.45 | 0 | 1 | 0.13242
ep_solar_pv_066 | Aggregated Plant | solar | DEU | 2011 |  |  |  | active | elc_spv-DEU_0066 | 0.0054 | 1336.5 | 21.45 | 0 | 1 | 0.13255
ep_solar_pv_066 | Aggregated Plant | solar | DEU | 2012 |  |  |  | active | elc_spv-DEU_0066 | 0.0011 | 1336.5 | 21.45 | 0 | 1 | 0.13255
ep_solar_pv_066 | Aggregated Plant | solar | DEU | 2014 |  |  |  | active | elc_spv-DEU_0066 | 0.001 | 1336.5 | 21.45 | 0 | 1 | 0.13255
ep_solar_pv_066 | Aggregated Plant | solar | DEU | 2015 |  |  |  | active | elc_spv-DEU_0066 | 0.0047 | 1336.5 | 21.45 | 0 | 1 | 0.13255
ep_solar_pv_066 | Aggregated Plant | solar | DEU | 2020 |  |  |  | active | elc_spv-DEU_0066 | 0.0197 | 1336.5 | 21.45 | 0 | 1 | 0.13255
ep_solar_pv_066 | Aggregated Plant | solar | DEU | 2023 |  |  |  | active | elc_spv-DEU_0066 | 0.0037 | 1336.5 | 21.45 | 0 | 1 | 0.13255
ep_solar_pv_066 | Aggregated Plant | solar | DEU | 2024 |  |  |  | active | elc_spv-DEU_0066 | 0.0127 | 1336.5 | 21.45 | 0 | 1 | 0.13255
ep_solar_pv_067 | Aggregated Plant | solar | DEU | 2011 |  |  |  | active | elc_spv-DEU_0067 | 0.0041 | 1336.5 | 21.45 | 0 | 1 | 0.13636
ep_solar_pv_067 | Aggregated Plant | solar | DEU | 2012 |  |  |  | active | elc_spv-DEU_0067 | 0.0129 | 1336.5 | 21.45 | 0 | 1 | 0.13636
ep_solar_pv_067 | Aggregated Plant | solar | DEU | 2016 |  |  |  | active | elc_spv-DEU_0067 | 0.0042 | 1336.5 | 21.45 | 0 | 1 | 0.13636
ep_solar_pv_067 | Aggregated Plant | solar | DEU | 2021 |  |  |  | active | elc_spv-DEU_0067 | 0.0066 | 1336.5 | 21.45 | 0 | 1 | 0.13636
ep_solar_pv_068 | Aggregated Plant | solar | DEU | 2009 |  |  |  | active | elc_spv-DEU_0068 | 0.0126 | 1336.5 | 21.45 | 0 | 1 | 0.13969
ep_solar_pv_068 | Aggregated Plant | solar | DEU | 2010 |  |  |  | active | elc_spv-DEU_0068 | 0.0147 | 1336.5 | 21.45 | 0 | 1 | 0.13969
ep_solar_pv_068 | Aggregated Plant | solar | DEU | 2011 |  |  |  | active | elc_spv-DEU_0068 | 0.0013 | 1336.5 | 21.45 | 0 | 1 | 0.13969
ep_solar_pv_068 | Aggregated Plant | solar | DEU | 2012 |  |  |  | active | elc_spv-DEU_0068 | 0.0369 | 1336.5 | 21.45 | 0 | 1 | 0.13969
ep_solar_pv_068 | Aggregated Plant | solar | DEU | 2013 |  |  |  | active | elc_spv-DEU_0068 | 0.0027 | 1336.5 | 21.45 | 0 | 1 | 0.13969
ep_solar_pv_068 | Aggregated Plant | solar | DEU | 2014 |  |  |  | active | elc_spv-DEU_0068 | 0.0098 | 1336.5 | 21.45 | 0 | 1 | 0.13969
ep_solar_pv_068 | Aggregated Plant | solar | DEU | 2019 |  |  |  | active | elc_spv-DEU_0068 | 0.0042 | 1336.5 | 21.45 | 0 | 1 | 0.13969
ep_solar_pv_068 | Aggregated Plant | solar | DEU | 2020 |  |  |  | active | elc_spv-DEU_0068 | 0.0068 | 1336.5 | 21.45 | 0 | 1 | 0.13969
ep_solar_pv_068 | Aggregated Plant | solar | DEU | 2021 |  |  |  | active | elc_spv-DEU_0068 | 0.028 | 1336.5 | 21.45 | 0 | 1 | 0.13969
ep_solar_pv_068 | Aggregated Plant | solar | DEU | 2022 |  |  |  | active | elc_spv-DEU_0068 | 0.21629 | 1166.0541 | 18.6092 | 0 | 1 | 0.019439
ep_solar_pv_068 | Aggregated Plant | solar | DEU | 2023 |  |  |  | active | elc_spv-DEU_0068 | 0.0594 | 1336.5 | 21.45 | 0 | 1 | 0.13969
ep_solar_pv_068 | Aggregated Plant | solar | DEU | 2024 |  |  |  | active | elc_spv-DEU_0068 | 0.1049 | 1336.5 | 21.45 | 0 | 1 | 0.13969
ep_solar_pv_069 | Aggregated Plant | solar | DEU | 2009 |  |  |  | active | elc_spv-DEU_0069 | 0.0012 | 1336.5 | 21.45 | 0 | 1 | 0.14297
ep_solar_pv_069 | Aggregated Plant | solar | DEU | 2010 |  |  |  | active | elc_spv-DEU_0069 | 0.0208 | 1336.5 | 21.45 | 0 | 1 | 0.14297
ep_solar_pv_069 | Aggregated Plant | solar | DEU | 2011 |  |  |  | active | elc_spv-DEU_0069 | 0.0067 | 1336.5 | 21.45 | 0 | 1 | 0.14297
ep_solar_pv_069 | Aggregated Plant | solar | DEU | 2012 |  |  |  | active | elc_spv-DEU_0069 | 0.0051 | 1336.5 | 21.45 | 0 | 1 | 0.14297
ep_solar_pv_069 | Aggregated Plant | solar | DEU | 2013 |  |  |  | active | elc_spv-DEU_0069 | 0.0037 | 1336.5 | 21.45 | 0 | 1 | 0.14297
ep_solar_pv_069 | Aggregated Plant | solar | DEU | 2015 |  |  |  | active | elc_spv-DEU_0069 | 0.0018 | 1336.5 | 21.45 | 0 | 1 | 0.14297
ep_solar_pv_069 | Aggregated Plant | solar | DEU | 2018 |  |  |  | active | elc_spv-DEU_0069 | 0.001 | 1336.5 | 21.45 | 0 | 1 | 0.14297
ep_solar_pv_069 | Aggregated Plant | solar | DEU | 2020 |  |  |  | active | elc_spv-DEU_0069 | 0.0089 | 1336.5 | 21.45 | 0 | 1 | 0.14297
ep_solar_pv_069 | Aggregated Plant | solar | DEU | 2021 |  |  |  | active | elc_spv-DEU_0069 | 0.0065 | 1336.5 | 21.45 | 0 | 1 | 0.14297
ep_solar_pv_069 | Aggregated Plant | solar | DEU | 2023 |  |  |  | active | elc_spv-DEU_0069 | 0.0115 | 1336.5 | 21.45 | 0 | 1 | 0.14297
ep_solar_pv_069 | Aggregated Plant | solar | DEU | 2024 |  |  |  | active | elc_spv-DEU_0069 | 0.084 | 1336.5 | 21.45 | 0 | 1 | 0.14297
ep_solar_pv_070 | Aggregated Plant | solar | DEU | 2005 |  |  |  | active | elc_spv-DEU_0070 | 0.001 | 1336.5 | 21.45 | 0 | 1 | 0.14507
ep_solar_pv_070 | Aggregated Plant | solar | DEU | 2007 |  |  |  | active | elc_spv-DEU_0070 | 0.0011 | 1336.5 | 21.45 | 0 | 1 | 0.14507
ep_solar_pv_070 | Aggregated Plant | solar | DEU | 2008 |  |  |  | active | elc_spv-DEU_0070 | 0.0022 | 1336.5 | 21.45 | 0 | 1 | 0.14507
ep_solar_pv_070 | Aggregated Plant | solar | DEU | 2009 |  |  |  | active | elc_spv-DEU_0070 | 0.0108 | 1336.5 | 21.45 | 0 | 1 | 0.14507
ep_solar_pv_070 | Aggregated Plant | solar | DEU | 2010 |  |  |  | active | elc_spv-DEU_0070 | 0.0382 | 1336.5 | 21.45 | 0 | 1 | 0.14507
ep_solar_pv_070 | Aggregated Plant | solar | DEU | 2011 |  |  |  | active | elc_spv-DEU_0070 | 0.1484 | 1224.4245 | 19.5821 | 0 | 1 | 0.14507
ep_solar_pv_070 | Aggregated Plant | solar | DEU | 2012 |  |  |  | active | elc_spv-DEU_0070 | 0.0473 | 1336.5 | 21.45 | 0 | 1 | 0.14507
ep_solar_pv_070 | Aggregated Plant | solar | DEU | 2013 |  |  |  | active | elc_spv-DEU_0070 | 0.0079 | 1336.5 | 21.45 | 0 | 1 | 0.14507
ep_solar_pv_070 | Aggregated Plant | solar | DEU | 2014 |  |  |  | active | elc_spv-DEU_0070 | 0.0075 | 1336.5 | 21.45 | 0 | 1 | 0.14507
ep_solar_pv_070 | Aggregated Plant | solar | DEU | 2015 |  |  |  | active | elc_spv-DEU_0070 | 0.0018 | 1336.5 | 21.45 | 0 | 1 | 0.14507
ep_solar_pv_070 | Aggregated Plant | solar | DEU | 2016 |  |  |  | active | elc_spv-DEU_0070 | 0.01 | 1336.5 | 21.45 | 0 | 1 | 0.14507
ep_solar_pv_070 | Aggregated Plant | solar | DEU | 2021 |  |  |  | active | elc_spv-DEU_0070 | 0.0139 | 1336.5 | 21.45 | 0 | 1 | 0.14507
ep_solar_pv_070 | Aggregated Plant | solar | DEU | 2022 |  |  |  | active | elc_spv-DEU_0070 | 0.0273 | 1336.5 | 21.45 | 0 | 1 | 0.14507
ep_solar_pv_070 | Aggregated Plant | solar | DEU | 2023 |  |  |  | active | elc_spv-DEU_0070 | 0.0399 | 1336.5 | 21.45 | 0 | 1 | 0.14507
ep_solar_pv_070 | Aggregated Plant | solar | DEU | 2024 |  |  |  | active | elc_spv-DEU_0070 | 0.0272 | 1336.5 | 21.45 | 0 | 1 | 0.14507
ep_solar_pv_071 | Aggregated Plant | solar | DEU | 2012 |  |  |  | active | elc_spv-DEU_0071 | 0.0054 | 1336.5 | 21.45 | 0 | 1 | 0.16151
ep_solar_pv_071 | Aggregated Plant | solar | DEU | 2013 |  |  |  | active | elc_spv-DEU_0071 | 0.0013 | 1336.5 | 21.45 | 0 | 1 | 0.16151
ep_solar_pv_071 | Aggregated Plant | solar | DEU | 2024 |  |  |  | active | elc_spv-DEU_0071 | 0.0096 | 1336.5 | 21.45 | 0 | 1 | 0.16151
ep_solar_pv_072 | Aggregated Plant | solar | DEU | 2005 |  |  |  | active | elc_spv-DEU_0072 | 0.0031 | 1336.5 | 21.45 | 0 | 1 | 0.15565
ep_solar_pv_072 | Aggregated Plant | solar | DEU | 2006 |  |  |  | active | elc_spv-DEU_0072 | 0.0011 | 1336.5 | 21.45 | 0 | 1 | 0.15565
ep_solar_pv_072 | Aggregated Plant | solar | DEU | 2008 |  |  |  | active | elc_spv-DEU_0072 | 0.0013 | 1336.5 | 21.45 | 0 | 1 | 0.15565
ep_solar_pv_072 | Aggregated Plant | solar | DEU | 2009 |  |  |  | active | elc_spv-DEU_0072 | 0.006 | 1336.5 | 21.45 | 0 | 1 | 0.15565
ep_solar_pv_072 | Aggregated Plant | solar | DEU | 2011 |  |  |  | active | elc_spv-DEU_0072 | 0.0126 | 1336.5 | 21.45 | 0 | 1 | 0.15565
ep_solar_pv_072 | Aggregated Plant | solar | DEU | 2012 |  |  |  | active | elc_spv-DEU_0072 | 0.0147 | 1336.5 | 21.45 | 0 | 1 | 0.15565
ep_solar_pv_072 | Aggregated Plant | solar | DEU | 2013 |  |  |  | active | elc_spv-DEU_0072 | 0.0011 | 1336.5 | 21.45 | 0 | 1 | 0.15565
ep_solar_pv_072 | Aggregated Plant | solar | DEU | 2014 |  |  |  | active | elc_spv-DEU_0072 | 0.0029 | 1336.5 | 21.45 | 0 | 1 | 0.15565
ep_solar_pv_072 | Aggregated Plant | solar | DEU | 2017 |  |  |  | active | elc_spv-DEU_0072 | 0.0053 | 1336.5 | 21.45 | 0 | 1 | 0.15565
ep_solar_pv_072 | Aggregated Plant | solar | DEU | 2018 |  |  |  | active | elc_spv-DEU_0072 | 0.0036 | 1336.5 | 21.45 | 0 | 1 | 0.15565
ep_solar_pv_072 | Aggregated Plant | solar | DEU | 2022 |  |  |  | active | elc_spv-DEU_0072 | 0.0051 | 1336.5 | 21.45 | 0 | 1 | 0.15565
ep_solar_pv_072 | Aggregated Plant | solar | DEU | 2023 |  |  |  | active | elc_spv-DEU_0072 | 0.0157 | 1336.5 | 21.45 | 0 | 1 | 0.15565
ep_solar_pv_072 | Aggregated Plant | solar | DEU | 2024 |  |  |  | active | elc_spv-DEU_0072 | 0.0628 | 1336.5 | 21.45 | 0 | 1 | 0.15565
ep_solar_pv_073 | Aggregated Plant | solar | DEU | 2008 |  |  |  | active | elc_spv-DEU_0073 | 0.0036 | 1336.5 | 21.45 | 0 | 1 | 0.14814
ep_solar_pv_073 | Aggregated Plant | solar | DEU | 2009 |  |  |  | active | elc_spv-DEU_0073 | 0.0034 | 1336.5 | 21.45 | 0 | 1 | 0.14814
ep_solar_pv_073 | Aggregated Plant | solar | DEU | 2010 |  |  |  | active | elc_spv-DEU_0073 | 0.024 | 1336.5 | 21.45 | 0 | 1 | 0.14814
ep_solar_pv_073 | Aggregated Plant | solar | DEU | 2011 |  |  |  | active | elc_spv-DEU_0073 | 0.005 | 1336.5 | 21.45 | 0 | 1 | 0.14814
ep_solar_pv_073 | Aggregated Plant | solar | DEU | 2012 |  |  |  | active | elc_spv-DEU_0073 | 0.0032 | 1336.5 | 21.45 | 0 | 1 | 0.14814
ep_solar_pv_073 | Aggregated Plant | solar | DEU | 2013 |  |  |  | active | elc_spv-DEU_0073 | 0.0011 | 1336.5 | 21.45 | 0 | 1 | 0.14814
ep_solar_pv_073 | Aggregated Plant | solar | DEU | 2014 |  |  |  | active | elc_spv-DEU_0073 | 0.0033 | 1336.5 | 21.45 | 0 | 1 | 0.14814
ep_solar_pv_073 | Aggregated Plant | solar | DEU | 2017 |  |  |  | active | elc_spv-DEU_0073 | 0.0027 | 1336.5 | 21.45 | 0 | 1 | 0.14814
ep_solar_pv_073 | Aggregated Plant | solar | DEU | 2018 |  |  |  | active | elc_spv-DEU_0073 | 0.01 | 1336.5 | 21.45 | 0 | 1 | 0.14814
ep_solar_pv_073 | Aggregated Plant | solar | DEU | 2020 |  |  |  | active | elc_spv-DEU_0073 | 0.0074 | 1336.5 | 21.45 | 0 | 1 | 0.14814
ep_solar_pv_073 | Aggregated Plant | solar | DEU | 2021 |  |  |  | active | elc_spv-DEU_0073 | 0.0076 | 1336.5 | 21.45 | 0 | 1 | 0.14814
ep_solar_pv_073 | Aggregated Plant | solar | DEU | 2022 |  |  |  | active | elc_spv-DEU_0073 | 0.0408 | 1336.5 | 21.45 | 0 | 1 | 0.14814
ep_solar_pv_073 | Aggregated Plant | solar | DEU | 2023 |  |  |  | active | elc_spv-DEU_0073 | 0.0889 | 1336.5 | 21.45 | 0 | 1 | 0.14814
ep_solar_pv_073 | Aggregated Plant | solar | DEU | 2024 |  |  |  | active | elc_spv-DEU_0073 | 0.0667 | 1336.5 | 21.45 | 0 | 1 | 0.14814
ep_solar_pv_074 | Aggregated Plant | solar | DEU | 2007 |  |  |  | active | elc_spv-DEU_0074 | 0.0011 | 1336.5 | 21.45 | 0 | 1 | 0.14356
ep_solar_pv_074 | Aggregated Plant | solar | DEU | 2010 |  |  |  | active | elc_spv-DEU_0074 | 0.0108 | 1336.5 | 21.45 | 0 | 1 | 0.14356
ep_solar_pv_074 | Aggregated Plant | solar | DEU | 2012 |  |  |  | active | elc_spv-DEU_0074 | 0.0013 | 1336.5 | 21.45 | 0 | 1 | 0.14356
ep_solar_pv_074 | Aggregated Plant | solar | DEU | 2013 |  |  |  | active | elc_spv-DEU_0074 | 0.0068 | 1336.5 | 21.45 | 0 | 1 | 0.14356
ep_solar_pv_074 | Aggregated Plant | solar | DEU | 2014 |  |  |  | active | elc_spv-DEU_0074 | 0.001 | 1336.5 | 21.45 | 0 | 1 | 0.14356
ep_solar_pv_074 | Aggregated Plant | solar | DEU | 2015 |  |  |  | active | elc_spv-DEU_0074 | 0.0043 | 1336.5 | 21.45 | 0 | 1 | 0.14356
ep_solar_pv_074 | Aggregated Plant | solar | DEU | 2019 |  |  |  | active | elc_spv-DEU_0074 | 0.001 | 1336.5 | 21.45 | 0 | 1 | 0.14356
ep_solar_pv_074 | Aggregated Plant | solar | DEU | 2020 |  |  |  | active | elc_spv-DEU_0074 | 0.0034 | 1336.5 | 21.45 | 0 | 1 | 0.14356
ep_solar_pv_074 | Aggregated Plant | solar | DEU | 2021 |  |  |  | active | elc_spv-DEU_0074 | 0.0099 | 1336.5 | 21.45 | 0 | 1 | 0.14356
ep_solar_pv_074 | Aggregated Plant | solar | DEU | 2022 |  |  |  | active | elc_spv-DEU_0074 | 0.0024 | 1336.5 | 21.45 | 0 | 1 | 0.14356
ep_solar_pv_074 | Aggregated Plant | solar | DEU | 2023 |  |  |  | active | elc_spv-DEU_0074 | 0.0174 | 1336.5 | 21.45 | 0 | 1 | 0.14356
ep_solar_pv_074 | Aggregated Plant | solar | DEU | 2024 |  |  |  | active | elc_spv-DEU_0074 | 0.0176 | 1336.5 | 21.45 | 0 | 1 | 0.14356
ep_solar_pv_075 | Aggregated Plant | solar | DEU | 2009 |  |  |  | active | elc_spv-DEU_0075 | 0.042 | 1336.5 | 21.45 | 0 | 1 | 0.14306
ep_solar_pv_075 | Aggregated Plant | solar | DEU | 2010 |  |  |  | active | elc_spv-DEU_0075 | 0.0279 | 1336.5 | 21.45 | 0 | 1 | 0.14306
ep_solar_pv_075 | Aggregated Plant | solar | DEU | 2011 |  |  |  | active | elc_spv-DEU_0075 | 0.0088 | 1336.5 | 21.45 | 0 | 1 | 0.14306
ep_solar_pv_075 | Aggregated Plant | solar | DEU | 2012 |  |  |  | active | elc_spv-DEU_0075 | 0.0043 | 1336.5 | 21.45 | 0 | 1 | 0.14306
ep_solar_pv_075 | Aggregated Plant | solar | DEU | 2013 |  |  |  | active | elc_spv-DEU_0075 | 0.0022 | 1336.5 | 21.45 | 0 | 1 | 0.14306
ep_solar_pv_075 | Aggregated Plant | solar | DEU | 2014 |  |  |  | active | elc_spv-DEU_0075 | 0.002 | 1336.5 | 21.45 | 0 | 1 | 0.14306
ep_solar_pv_075 | Aggregated Plant | solar | DEU | 2015 |  |  |  | active | elc_spv-DEU_0075 | 0.0013 | 1336.5 | 21.45 | 0 | 1 | 0.14306
ep_solar_pv_075 | Aggregated Plant | solar | DEU | 2017 |  |  |  | active | elc_spv-DEU_0075 | 0.0027 | 1336.5 | 21.45 | 0 | 1 | 0.14306
ep_solar_pv_075 | Aggregated Plant | solar | DEU | 2018 |  |  |  | active | elc_spv-DEU_0075 | 0.0029 | 1336.5 | 21.45 | 0 | 1 | 0.14306
ep_solar_pv_075 | Aggregated Plant | solar | DEU | 2020 |  |  |  | active | elc_spv-DEU_0075 | 0.0058 | 1336.5 | 21.45 | 0 | 1 | 0.14306
ep_solar_pv_075 | Aggregated Plant | solar | DEU | 2021 |  |  |  | active | elc_spv-DEU_0075 | 0.0075 | 1336.5 | 21.45 | 0 | 1 | 0.14306
ep_solar_pv_075 | Aggregated Plant | solar | DEU | 2022 |  |  |  | active | elc_spv-DEU_0075 | 0.004 | 1336.5 | 21.45 | 0 | 1 | 0.14306
ep_solar_pv_075 | Aggregated Plant | solar | DEU | 2023 |  |  |  | active | elc_spv-DEU_0075 | 0.0223 | 1336.5 | 21.45 | 0 | 1 | 0.14306
ep_solar_pv_075 | Aggregated Plant | solar | DEU | 2024 |  |  |  | active | elc_spv-DEU_0075 | 0.0972 | 1336.5 | 21.45 | 0 | 1 | 0.14306
ep_solar_pv_076 | Aggregated Plant | solar | DEU | 2006 |  |  |  | active | elc_spv-DEU_0076 | 0.0011 | 1336.5 | 21.45 | 0 | 1 | 0.14144
ep_solar_pv_076 | Aggregated Plant | solar | DEU | 2007 |  |  |  | active | elc_spv-DEU_0076 | 0.0027 | 1336.5 | 21.45 | 0 | 1 | 0.14144
ep_solar_pv_076 | Aggregated Plant | solar | DEU | 2008 |  |  |  | active | elc_spv-DEU_0076 | 0.0012 | 1336.5 | 21.45 | 0 | 1 | 0.14144
ep_solar_pv_076 | Aggregated Plant | solar | DEU | 2009 |  |  |  | active | elc_spv-DEU_0076 | 0.0163 | 1336.5 | 21.45 | 0 | 1 | 0.14144
ep_solar_pv_076 | Aggregated Plant | solar | DEU | 2010 |  |  |  | active | elc_spv-DEU_0076 | 0.0864 | 1336.5 | 21.45 | 0 | 1 | 0.14144
ep_solar_pv_076 | Aggregated Plant | solar | DEU | 2011 |  |  |  | active | elc_spv-DEU_0076 | 0.0445 | 1336.5 | 21.45 | 0 | 1 | 0.14144
ep_solar_pv_076 | Aggregated Plant | solar | DEU | 2012 |  |  |  | active | elc_spv-DEU_0076 | 0.0188 | 1336.5 | 21.45 | 0 | 1 | 0.14144
ep_solar_pv_076 | Aggregated Plant | solar | DEU | 2013 |  |  |  | active | elc_spv-DEU_0076 | 0.0154 | 1336.5 | 21.45 | 0 | 1 | 0.14144
ep_solar_pv_076 | Aggregated Plant | solar | DEU | 2014 |  |  |  | active | elc_spv-DEU_0076 | 0.0022 | 1336.5 | 21.45 | 0 | 1 | 0.14144
ep_solar_pv_076 | Aggregated Plant | solar | DEU | 2015 |  |  |  | active | elc_spv-DEU_0076 | 0.0098 | 1336.5 | 21.45 | 0 | 1 | 0.14144
ep_solar_pv_076 | Aggregated Plant | solar | DEU | 2016 |  |  |  | active | elc_spv-DEU_0076 | 0.0055 | 1336.5 | 21.45 | 0 | 1 | 0.14144
ep_solar_pv_076 | Aggregated Plant | solar | DEU | 2017 |  |  |  | active | elc_spv-DEU_0076 | 0.0031 | 1336.5 | 21.45 | 0 | 1 | 0.14144
ep_solar_pv_076 | Aggregated Plant | solar | DEU | 2019 |  |  |  | active | elc_spv-DEU_0076 | 0.01 | 1336.5 | 21.45 | 0 | 1 | 0.14144
ep_solar_pv_076 | Aggregated Plant | solar | DEU | 2020 |  |  |  | active | elc_spv-DEU_0076 | 0.006 | 1336.5 | 21.45 | 0 | 1 | 0.14144
ep_solar_pv_076 | Aggregated Plant | solar | DEU | 2021 |  |  |  | active | elc_spv-DEU_0076 | 0.0072 | 1336.5 | 21.45 | 0 | 1 | 0.14144
ep_solar_pv_076 | Aggregated Plant | solar | DEU | 2022 |  |  |  | active | elc_spv-DEU_0076 | 0.005 | 1336.5 | 21.45 | 0 | 1 | 0.14144
ep_solar_pv_076 | Aggregated Plant | solar | DEU | 2023 |  |  |  | active | elc_spv-DEU_0076 | 0.0952 | 1336.5 | 21.45 | 0 | 1 | 0.14144
ep_solar_pv_076 | Aggregated Plant | solar | DEU | 2024 |  |  |  | active | elc_spv-DEU_0076 | 0.0333 | 1336.5 | 21.45 | 0 | 1 | 0.14144
ep_solar_pv_077 | Aggregated Plant | solar | DEU | 2010 |  |  |  | active | elc_spv-DEU_0077 | 0.0075 | 1336.5 | 21.45 | 0 | 1 | 0.13882
ep_solar_pv_077 | Aggregated Plant | solar | DEU | 2011 |  |  |  | active | elc_spv-DEU_0077 | 0.0014 | 1336.5 | 21.45 | 0 | 1 | 0.13882
ep_solar_pv_077 | Aggregated Plant | solar | DEU | 2012 |  |  |  | active | elc_spv-DEU_0077 | 0.0044 | 1336.5 | 21.45 | 0 | 1 | 0.13882
ep_solar_pv_077 | Aggregated Plant | solar | DEU | 2013 |  |  |  | active | elc_spv-DEU_0077 | 0.0011 | 1336.5 | 21.45 | 0 | 1 | 0.13882
ep_solar_pv_077 | Aggregated Plant | solar | DEU | 2021 |  |  |  | active | elc_spv-DEU_0077 | 0.0138 | 1336.5 | 21.45 | 0 | 1 | 0.13882
ep_solar_pv_077 | Aggregated Plant | solar | DEU | 2022 |  |  |  | active | elc_spv-DEU_0077 | 0.20922 | 1155.535 | 18.4339 | 0 | 1 | 0.011943
ep_solar_pv_077 | Aggregated Plant | solar | DEU | 2023 |  |  |  | active | elc_spv-DEU_0077 | 0.0206 | 1336.5 | 21.45 | 0 | 1 | 0.13882
ep_solar_pv_077 | Aggregated Plant | solar | DEU | 2024 |  |  |  | active | elc_spv-DEU_0077 | 0.0619 | 1336.5 | 21.45 | 0 | 1 | 0.13882
ep_solar_pv_078 | Aggregated Plant | solar | DEU | 2009 |  |  |  | active | elc_spv-DEU_0078 | 0.0013 | 1336.5 | 21.45 | 0 | 1 | 0.13464
ep_solar_pv_078 | Aggregated Plant | solar | DEU | 2010 |  |  |  | active | elc_spv-DEU_0078 | 0.0023 | 1336.5 | 21.45 | 0 | 1 | 0.13464
ep_solar_pv_078 | Aggregated Plant | solar | DEU | 2011 |  |  |  | active | elc_spv-DEU_0078 | 0.0072 | 1336.5 | 21.45 | 0 | 1 | 0.13464
ep_solar_pv_078 | Aggregated Plant | solar | DEU | 2012 |  |  |  | active | elc_spv-DEU_0078 | 0.0028 | 1336.5 | 21.45 | 0 | 1 | 0.13464
ep_solar_pv_078 | Aggregated Plant | solar | DEU | 2013 |  |  |  | active | elc_spv-DEU_0078 | 0.0079 | 1336.5 | 21.45 | 0 | 1 | 0.13464
ep_solar_pv_078 | Aggregated Plant | solar | DEU | 2020 |  |  |  | active | elc_spv-DEU_0078 | 0.0024 | 1336.5 | 21.45 | 0 | 1 | 0.13464
ep_solar_pv_078 | Aggregated Plant | solar | DEU | 2021 |  |  |  | active | elc_spv-DEU_0078 | 0.0037 | 1336.5 | 21.45 | 0 | 1 | 0.13464
ep_solar_pv_078 | Aggregated Plant | solar | DEU | 2022 |  |  |  | active | elc_spv-DEU_0078 | 0.20404 | 1151.7946 | 18.3716 | 0 | 1 | 0.00904
ep_solar_pv_078 | Aggregated Plant | solar | DEU | 2023 |  |  |  | active | elc_spv-DEU_0078 | 0.026 | 1336.5 | 21.45 | 0 | 1 | 0.13464
ep_solar_pv_078 | Aggregated Plant | solar | DEU | 2024 |  |  |  | active | elc_spv-DEU_0078 | 0.0138 | 1336.5 | 21.45 | 0 | 1 | 0.13464
ep_solar_pv_079 | Aggregated Plant | solar | DEU | 2010 |  |  |  | active | elc_spv-DEU_0079 | 0.0014 | 1336.5 | 21.45 | 0 | 1 | 0.13056
ep_solar_pv_079 | Aggregated Plant | solar | DEU | 2011 |  |  |  | active | elc_spv-DEU_0079 | 0.011 | 1336.5 | 21.45 | 0 | 1 | 0.13056
ep_solar_pv_079 | Aggregated Plant | solar | DEU | 2012 |  |  |  | active | elc_spv-DEU_0079 | 0.0142 | 1336.5 | 21.45 | 0 | 1 | 0.13056
ep_solar_pv_079 | Aggregated Plant | solar | DEU | 2013 |  |  |  | active | elc_spv-DEU_0079 | 0.0031 | 1336.5 | 21.45 | 0 | 1 | 0.13056
ep_solar_pv_079 | Aggregated Plant | solar | DEU | 2014 |  |  |  | active | elc_spv-DEU_0079 | 0.0031 | 1336.5 | 21.45 | 0 | 1 | 0.13056
ep_solar_pv_079 | Aggregated Plant | solar | DEU | 2021 |  |  |  | active | elc_spv-DEU_0079 | 0.0039 | 1336.5 | 21.45 | 0 | 1 | 0.13056
ep_solar_pv_079 | Aggregated Plant | solar | DEU | 2022 |  |  |  | active | elc_spv-DEU_0079 | 0.18596 | 1144.3559 | 18.2476 | 0 | 1 | 0.0038614
ep_solar_pv_079 | Aggregated Plant | solar | DEU | 2023 |  |  |  | active | elc_spv-DEU_0079 | 0.0075 | 1336.5 | 21.45 | 0 | 1 | 0.13056
ep_solar_pv_079 | Aggregated Plant | solar | DEU | 2024 |  |  |  | active | elc_spv-DEU_0079 | 0.0036 | 1336.5 | 21.45 | 0 | 1 | 0.13056
ep_solar_pv_080 | Aggregated Plant | solar | DEU | 2009 |  |  |  | active | elc_spv-DEU_0080 | 0.0049 | 1336.5 | 21.45 | 0 | 1 | 0.13026
ep_solar_pv_080 | Aggregated Plant | solar | DEU | 2010 |  |  |  | active | elc_spv-DEU_0080 | 0.0233 | 1336.5 | 21.45 | 0 | 1 | 0.13026
ep_solar_pv_080 | Aggregated Plant | solar | DEU | 2011 |  |  |  | active | elc_spv-DEU_0080 | 0.0069 | 1336.5 | 21.45 | 0 | 1 | 0.13026
ep_solar_pv_080 | Aggregated Plant | solar | DEU | 2012 |  |  |  | active | elc_spv-DEU_0080 | 0.0168 | 1336.5 | 21.45 | 0 | 1 | 0.13026
ep_solar_pv_080 | Aggregated Plant | solar | DEU | 2013 |  |  |  | active | elc_spv-DEU_0080 | 0.0022 | 1336.5 | 21.45 | 0 | 1 | 0.13026
ep_solar_pv_080 | Aggregated Plant | solar | DEU | 2015 |  |  |  | active | elc_spv-DEU_0080 | 0.0016 | 1336.5 | 21.45 | 0 | 1 | 0.13026
ep_solar_pv_080 | Aggregated Plant | solar | DEU | 2017 |  |  |  | active | elc_spv-DEU_0080 | 0.0015 | 1336.5 | 21.45 | 0 | 1 | 0.13026
ep_solar_pv_080 | Aggregated Plant | solar | DEU | 2022 |  |  |  | active | elc_spv-DEU_0080 | 0.22178 | 1161.1767 | 18.5279 | 0 | 1 | 0.014919
ep_solar_pv_080 | Aggregated Plant | solar | DEU | 2023 |  |  |  | active | elc_spv-DEU_0080 | 0.0035 | 1336.5 | 21.45 | 0 | 1 | 0.13026
ep_solar_pv_080 | Aggregated Plant | solar | DEU | 2024 |  |  |  | active | elc_spv-DEU_0080 | 0.0357 | 1336.5 | 21.45 | 0 | 1 | 0.13026
ep_solar_pv_081 | Aggregated Plant | solar | DEU | 2010 |  |  |  | active | elc_spv-DEU_0081 | 0.0033 | 1336.5 | 21.45 | 0 | 1 | 0.13237
ep_solar_pv_081 | Aggregated Plant | solar | DEU | 2011 |  |  |  | active | elc_spv-DEU_0081 | 0.0026 | 1336.5 | 21.45 | 0 | 1 | 0.13237
ep_solar_pv_081 | Aggregated Plant | solar | DEU | 2012 |  |  |  | active | elc_spv-DEU_0081 | 0.0072 | 1336.5 | 21.45 | 0 | 1 | 0.13237
ep_solar_pv_081 | Aggregated Plant | solar | DEU | 2013 |  |  |  | active | elc_spv-DEU_0081 | 0.0023 | 1336.5 | 21.45 | 0 | 1 | 0.13237
ep_solar_pv_081 | Aggregated Plant | solar | DEU | 2016 |  |  |  | active | elc_spv-DEU_0081 | 0.0013 | 1336.5 | 21.45 | 0 | 1 | 0.13237
ep_solar_pv_081 | Aggregated Plant | solar | DEU | 2020 |  |  |  | active | elc_spv-DEU_0081 | 0.002 | 1336.5 | 21.45 | 0 | 1 | 0.13237
ep_solar_pv_081 | Aggregated Plant | solar | DEU | 2022 |  |  |  | active | elc_spv-DEU_0081 | 0.0084 | 1336.5 | 21.45 | 0 | 1 | 0.13237
ep_solar_pv_081 | Aggregated Plant | solar | DEU | 2023 |  |  |  | active | elc_spv-DEU_0081 | 0.0038 | 1336.5 | 21.45 | 0 | 1 | 0.13237
ep_solar_pv_081 | Aggregated Plant | solar | DEU | 2024 |  |  |  | active | elc_spv-DEU_0081 | 0.0038 | 1336.5 | 21.45 | 0 | 1 | 0.13237
ep_solar_pv_082 | Aggregated Plant | solar | DEU | 2011 |  |  |  | active | elc_spv-DEU_0082 | 0.0019 | 1336.5 | 21.45 | 0 | 1 | 0.13292
ep_solar_pv_082 | Aggregated Plant | solar | DEU | 2012 |  |  |  | active | elc_spv-DEU_0082 | 0.0068 | 1336.5 | 21.45 | 0 | 1 | 0.13292
ep_solar_pv_082 | Aggregated Plant | solar | DEU | 2013 |  |  |  | active | elc_spv-DEU_0082 | 0.0011 | 1336.5 | 21.45 | 0 | 1 | 0.13292
ep_solar_pv_082 | Aggregated Plant | solar | DEU | 2022 |  |  |  | active | elc_spv-DEU_0082 | 0.0208 | 1336.5 | 21.45 | 0 | 1 | 0.13292
ep_solar_pv_082 | Aggregated Plant | solar | DEU | 2023 |  |  |  | active | elc_spv-DEU_0082 | 0.007 | 1336.5 | 21.45 | 0 | 1 | 0.13292
ep_solar_pv_082 | Aggregated Plant | solar | DEU | 2024 |  |  |  | active | elc_spv-DEU_0082 | 0.0223 | 1336.5 | 21.45 | 0 | 1 | 0.13292
ep_solar_pv_083 | Aggregated Plant | solar | DEU | 2010 |  |  |  | active | elc_spv-DEU_0083 | 0.0042 | 1336.5 | 21.45 | 0 | 1 | 0.13253
ep_solar_pv_083 | Aggregated Plant | solar | DEU | 2011 |  |  |  | active | elc_spv-DEU_0083 | 0.0036 | 1336.5 | 21.45 | 0 | 1 | 0.13253
ep_solar_pv_083 | Aggregated Plant | solar | DEU | 2012 |  |  |  | active | elc_spv-DEU_0083 | 0.0034 | 1336.5 | 21.45 | 0 | 1 | 0.13253
ep_solar_pv_083 | Aggregated Plant | solar | DEU | 2013 |  |  |  | active | elc_spv-DEU_0083 | 0.002 | 1336.5 | 21.45 | 0 | 1 | 0.13253
ep_solar_pv_083 | Aggregated Plant | solar | DEU | 2016 |  |  |  | active | elc_spv-DEU_0083 | 0.002 | 1336.5 | 21.45 | 0 | 1 | 0.13253
ep_solar_pv_083 | Aggregated Plant | solar | DEU | 2017 |  |  |  | active | elc_spv-DEU_0083 | 0.0024 | 1336.5 | 21.45 | 0 | 1 | 0.13253
ep_solar_pv_083 | Aggregated Plant | solar | DEU | 2022 |  |  |  | active | elc_spv-DEU_0083 | 0.0098 | 1336.5 | 21.45 | 0 | 1 | 0.13253
ep_solar_pv_083 | Aggregated Plant | solar | DEU | 2024 |  |  |  | active | elc_spv-DEU_0083 | 0.0071 | 1336.5 | 21.45 | 0 | 1 | 0.13253
ep_solar_pv_084 | Aggregated Plant | solar | DEU | 2022 |  |  |  | active | elc_spv-DEU_0084 | 0.0019 | 1336.5 | 21.45 | 0 | 1 | 0.13563
ep_solar_pv_084 | Aggregated Plant | solar | DEU | 2023 |  |  |  | active | elc_spv-DEU_0084 | 0.004 | 1336.5 | 21.45 | 0 | 1 | 0.13563
ep_solar_pv_084 | Aggregated Plant | solar | DEU | 2024 |  |  |  | active | elc_spv-DEU_0084 | 0.0093 | 1336.5 | 21.45 | 0 | 1 | 0.13563
ep_solar_pv_085 | Aggregated Plant | solar | DEU | 2010 |  |  |  | active | elc_spv-DEU_0085 | 0.0011 | 1336.5 | 21.45 | 0 | 1 | 0.13944
ep_solar_pv_085 | Aggregated Plant | solar | DEU | 2013 |  |  |  | active | elc_spv-DEU_0085 | 0.0062 | 1336.5 | 21.45 | 0 | 1 | 0.13944
ep_solar_pv_085 | Aggregated Plant | solar | DEU | 2014 |  |  |  | active | elc_spv-DEU_0085 | 0.0054 | 1336.5 | 21.45 | 0 | 1 | 0.13944
ep_solar_pv_085 | Aggregated Plant | solar | DEU | 2016 |  |  |  | active | elc_spv-DEU_0085 | 0.0025 | 1336.5 | 21.45 | 0 | 1 | 0.13944
ep_solar_pv_085 | Aggregated Plant | solar | DEU | 2017 |  |  |  | active | elc_spv-DEU_0085 | 0.0152 | 1336.5 | 21.45 | 0 | 1 | 0.13944
ep_solar_pv_085 | Aggregated Plant | solar | DEU | 2022 |  |  |  | active | elc_spv-DEU_0085 | 0.0366 | 1336.5 | 21.45 | 0 | 1 | 0.13944
ep_solar_pv_085 | Aggregated Plant | solar | DEU | 2023 |  |  |  | active | elc_spv-DEU_0085 | 0.0703 | 1336.5 | 21.45 | 0 | 1 | 0.13944
ep_solar_pv_085 | Aggregated Plant | solar | DEU | 2024 |  |  |  | active | elc_spv-DEU_0085 | 0.0252 | 1336.5 | 21.45 | 0 | 1 | 0.13944
ep_solar_pv_086 | Aggregated Plant | solar | DEU | 2011 |  |  |  | active | elc_spv-DEU_0086 | 0.0015 | 1336.5 | 21.45 | 0 | 1 | 0.14265
ep_solar_pv_086 | Aggregated Plant | solar | DEU | 2012 |  |  |  | active | elc_spv-DEU_0086 | 0.0049 | 1336.5 | 21.45 | 0 | 1 | 0.14265
ep_solar_pv_086 | Aggregated Plant | solar | DEU | 2014 |  |  |  | active | elc_spv-DEU_0086 | 0.0047 | 1336.5 | 21.45 | 0 | 1 | 0.14265
ep_solar_pv_086 | Aggregated Plant | solar | DEU | 2015 |  |  |  | active | elc_spv-DEU_0086 | 0.01 | 1336.5 | 21.45 | 0 | 1 | 0.14265
ep_solar_pv_086 | Aggregated Plant | solar | DEU | 2016 |  |  |  | active | elc_spv-DEU_0086 | 0.0017 | 1336.5 | 21.45 | 0 | 1 | 0.14265
ep_solar_pv_086 | Aggregated Plant | solar | DEU | 2017 |  |  |  | active | elc_spv-DEU_0086 | 0.0092 | 1336.5 | 21.45 | 0 | 1 | 0.14265
ep_solar_pv_086 | Aggregated Plant | solar | DEU | 2018 |  |  |  | active | elc_spv-DEU_0086 | 0.0243 | 1336.5 | 21.45 | 0 | 1 | 0.14265
ep_solar_pv_086 | Aggregated Plant | solar | DEU | 2019 |  |  |  | active | elc_spv-DEU_0086 | 0.0392 | 1336.5 | 21.45 | 0 | 1 | 0.14265
ep_solar_pv_086 | Aggregated Plant | solar | DEU | 2020 |  |  |  | active | elc_spv-DEU_0086 | 0.0188 | 1336.5 | 21.45 | 0 | 1 | 0.14265
ep_solar_pv_086 | Aggregated Plant | solar | DEU | 2021 |  |  |  | active | elc_spv-DEU_0086 | 0.0356 | 1336.5 | 21.45 | 0 | 1 | 0.14265
ep_solar_pv_086 | Aggregated Plant | solar | DEU | 2023 |  |  |  | active | elc_spv-DEU_0086 | 0.1152 | 1336.5 | 21.45 | 0 | 1 | 0.14265
ep_solar_pv_086 | Aggregated Plant | solar | DEU | 2024 |  |  |  | active | elc_spv-DEU_0086 | 0.1447 | 1336.5 | 21.45 | 0 | 1 | 0.14265
ep_solar_pv_087 | Aggregated Plant | solar | DEU | 2010 |  |  |  | active | elc_spv-DEU_0087 | 0.0017 | 1336.5 | 21.45 | 0 | 1 | 0.14549
ep_solar_pv_087 | Aggregated Plant | solar | DEU | 2011 |  |  |  | active | elc_spv-DEU_0087 | 0.0028 | 1336.5 | 21.45 | 0 | 1 | 0.14549
ep_solar_pv_087 | Aggregated Plant | solar | DEU | 2012 |  |  |  | active | elc_spv-DEU_0087 | 0.0013 | 1336.5 | 21.45 | 0 | 1 | 0.14549
ep_solar_pv_087 | Aggregated Plant | solar | DEU | 2016 |  |  |  | active | elc_spv-DEU_0087 | 0.0015 | 1336.5 | 21.45 | 0 | 1 | 0.14549
ep_solar_pv_087 | Aggregated Plant | solar | DEU | 2018 |  |  |  | active | elc_spv-DEU_0087 | 0.0345 | 1336.5 | 21.45 | 0 | 1 | 0.14549
ep_solar_pv_087 | Aggregated Plant | solar | DEU | 2019 |  |  |  | active | elc_spv-DEU_0087 | 0.0087 | 1336.5 | 21.45 | 0 | 1 | 0.14549
ep_solar_pv_087 | Aggregated Plant | solar | DEU | 2022 |  |  |  | active | elc_spv-DEU_0087 | 0.011 | 1336.5 | 21.45 | 0 | 1 | 0.14549
ep_solar_pv_088 | Aggregated Plant | solar | DEU | 2005 |  |  |  | active | elc_spv-DEU_0088 | 0.0012 | 1336.5 | 21.45 | 0 | 1 | 0.16629
ep_solar_pv_088 | Aggregated Plant | solar | DEU | 2011 |  |  |  | active | elc_spv-DEU_0088 | 0.001 | 1336.5 | 21.45 | 0 | 1 | 0.16629
ep_solar_pv_088 | Aggregated Plant | solar | DEU | 2012 |  |  |  | active | elc_spv-DEU_0088 | 0.0028 | 1336.5 | 21.45 | 0 | 1 | 0.16629
ep_solar_pv_088 | Aggregated Plant | solar | DEU | 2013 |  |  |  | active | elc_spv-DEU_0088 | 0.0228 | 1336.5 | 21.45 | 0 | 1 | 0.16629
ep_solar_pv_088 | Aggregated Plant | solar | DEU | 2022 |  |  |  | active | elc_spv-DEU_0088 | 0.0086 | 1336.5 | 21.45 | 0 | 1 | 0.16629
ep_solar_pv_088 | Aggregated Plant | solar | DEU | 2023 |  |  |  | active | elc_spv-DEU_0088 | 0.0075 | 1336.5 | 21.45 | 0 | 1 | 0.16629
ep_solar_pv_088 | Aggregated Plant | solar | DEU | 2024 |  |  |  | active | elc_spv-DEU_0088 | 0.0257 | 1336.5 | 21.45 | 0 | 1 | 0.16629
ep_solar_pv_089 | Aggregated Plant | solar | DEU | 2005 |  |  |  | active | elc_spv-DEU_0089 | 0.0047 | 1336.5 | 21.45 | 0 | 1 | 0.15572
ep_solar_pv_089 | Aggregated Plant | solar | DEU | 2007 |  |  |  | active | elc_spv-DEU_0089 | 0.0046 | 1336.5 | 21.45 | 0 | 1 | 0.15572
ep_solar_pv_089 | Aggregated Plant | solar | DEU | 2008 |  |  |  | active | elc_spv-DEU_0089 | 0.0058 | 1336.5 | 21.45 | 0 | 1 | 0.15572
ep_solar_pv_089 | Aggregated Plant | solar | DEU | 2009 |  |  |  | active | elc_spv-DEU_0089 | 0.0229 | 1336.5 | 21.45 | 0 | 1 | 0.15572
ep_solar_pv_089 | Aggregated Plant | solar | DEU | 2010 |  |  |  | active | elc_spv-DEU_0089 | 0.0218 | 1336.5 | 21.45 | 0 | 1 | 0.15572
ep_solar_pv_089 | Aggregated Plant | solar | DEU | 2011 |  |  |  | active | elc_spv-DEU_0089 | 0.0153 | 1336.5 | 21.45 | 0 | 1 | 0.15572
ep_solar_pv_089 | Aggregated Plant | solar | DEU | 2012 |  |  |  | active | elc_spv-DEU_0089 | 0.0072 | 1336.5 | 21.45 | 0 | 1 | 0.15572
ep_solar_pv_089 | Aggregated Plant | solar | DEU | 2013 |  |  |  | active | elc_spv-DEU_0089 | 0.0328 | 1336.5 | 21.45 | 0 | 1 | 0.15572
ep_solar_pv_089 | Aggregated Plant | solar | DEU | 2015 |  |  |  | active | elc_spv-DEU_0089 | 0.0165 | 1336.5 | 21.45 | 0 | 1 | 0.15572
ep_solar_pv_089 | Aggregated Plant | solar | DEU | 2016 |  |  |  | active | elc_spv-DEU_0089 | 0.0014 | 1336.5 | 21.45 | 0 | 1 | 0.15572
ep_solar_pv_089 | Aggregated Plant | solar | DEU | 2017 |  |  |  | active | elc_spv-DEU_0089 | 0.0134 | 1336.5 | 21.45 | 0 | 1 | 0.15572
ep_solar_pv_089 | Aggregated Plant | solar | DEU | 2018 |  |  |  | active | elc_spv-DEU_0089 | 0.008 | 1336.5 | 21.45 | 0 | 1 | 0.15572
ep_solar_pv_089 | Aggregated Plant | solar | DEU | 2019 |  |  |  | active | elc_spv-DEU_0089 | 0.0265 | 1336.5 | 21.45 | 0 | 1 | 0.15572
ep_solar_pv_089 | Aggregated Plant | solar | DEU | 2022 |  |  |  | active | elc_spv-DEU_0089 | 0.0569 | 1336.5 | 21.45 | 0 | 1 | 0.15572
ep_solar_pv_089 | Aggregated Plant | solar | DEU | 2023 |  |  |  | active | elc_spv-DEU_0089 | 0.0449 | 1336.5 | 21.45 | 0 | 1 | 0.15572
ep_solar_pv_089 | Aggregated Plant | solar | DEU | 2024 |  |  |  | active | elc_spv-DEU_0089 | 0.1121 | 1336.5 | 21.45 | 0 | 1 | 0.15572
ep_solar_pv_089__m | Aggregated Plant | solar | DEU | 2004 |  |  |  | mothballed | elc_spv-DEU_0089 | 0.002 | 1336.5 | 21.45 | 0 | 1 | 0.15572
ep_solar_pv_090 | Aggregated Plant | solar | DEU | 2004 |  |  |  | active | elc_spv-DEU_0090 | 0.001 | 1336.5 | 21.45 | 0 | 1 | 0.14718
ep_solar_pv_090 | Aggregated Plant | solar | DEU | 2006 |  |  |  | active | elc_spv-DEU_0090 | 0.0037 | 1336.5 | 21.45 | 0 | 1 | 0.14718
ep_solar_pv_090 | Aggregated Plant | solar | DEU | 2007 |  |  |  | active | elc_spv-DEU_0090 | 0.0027 | 1336.5 | 21.45 | 0 | 1 | 0.14718
ep_solar_pv_090 | Aggregated Plant | solar | DEU | 2008 |  |  |  | active | elc_spv-DEU_0090 | 0.0211 | 1336.5 | 21.45 | 0 | 1 | 0.14718
ep_solar_pv_090 | Aggregated Plant | solar | DEU | 2009 |  |  |  | active | elc_spv-DEU_0090 | 0.016 | 1336.5 | 21.45 | 0 | 1 | 0.14718
ep_solar_pv_090 | Aggregated Plant | solar | DEU | 2010 |  |  |  | active | elc_spv-DEU_0090 | 0.0484 | 1336.5 | 21.45 | 0 | 1 | 0.14718
ep_solar_pv_090 | Aggregated Plant | solar | DEU | 2011 |  |  |  | active | elc_spv-DEU_0090 | 0.0072 | 1336.5 | 21.45 | 0 | 1 | 0.14718
ep_solar_pv_090 | Aggregated Plant | solar | DEU | 2012 |  |  |  | active | elc_spv-DEU_0090 | 0.0036 | 1336.5 | 21.45 | 0 | 1 | 0.14718
ep_solar_pv_090 | Aggregated Plant | solar | DEU | 2013 |  |  |  | active | elc_spv-DEU_0090 | 0.0075 | 1336.5 | 21.45 | 0 | 1 | 0.14718
ep_solar_pv_090 | Aggregated Plant | solar | DEU | 2015 |  |  |  | active | elc_spv-DEU_0090 | 0.006 | 1336.5 | 21.45 | 0 | 1 | 0.14718
ep_solar_pv_090 | Aggregated Plant | solar | DEU | 2017 |  |  |  | active | elc_spv-DEU_0090 | 0.0069 | 1336.5 | 21.45 | 0 | 1 | 0.14718
ep_solar_pv_090 | Aggregated Plant | solar | DEU | 2022 |  |  |  | active | elc_spv-DEU_0090 | 0.024 | 1336.5 | 21.45 | 0 | 1 | 0.14718
ep_solar_pv_090 | Aggregated Plant | solar | DEU | 2023 |  |  |  | active | elc_spv-DEU_0090 | 0.0677 | 1336.5 | 21.45 | 0 | 1 | 0.14718
ep_solar_pv_090 | Aggregated Plant | solar | DEU | 2024 |  |  |  | active | elc_spv-DEU_0090 | 0.0473 | 1336.5 | 21.45 | 0 | 1 | 0.14718
ep_solar_pv_091 | Aggregated Plant | solar | DEU | 2006 |  |  |  | active | elc_spv-DEU_0091 | 0.0027 | 1336.5 | 21.45 | 0 | 1 | 0.14403
ep_solar_pv_091 | Aggregated Plant | solar | DEU | 2009 |  |  |  | active | elc_spv-DEU_0091 | 0.0159 | 1336.5 | 21.45 | 0 | 1 | 0.14403
ep_solar_pv_091 | Aggregated Plant | solar | DEU | 2010 |  |  |  | active | elc_spv-DEU_0091 | 0.0016 | 1336.5 | 21.45 | 0 | 1 | 0.14403
ep_solar_pv_091 | Aggregated Plant | solar | DEU | 2011 |  |  |  | active | elc_spv-DEU_0091 | 0.0063 | 1336.5 | 21.45 | 0 | 1 | 0.14403
ep_solar_pv_091 | Aggregated Plant | solar | DEU | 2012 |  |  |  | active | elc_spv-DEU_0091 | 0.0059 | 1336.5 | 21.45 | 0 | 1 | 0.14403
ep_solar_pv_091 | Aggregated Plant | solar | DEU | 2013 |  |  |  | active | elc_spv-DEU_0091 | 0.0043 | 1336.5 | 21.45 | 0 | 1 | 0.14403
ep_solar_pv_091 | Aggregated Plant | solar | DEU | 2014 |  |  |  | active | elc_spv-DEU_0091 | 0.012 | 1336.5 | 21.45 | 0 | 1 | 0.14403
ep_solar_pv_091 | Aggregated Plant | solar | DEU | 2017 |  |  |  | active | elc_spv-DEU_0091 | 0.006 | 1336.5 | 21.45 | 0 | 1 | 0.14403
ep_solar_pv_091 | Aggregated Plant | solar | DEU | 2018 |  |  |  | active | elc_spv-DEU_0091 | 0.0086 | 1336.5 | 21.45 | 0 | 1 | 0.14403
ep_solar_pv_091 | Aggregated Plant | solar | DEU | 2019 |  |  |  | active | elc_spv-DEU_0091 | 0.0056 | 1336.5 | 21.45 | 0 | 1 | 0.14403
ep_solar_pv_091 | Aggregated Plant | solar | DEU | 2020 |  |  |  | active | elc_spv-DEU_0091 | 0.0096 | 1336.5 | 21.45 | 0 | 1 | 0.14403
ep_solar_pv_091 | Aggregated Plant | solar | DEU | 2021 |  |  |  | active | elc_spv-DEU_0091 | 0.0122 | 1336.5 | 21.45 | 0 | 1 | 0.14403
ep_solar_pv_091 | Aggregated Plant | solar | DEU | 2022 |  |  |  | active | elc_spv-DEU_0091 | 0.0142 | 1336.5 | 21.45 | 0 | 1 | 0.14403
ep_solar_pv_091 | Aggregated Plant | solar | DEU | 2023 |  |  |  | active | elc_spv-DEU_0091 | 0.0486 | 1336.5 | 21.45 | 0 | 1 | 0.14403
ep_solar_pv_091 | Aggregated Plant | solar | DEU | 2024 |  |  |  | active | elc_spv-DEU_0091 | 0.0409 | 1336.5 | 21.45 | 0 | 1 | 0.14403
ep_solar_pv_092 | Aggregated Plant | solar | DEU | 2005 |  |  |  | active | elc_spv-DEU_0092 | 0.0027 | 1336.5 | 21.45 | 0 | 1 | 0.1427
ep_solar_pv_092 | Aggregated Plant | solar | DEU | 2006 |  |  |  | active | elc_spv-DEU_0092 | 0.0033 | 1336.5 | 21.45 | 0 | 1 | 0.1427
ep_solar_pv_092 | Aggregated Plant | solar | DEU | 2008 |  |  |  | active | elc_spv-DEU_0092 | 0.0028 | 1336.5 | 21.45 | 0 | 1 | 0.1427
ep_solar_pv_092 | Aggregated Plant | solar | DEU | 2009 |  |  |  | active | elc_spv-DEU_0092 | 0.0395 | 1336.5 | 21.45 | 0 | 1 | 0.1427
ep_solar_pv_092 | Aggregated Plant | solar | DEU | 2010 |  |  |  | active | elc_spv-DEU_0092 | 0.0199 | 1336.5 | 21.45 | 0 | 1 | 0.1427
ep_solar_pv_092 | Aggregated Plant | solar | DEU | 2011 |  |  |  | active | elc_spv-DEU_0092 | 0.0015 | 1336.5 | 21.45 | 0 | 1 | 0.1427
ep_solar_pv_092 | Aggregated Plant | solar | DEU | 2012 |  |  |  | active | elc_spv-DEU_0092 | 0.0348 | 1336.5 | 21.45 | 0 | 1 | 0.1427
ep_solar_pv_092 | Aggregated Plant | solar | DEU | 2013 |  |  |  | active | elc_spv-DEU_0092 | 0.0265 | 1336.5 | 21.45 | 0 | 1 | 0.1427
ep_solar_pv_092 | Aggregated Plant | solar | DEU | 2014 |  |  |  | active | elc_spv-DEU_0092 | 0.0063 | 1336.5 | 21.45 | 0 | 1 | 0.1427
ep_solar_pv_092 | Aggregated Plant | solar | DEU | 2015 |  |  |  | active | elc_spv-DEU_0092 | 0.0045 | 1336.5 | 21.45 | 0 | 1 | 0.1427
ep_solar_pv_092 | Aggregated Plant | solar | DEU | 2016 |  |  |  | active | elc_spv-DEU_0092 | 0.0018 | 1336.5 | 21.45 | 0 | 1 | 0.1427
ep_solar_pv_092 | Aggregated Plant | solar | DEU | 2018 |  |  |  | active | elc_spv-DEU_0092 | 0.0195 | 1336.5 | 21.45 | 0 | 1 | 0.1427
ep_solar_pv_092 | Aggregated Plant | solar | DEU | 2019 |  |  |  | active | elc_spv-DEU_0092 | 0.0095 | 1336.5 | 21.45 | 0 | 1 | 0.1427
ep_solar_pv_092 | Aggregated Plant | solar | DEU | 2020 |  |  |  | active | elc_spv-DEU_0092 | 0.018 | 1336.5 | 21.45 | 0 | 1 | 0.1427
ep_solar_pv_092 | Aggregated Plant | solar | DEU | 2021 |  |  |  | active | elc_spv-DEU_0092 | 0.0305 | 1336.5 | 21.45 | 0 | 1 | 0.1427
ep_solar_pv_092 | Aggregated Plant | solar | DEU | 2022 |  |  |  | active | elc_spv-DEU_0092 | 0.0509 | 1336.5 | 21.45 | 0 | 1 | 0.1427
ep_solar_pv_092 | Aggregated Plant | solar | DEU | 2023 |  |  |  | active | elc_spv-DEU_0092 | 0.0315 | 1336.5 | 21.45 | 0 | 1 | 0.1427
ep_solar_pv_092 | Aggregated Plant | solar | DEU | 2024 |  |  |  | active | elc_spv-DEU_0092 | 0.1052 | 1336.5 | 21.45 | 0 | 1 | 0.1427
ep_solar_pv_093 | Aggregated Plant | solar | DEU | 2007 |  |  |  | active | elc_spv-DEU_0093 | 0.0029 | 1336.5 | 21.45 | 0 | 1 | 0.14083
ep_solar_pv_093 | Aggregated Plant | solar | DEU | 2008 |  |  |  | active | elc_spv-DEU_0093 | 0.0017 | 1336.5 | 21.45 | 0 | 1 | 0.14083
ep_solar_pv_093 | Aggregated Plant | solar | DEU | 2009 |  |  |  | active | elc_spv-DEU_0093 | 0.0192 | 1336.5 | 21.45 | 0 | 1 | 0.14083
ep_solar_pv_093 | Aggregated Plant | solar | DEU | 2010 |  |  |  | active | elc_spv-DEU_0093 | 0.039 | 1336.5 | 21.45 | 0 | 1 | 0.14083
ep_solar_pv_093 | Aggregated Plant | solar | DEU | 2011 |  |  |  | active | elc_spv-DEU_0093 | 0.0164 | 1336.5 | 21.45 | 0 | 1 | 0.14083
ep_solar_pv_093 | Aggregated Plant | solar | DEU | 2012 |  |  |  | active | elc_spv-DEU_0093 | 0.0239 | 1336.5 | 21.45 | 0 | 1 | 0.14083
ep_solar_pv_093 | Aggregated Plant | solar | DEU | 2013 |  |  |  | active | elc_spv-DEU_0093 | 0.0205 | 1336.5 | 21.45 | 0 | 1 | 0.14083
ep_solar_pv_093 | Aggregated Plant | solar | DEU | 2014 |  |  |  | active | elc_spv-DEU_0093 | 0.008 | 1336.5 | 21.45 | 0 | 1 | 0.14083
ep_solar_pv_093 | Aggregated Plant | solar | DEU | 2017 |  |  |  | active | elc_spv-DEU_0093 | 0.0035 | 1336.5 | 21.45 | 0 | 1 | 0.14083
ep_solar_pv_093 | Aggregated Plant | solar | DEU | 2020 |  |  |  | active | elc_spv-DEU_0093 | 0.0154 | 1336.5 | 21.45 | 0 | 1 | 0.14083
ep_solar_pv_093 | Aggregated Plant | solar | DEU | 2021 |  |  |  | active | elc_spv-DEU_0093 | 0.0349 | 1336.5 | 21.45 | 0 | 1 | 0.14083
ep_solar_pv_093 | Aggregated Plant | solar | DEU | 2022 |  |  |  | active | elc_spv-DEU_0093 | 0.0888 | 1336.5 | 21.45 | 0 | 1 | 0.14083
ep_solar_pv_093 | Aggregated Plant | solar | DEU | 2023 |  |  |  | active | elc_spv-DEU_0093 | 0.0171 | 1336.5 | 21.45 | 0 | 1 | 0.14083
ep_solar_pv_093 | Aggregated Plant | solar | DEU | 2024 |  |  |  | active | elc_spv-DEU_0093 | 0.1039 | 1336.5 | 21.45 | 0 | 1 | 0.14083
ep_solar_pv_094 | Aggregated Plant | solar | DEU | 2005 |  |  |  | active | elc_spv-DEU_0094 | 0.001 | 1336.5 | 21.45 | 0 | 1 | 0.13813
ep_solar_pv_094 | Aggregated Plant | solar | DEU | 2007 |  |  |  | active | elc_spv-DEU_0094 | 0.001 | 1336.5 | 21.45 | 0 | 1 | 0.13813
ep_solar_pv_094 | Aggregated Plant | solar | DEU | 2009 |  |  |  | active | elc_spv-DEU_0094 | 0.0073 | 1336.5 | 21.45 | 0 | 1 | 0.13813
ep_solar_pv_094 | Aggregated Plant | solar | DEU | 2010 |  |  |  | active | elc_spv-DEU_0094 | 0.0336 | 1336.5 | 21.45 | 0 | 1 | 0.13813
ep_solar_pv_094 | Aggregated Plant | solar | DEU | 2011 |  |  |  | active | elc_spv-DEU_0094 | 0.0096 | 1336.5 | 21.45 | 0 | 1 | 0.13813
ep_solar_pv_094 | Aggregated Plant | solar | DEU | 2012 |  |  |  | active | elc_spv-DEU_0094 | 0.0061 | 1336.5 | 21.45 | 0 | 1 | 0.13813
ep_solar_pv_094 | Aggregated Plant | solar | DEU | 2013 |  |  |  | active | elc_spv-DEU_0094 | 0.0025 | 1336.5 | 21.45 | 0 | 1 | 0.13813
ep_solar_pv_094 | Aggregated Plant | solar | DEU | 2015 |  |  |  | active | elc_spv-DEU_0094 | 0.0214 | 1336.5 | 21.45 | 0 | 1 | 0.13813
ep_solar_pv_094 | Aggregated Plant | solar | DEU | 2018 |  |  |  | active | elc_spv-DEU_0094 | 0.0074 | 1336.5 | 21.45 | 0 | 1 | 0.13813
ep_solar_pv_094 | Aggregated Plant | solar | DEU | 2019 |  |  |  | active | elc_spv-DEU_0094 | 0.0293 | 1336.5 | 21.45 | 0 | 1 | 0.13813
ep_solar_pv_094 | Aggregated Plant | solar | DEU | 2020 |  |  |  | active | elc_spv-DEU_0094 | 0.0027 | 1336.5 | 21.45 | 0 | 1 | 0.13813
ep_solar_pv_094 | Aggregated Plant | solar | DEU | 2021 |  |  |  | active | elc_spv-DEU_0094 | 0.0883 | 1336.5 | 21.45 | 0 | 1 | 0.13813
ep_solar_pv_094 | Aggregated Plant | solar | DEU | 2022 |  |  |  | active | elc_spv-DEU_0094 | 0.0593 | 1336.5 | 21.45 | 0 | 1 | 0.13813
ep_solar_pv_094 | Aggregated Plant | solar | DEU | 2023 |  |  |  | active | elc_spv-DEU_0094 | 0.183 | 1222.8934 | 19.5566 | 0 | 1 | 0.13813
ep_solar_pv_094 | Aggregated Plant | solar | DEU | 2024 |  |  |  | active | elc_spv-DEU_0094 | 0.1633 | 1336.5 | 21.45 | 0 | 1 | 0.13813
ep_solar_pv_095 | Aggregated Plant | solar | DEU | 2009 |  |  |  | active | elc_spv-DEU_0095 | 0.0016 | 1336.5 | 21.45 | 0 | 1 | 0.13459
ep_solar_pv_095 | Aggregated Plant | solar | DEU | 2010 |  |  |  | active | elc_spv-DEU_0095 | 0.002 | 1336.5 | 21.45 | 0 | 1 | 0.13459
ep_solar_pv_095 | Aggregated Plant | solar | DEU | 2011 |  |  |  | active | elc_spv-DEU_0095 | 0.012 | 1336.5 | 21.45 | 0 | 1 | 0.13459
ep_solar_pv_095 | Aggregated Plant | solar | DEU | 2012 |  |  |  | active | elc_spv-DEU_0095 | 0.0317 | 1336.5 | 21.45 | 0 | 1 | 0.13459
ep_solar_pv_095 | Aggregated Plant | solar | DEU | 2013 |  |  |  | active | elc_spv-DEU_0095 | 0.0027 | 1336.5 | 21.45 | 0 | 1 | 0.13459
ep_solar_pv_095 | Aggregated Plant | solar | DEU | 2014 |  |  |  | active | elc_spv-DEU_0095 | 0.0011 | 1336.5 | 21.45 | 0 | 1 | 0.13459
ep_solar_pv_095 | Aggregated Plant | solar | DEU | 2015 |  |  |  | active | elc_spv-DEU_0095 | 0.0126 | 1336.5 | 21.45 | 0 | 1 | 0.13459
ep_solar_pv_095 | Aggregated Plant | solar | DEU | 2016 |  |  |  | active | elc_spv-DEU_0095 | 0.0074 | 1336.5 | 21.45 | 0 | 1 | 0.13459
ep_solar_pv_095 | Aggregated Plant | solar | DEU | 2018 |  |  |  | active | elc_spv-DEU_0095 | 0.0047 | 1336.5 | 21.45 | 0 | 1 | 0.13459
ep_solar_pv_095 | Aggregated Plant | solar | DEU | 2021 |  |  |  | active | elc_spv-DEU_0095 | 0.001 | 1336.5 | 21.45 | 0 | 1 | 0.13459
ep_solar_pv_095 | Aggregated Plant | solar | DEU | 2022 |  |  |  | active | elc_spv-DEU_0095 | 0.19355 | 1145.1493 | 18.2608 | 0 | 1 | 0.0045199
ep_solar_pv_095 | Aggregated Plant | solar | DEU | 2023 |  |  |  | active | elc_spv-DEU_0095 | 0.0058 | 1336.5 | 21.45 | 0 | 1 | 0.13459
ep_solar_pv_095 | Aggregated Plant | solar | DEU | 2024 |  |  |  | active | elc_spv-DEU_0095 | 0.007 | 1336.5 | 21.45 | 0 | 1 | 0.13459
ep_solar_pv_096 | Aggregated Plant | solar | DEU | 2009 |  |  |  | active | elc_spv-DEU_0096 | 0.0016 | 1336.5 | 21.45 | 0 | 1 | 0.13226
ep_solar_pv_096 | Aggregated Plant | solar | DEU | 2010 |  |  |  | active | elc_spv-DEU_0096 | 0.0021 | 1336.5 | 21.45 | 0 | 1 | 0.13226
ep_solar_pv_096 | Aggregated Plant | solar | DEU | 2011 |  |  |  | active | elc_spv-DEU_0096 | 0.0241 | 1336.5 | 21.45 | 0 | 1 | 0.13226
ep_solar_pv_096 | Aggregated Plant | solar | DEU | 2012 |  |  |  | active | elc_spv-DEU_0096 | 0.0233 | 1336.5 | 21.45 | 0 | 1 | 0.13226
ep_solar_pv_096 | Aggregated Plant | solar | DEU | 2013 |  |  |  | active | elc_spv-DEU_0096 | 0.0192 | 1336.5 | 21.45 | 0 | 1 | 0.13226
ep_solar_pv_096 | Aggregated Plant | solar | DEU | 2014 |  |  |  | active | elc_spv-DEU_0096 | 0.0033 | 1336.5 | 21.45 | 0 | 1 | 0.13226
ep_solar_pv_096 | Aggregated Plant | solar | DEU | 2015 |  |  |  | active | elc_spv-DEU_0096 | 0.0081 | 1336.5 | 21.45 | 0 | 1 | 0.13226
ep_solar_pv_096 | Aggregated Plant | solar | DEU | 2016 |  |  |  | active | elc_spv-DEU_0096 | 0.0101 | 1336.5 | 21.45 | 0 | 1 | 0.13226
ep_solar_pv_096 | Aggregated Plant | solar | DEU | 2018 |  |  |  | active | elc_spv-DEU_0096 | 0.0013 | 1336.5 | 21.45 | 0 | 1 | 0.13226
ep_solar_pv_096 | Aggregated Plant | solar | DEU | 2019 |  |  |  | active | elc_spv-DEU_0096 | 0.005 | 1336.5 | 21.45 | 0 | 1 | 0.13226
ep_solar_pv_096 | Aggregated Plant | solar | DEU | 2020 |  |  |  | active | elc_spv-DEU_0096 | 0.0186 | 1336.5 | 21.45 | 0 | 1 | 0.13226
ep_solar_pv_096 | Aggregated Plant | solar | DEU | 2021 |  |  |  | active | elc_spv-DEU_0096 | 0.0205 | 1336.5 | 21.45 | 0 | 1 | 0.13226
ep_solar_pv_096 | Aggregated Plant | solar | DEU | 2022 |  |  |  | active | elc_spv-DEU_0096 | 0.0031 | 1336.5 | 21.45 | 0 | 1 | 0.13226
ep_solar_pv_096 | Aggregated Plant | solar | DEU | 2023 |  |  |  | active | elc_spv-DEU_0096 | 0.0052 | 1336.5 | 21.45 | 0 | 1 | 0.13226
ep_solar_pv_096 | Aggregated Plant | solar | DEU | 2024 |  |  |  | active | elc_spv-DEU_0096 | 0.0169 | 1336.5 | 21.45 | 0 | 1 | 0.13226
ep_solar_pv_097 | Aggregated Plant | solar | DEU | 2009 |  |  |  | active | elc_spv-DEU_0097 | 0.0013 | 1336.5 | 21.45 | 0 | 1 | 0.13331
ep_solar_pv_097 | Aggregated Plant | solar | DEU | 2011 |  |  |  | active | elc_spv-DEU_0097 | 0.0093 | 1336.5 | 21.45 | 0 | 1 | 0.13331
ep_solar_pv_097 | Aggregated Plant | solar | DEU | 2012 |  |  |  | active | elc_spv-DEU_0097 | 0.0123 | 1336.5 | 21.45 | 0 | 1 | 0.13331
ep_solar_pv_097 | Aggregated Plant | solar | DEU | 2013 |  |  |  | active | elc_spv-DEU_0097 | 0.0073 | 1336.5 | 21.45 | 0 | 1 | 0.13331
ep_solar_pv_097 | Aggregated Plant | solar | DEU | 2014 |  |  |  | active | elc_spv-DEU_0097 | 0.0104 | 1336.5 | 21.45 | 0 | 1 | 0.13331
ep_solar_pv_097 | Aggregated Plant | solar | DEU | 2015 |  |  |  | active | elc_spv-DEU_0097 | 0.0058 | 1336.5 | 21.45 | 0 | 1 | 0.13331
ep_solar_pv_097 | Aggregated Plant | solar | DEU | 2021 |  |  |  | active | elc_spv-DEU_0097 | 0.0151 | 1336.5 | 21.45 | 0 | 1 | 0.13331
ep_solar_pv_097 | Aggregated Plant | solar | DEU | 2022 |  |  |  | active | elc_spv-DEU_0097 | 0.0089 | 1336.5 | 21.45 | 0 | 1 | 0.13331
ep_solar_pv_097 | Aggregated Plant | solar | DEU | 2023 |  |  |  | active | elc_spv-DEU_0097 | 0.009 | 1336.5 | 21.45 | 0 | 1 | 0.13331
ep_solar_pv_098 | Aggregated Plant | solar | DEU | 2010 |  |  |  | active | elc_spv-DEU_0098 | 0.0036 | 1336.5 | 21.45 | 0 | 1 | 0.1343
ep_solar_pv_098 | Aggregated Plant | solar | DEU | 2011 |  |  |  | active | elc_spv-DEU_0098 | 0.0046 | 1336.5 | 21.45 | 0 | 1 | 0.1343
ep_solar_pv_098 | Aggregated Plant | solar | DEU | 2012 |  |  |  | active | elc_spv-DEU_0098 | 0.0224 | 1336.5 | 21.45 | 0 | 1 | 0.1343
ep_solar_pv_098 | Aggregated Plant | solar | DEU | 2013 |  |  |  | active | elc_spv-DEU_0098 | 0.0057 | 1336.5 | 21.45 | 0 | 1 | 0.1343
ep_solar_pv_098 | Aggregated Plant | solar | DEU | 2015 |  |  |  | active | elc_spv-DEU_0098 | 0.0092 | 1336.5 | 21.45 | 0 | 1 | 0.1343
ep_solar_pv_098 | Aggregated Plant | solar | DEU | 2016 |  |  |  | active | elc_spv-DEU_0098 | 0.0036 | 1336.5 | 21.45 | 0 | 1 | 0.1343
ep_solar_pv_098 | Aggregated Plant | solar | DEU | 2019 |  |  |  | active | elc_spv-DEU_0098 | 0.0022 | 1336.5 | 21.45 | 0 | 1 | 0.1343
ep_solar_pv_098 | Aggregated Plant | solar | DEU | 2022 |  |  |  | active | elc_spv-DEU_0098 | 0.0038 | 1336.5 | 21.45 | 0 | 1 | 0.1343
ep_solar_pv_098 | Aggregated Plant | solar | DEU | 2023 |  |  |  | active | elc_spv-DEU_0098 | 0.0183 | 1336.5 | 21.45 | 0 | 1 | 0.1343
ep_solar_pv_098 | Aggregated Plant | solar | DEU | 2024 |  |  |  | active | elc_spv-DEU_0098 | 0.0365 | 1336.5 | 21.45 | 0 | 1 | 0.1343
ep_solar_pv_099 | Aggregated Plant | solar | DEU | 2008 |  |  |  | active | elc_spv-DEU_0099 | 0.0022 | 1336.5 | 21.45 | 0 | 1 | 0.13348
ep_solar_pv_099 | Aggregated Plant | solar | DEU | 2009 |  |  |  | active | elc_spv-DEU_0099 | 0.0011 | 1336.5 | 21.45 | 0 | 1 | 0.13348
ep_solar_pv_099 | Aggregated Plant | solar | DEU | 2011 |  |  |  | active | elc_spv-DEU_0099 | 0.0035 | 1336.5 | 21.45 | 0 | 1 | 0.13348
ep_solar_pv_099 | Aggregated Plant | solar | DEU | 2012 |  |  |  | active | elc_spv-DEU_0099 | 0.0098 | 1336.5 | 21.45 | 0 | 1 | 0.13348
ep_solar_pv_099 | Aggregated Plant | solar | DEU | 2013 |  |  |  | active | elc_spv-DEU_0099 | 0.0042 | 1336.5 | 21.45 | 0 | 1 | 0.13348
ep_solar_pv_099 | Aggregated Plant | solar | DEU | 2016 |  |  |  | active | elc_spv-DEU_0099 | 0.0023 | 1336.5 | 21.45 | 0 | 1 | 0.13348
ep_solar_pv_099 | Aggregated Plant | solar | DEU | 2022 |  |  |  | active | elc_spv-DEU_0099 | 0.0014 | 1336.5 | 21.45 | 0 | 1 | 0.13348
ep_solar_pv_099 | Aggregated Plant | solar | DEU | 2023 |  |  |  | active | elc_spv-DEU_0099 | 0.0158 | 1336.5 | 21.45 | 0 | 1 | 0.13348
ep_solar_pv_099 | Aggregated Plant | solar | DEU | 2024 |  |  |  | active | elc_spv-DEU_0099 | 0.0369 | 1336.5 | 21.45 | 0 | 1 | 0.13348
ep_solar_pv_100 | Aggregated Plant | solar | DEU | 2010 |  |  |  | active | elc_spv-DEU_0100 | 0.0011 | 1336.5 | 21.45 | 0 | 1 | 0.13327
ep_solar_pv_100 | Aggregated Plant | solar | DEU | 2012 |  |  |  | active | elc_spv-DEU_0100 | 0.0018 | 1336.5 | 21.45 | 0 | 1 | 0.13327
ep_solar_pv_100 | Aggregated Plant | solar | DEU | 2021 |  |  |  | active | elc_spv-DEU_0100 | 0.0016 | 1336.5 | 21.45 | 0 | 1 | 0.13327
ep_solar_pv_100 | Aggregated Plant | solar | DEU | 2022 |  |  |  | active | elc_spv-DEU_0100 | 0.0083 | 1336.5 | 21.45 | 0 | 1 | 0.13327
ep_solar_pv_101 | Aggregated Plant | solar | DEU | 2012 |  |  |  | active | elc_spv-DEU_0101 | 0.0349 | 1336.5 | 21.45 | 0 | 1 | 0.13618
ep_solar_pv_101 | Aggregated Plant | solar | DEU | 2013 |  |  |  | active | elc_spv-DEU_0101 | 0.0036 | 1336.5 | 21.45 | 0 | 1 | 0.13618
ep_solar_pv_101 | Aggregated Plant | solar | DEU | 2021 |  |  |  | active | elc_spv-DEU_0101 | 0.0024 | 1336.5 | 21.45 | 0 | 1 | 0.13618
ep_solar_pv_101 | Aggregated Plant | solar | DEU | 2023 |  |  |  | active | elc_spv-DEU_0101 | 0.001 | 1336.5 | 21.45 | 0 | 1 | 0.13618
ep_solar_pv_101 | Aggregated Plant | solar | DEU | 2024 |  |  |  | active | elc_spv-DEU_0101 | 0.0157 | 1336.5 | 21.45 | 0 | 1 | 0.13618
ep_solar_pv_102 | Aggregated Plant | solar | DEU | 2012 |  |  |  | active | elc_spv-DEU_0102 | 0.004 | 1336.5 | 21.45 | 0 | 1 | 0.14178
ep_solar_pv_102 | Aggregated Plant | solar | DEU | 2022 |  |  |  | active | elc_spv-DEU_0102 | 0.0131 | 1336.5 | 21.45 | 0 | 1 | 0.14178
ep_solar_pv_102 | Aggregated Plant | solar | DEU | 2023 |  |  |  | active | elc_spv-DEU_0102 | 0.0025 | 1336.5 | 21.45 | 0 | 1 | 0.14178
ep_solar_pv_102 | Aggregated Plant | solar | DEU | 2024 |  |  |  | active | elc_spv-DEU_0102 | 0.0226 | 1336.5 | 21.45 | 0 | 1 | 0.14178
ep_solar_pv_103 | Aggregated Plant | solar | DEU | 2012 |  |  |  | active | elc_spv-DEU_0103 | 0.0012 | 1336.5 | 21.45 | 0 | 1 | 0.14599
ep_solar_pv_103 | Aggregated Plant | solar | DEU | 2022 |  |  |  | active | elc_spv-DEU_0103 | 0.0172 | 1336.5 | 21.45 | 0 | 1 | 0.14599
ep_solar_pv_104 | Aggregated Plant | solar | DEU | 2009 |  |  |  | active | elc_spv-DEU_0104 | 0.0012 | 1336.5 | 21.45 | 0 | 1 | 0.16601
ep_solar_pv_104 | Aggregated Plant | solar | DEU | 2010 |  |  |  | active | elc_spv-DEU_0104 | 0.0035 | 1336.5 | 21.45 | 0 | 1 | 0.16601
ep_solar_pv_104 | Aggregated Plant | solar | DEU | 2018 |  |  |  | active | elc_spv-DEU_0104 | 0.0017 | 1336.5 | 21.45 | 0 | 1 | 0.16601
ep_solar_pv_104 | Aggregated Plant | solar | DEU | 2024 |  |  |  | active | elc_spv-DEU_0104 | 0.017 | 1336.5 | 21.45 | 0 | 1 | 0.16601
ep_solar_pv_105 | Aggregated Plant | solar | DEU | 2005 |  |  |  | active | elc_spv-DEU_0105 | 0.0036 | 1336.5 | 21.45 | 0 | 1 | 0.15479
ep_solar_pv_105 | Aggregated Plant | solar | DEU | 2006 |  |  |  | active | elc_spv-DEU_0105 | 0.0022 | 1336.5 | 21.45 | 0 | 1 | 0.15479
ep_solar_pv_105 | Aggregated Plant | solar | DEU | 2007 |  |  |  | active | elc_spv-DEU_0105 | 0.0261 | 1336.5 | 21.45 | 0 | 1 | 0.15479
ep_solar_pv_105 | Aggregated Plant | solar | DEU | 2008 |  |  |  | active | elc_spv-DEU_0105 | 0.0059 | 1336.5 | 21.45 | 0 | 1 | 0.15479
ep_solar_pv_105 | Aggregated Plant | solar | DEU | 2009 |  |  |  | active | elc_spv-DEU_0105 | 0.0166 | 1336.5 | 21.45 | 0 | 1 | 0.15479
ep_solar_pv_105 | Aggregated Plant | solar | DEU | 2010 |  |  |  | active | elc_spv-DEU_0105 | 0.0266 | 1336.5 | 21.45 | 0 | 1 | 0.15479
ep_solar_pv_105 | Aggregated Plant | solar | DEU | 2011 |  |  |  | active | elc_spv-DEU_0105 | 0.0104 | 1336.5 | 21.45 | 0 | 1 | 0.15479
ep_solar_pv_105 | Aggregated Plant | solar | DEU | 2012 |  |  |  | active | elc_spv-DEU_0105 | 0.0251 | 1336.5 | 21.45 | 0 | 1 | 0.15479
ep_solar_pv_105 | Aggregated Plant | solar | DEU | 2013 |  |  |  | active | elc_spv-DEU_0105 | 0.0056 | 1336.5 | 21.45 | 0 | 1 | 0.15479
ep_solar_pv_105 | Aggregated Plant | solar | DEU | 2014 |  |  |  | active | elc_spv-DEU_0105 | 0.01 | 1336.5 | 21.45 | 0 | 1 | 0.15479
ep_solar_pv_105 | Aggregated Plant | solar | DEU | 2019 |  |  |  | active | elc_spv-DEU_0105 | 0.01 | 1336.5 | 21.45 | 0 | 1 | 0.15479
ep_solar_pv_105 | Aggregated Plant | solar | DEU | 2021 |  |  |  | active | elc_spv-DEU_0105 | 0.008 | 1336.5 | 21.45 | 0 | 1 | 0.15479
ep_solar_pv_105 | Aggregated Plant | solar | DEU | 2022 |  |  |  | active | elc_spv-DEU_0105 | 0.0397 | 1336.5 | 21.45 | 0 | 1 | 0.15479
ep_solar_pv_105 | Aggregated Plant | solar | DEU | 2023 |  |  |  | active | elc_spv-DEU_0105 | 0.0164 | 1336.5 | 21.45 | 0 | 1 | 0.15479
ep_solar_pv_105 | Aggregated Plant | solar | DEU | 2024 |  |  |  | active | elc_spv-DEU_0105 | 0.0781 | 1336.5 | 21.45 | 0 | 1 | 0.15479
ep_solar_pv_106 | Aggregated Plant | solar | DEU | 2005 |  |  |  | active | elc_spv-DEU_0106 | 0.0072 | 1336.5 | 21.45 | 0 | 1 | 0.14838
ep_solar_pv_106 | Aggregated Plant | solar | DEU | 2006 |  |  |  | active | elc_spv-DEU_0106 | 0.0035 | 1336.5 | 21.45 | 0 | 1 | 0.14838
ep_solar_pv_106 | Aggregated Plant | solar | DEU | 2007 |  |  |  | active | elc_spv-DEU_0106 | 0.0249 | 1336.5 | 21.45 | 0 | 1 | 0.14838
ep_solar_pv_106 | Aggregated Plant | solar | DEU | 2008 |  |  |  | active | elc_spv-DEU_0106 | 0.0098 | 1336.5 | 21.45 | 0 | 1 | 0.14838
ep_solar_pv_106 | Aggregated Plant | solar | DEU | 2009 |  |  |  | active | elc_spv-DEU_0106 | 0.0379 | 1336.5 | 21.45 | 0 | 1 | 0.14838
ep_solar_pv_106 | Aggregated Plant | solar | DEU | 2010 |  |  |  | active | elc_spv-DEU_0106 | 0.006 | 1336.5 | 21.45 | 0 | 1 | 0.14838
ep_solar_pv_106 | Aggregated Plant | solar | DEU | 2011 |  |  |  | active | elc_spv-DEU_0106 | 0.0071 | 1336.5 | 21.45 | 0 | 1 | 0.14838
ep_solar_pv_106 | Aggregated Plant | solar | DEU | 2012 |  |  |  | active | elc_spv-DEU_0106 | 0.0088 | 1336.5 | 21.45 | 0 | 1 | 0.14838
ep_solar_pv_106 | Aggregated Plant | solar | DEU | 2013 |  |  |  | active | elc_spv-DEU_0106 | 0.0205 | 1336.5 | 21.45 | 0 | 1 | 0.14838
ep_solar_pv_106 | Aggregated Plant | solar | DEU | 2014 |  |  |  | active | elc_spv-DEU_0106 | 0.0097 | 1336.5 | 21.45 | 0 | 1 | 0.14838
ep_solar_pv_106 | Aggregated Plant | solar | DEU | 2015 |  |  |  | active | elc_spv-DEU_0106 | 0.0018 | 1336.5 | 21.45 | 0 | 1 | 0.14838
ep_solar_pv_106 | Aggregated Plant | solar | DEU | 2020 |  |  |  | active | elc_spv-DEU_0106 | 0.0304 | 1336.5 | 21.45 | 0 | 1 | 0.14838
ep_solar_pv_106 | Aggregated Plant | solar | DEU | 2021 |  |  |  | active | elc_spv-DEU_0106 | 0.1219 | 1243.9159 | 19.9069 | 0 | 1 | 0.14838
ep_solar_pv_106 | Aggregated Plant | solar | DEU | 2022 |  |  |  | active | elc_spv-DEU_0106 | 0.0778 | 1336.5 | 21.45 | 0 | 1 | 0.14838
ep_solar_pv_106 | Aggregated Plant | solar | DEU | 2023 |  |  |  | active | elc_spv-DEU_0106 | 0.1931 | 1185.4622 | 18.9327 | 0 | 1 | 0.14838
ep_solar_pv_106 | Aggregated Plant | solar | DEU | 2024 |  |  |  | active | elc_spv-DEU_0106 | 0.0651 | 1336.5 | 21.45 | 0 | 1 | 0.14838
ep_solar_pv_107 | Aggregated Plant | solar | DEU | 2006 |  |  |  | active | elc_spv-DEU_0107 | 0.0024 | 1336.5 | 21.45 | 0 | 1 | 0.14528
ep_solar_pv_107 | Aggregated Plant | solar | DEU | 2007 |  |  |  | active | elc_spv-DEU_0107 | 0.0026 | 1336.5 | 21.45 | 0 | 1 | 0.14528
ep_solar_pv_107 | Aggregated Plant | solar | DEU | 2008 |  |  |  | active | elc_spv-DEU_0107 | 0.0017 | 1336.5 | 21.45 | 0 | 1 | 0.14528
ep_solar_pv_107 | Aggregated Plant | solar | DEU | 2009 |  |  |  | active | elc_spv-DEU_0107 | 0.0117 | 1336.5 | 21.45 | 0 | 1 | 0.14528
ep_solar_pv_107 | Aggregated Plant | solar | DEU | 2010 |  |  |  | active | elc_spv-DEU_0107 | 0.0092 | 1336.5 | 21.45 | 0 | 1 | 0.14528
ep_solar_pv_107 | Aggregated Plant | solar | DEU | 2011 |  |  |  | active | elc_spv-DEU_0107 | 0.0019 | 1336.5 | 21.45 | 0 | 1 | 0.14528
ep_solar_pv_107 | Aggregated Plant | solar | DEU | 2012 |  |  |  | active | elc_spv-DEU_0107 | 0.005 | 1336.5 | 21.45 | 0 | 1 | 0.14528
ep_solar_pv_107 | Aggregated Plant | solar | DEU | 2013 |  |  |  | active | elc_spv-DEU_0107 | 0.0175 | 1336.5 | 21.45 | 0 | 1 | 0.14528
ep_solar_pv_107 | Aggregated Plant | solar | DEU | 2014 |  |  |  | active | elc_spv-DEU_0107 | 0.0021 | 1336.5 | 21.45 | 0 | 1 | 0.14528
ep_solar_pv_107 | Aggregated Plant | solar | DEU | 2016 |  |  |  | active | elc_spv-DEU_0107 | 0.0036 | 1336.5 | 21.45 | 0 | 1 | 0.14528
ep_solar_pv_107 | Aggregated Plant | solar | DEU | 2017 |  |  |  | active | elc_spv-DEU_0107 | 0.0174 | 1336.5 | 21.45 | 0 | 1 | 0.14528
ep_solar_pv_107 | Aggregated Plant | solar | DEU | 2018 |  |  |  | active | elc_spv-DEU_0107 | 0.0211 | 1336.5 | 21.45 | 0 | 1 | 0.14528
ep_solar_pv_107 | Aggregated Plant | solar | DEU | 2019 |  |  |  | active | elc_spv-DEU_0107 | 0.0051 | 1336.5 | 21.45 | 0 | 1 | 0.14528
ep_solar_pv_107 | Aggregated Plant | solar | DEU | 2020 |  |  |  | active | elc_spv-DEU_0107 | 0.047 | 1336.5 | 21.45 | 0 | 1 | 0.14528
ep_solar_pv_107 | Aggregated Plant | solar | DEU | 2021 |  |  |  | active | elc_spv-DEU_0107 | 0.0286 | 1336.5 | 21.45 | 0 | 1 | 0.14528
ep_solar_pv_107 | Aggregated Plant | solar | DEU | 2022 |  |  |  | active | elc_spv-DEU_0107 | 0.1115 | 1336.5 | 21.45 | 0 | 1 | 0.14528
ep_solar_pv_107 | Aggregated Plant | solar | DEU | 2023 |  |  |  | active | elc_spv-DEU_0107 | 0.0243 | 1336.5 | 21.45 | 0 | 1 | 0.14528
ep_solar_pv_107 | Aggregated Plant | solar | DEU | 2024 |  |  |  | active | elc_spv-DEU_0107 | 0.0448 | 1336.5 | 21.45 | 0 | 1 | 0.14528
ep_solar_pv_108 | Aggregated Plant | solar | DEU | 2003 |  |  |  | active | elc_spv-DEU_0108 | 0.001 | 1336.5 | 21.45 | 0 | 1 | 0.14239
ep_solar_pv_108 | Aggregated Plant | solar | DEU | 2004 |  |  |  | active | elc_spv-DEU_0108 | 0.0063 | 1336.5 | 21.45 | 0 | 1 | 0.14239
ep_solar_pv_108 | Aggregated Plant | solar | DEU | 2005 |  |  |  | active | elc_spv-DEU_0108 | 0.0011 | 1336.5 | 21.45 | 0 | 1 | 0.14239
ep_solar_pv_108 | Aggregated Plant | solar | DEU | 2006 |  |  |  | active | elc_spv-DEU_0108 | 0.001 | 1336.5 | 21.45 | 0 | 1 | 0.14239
ep_solar_pv_108 | Aggregated Plant | solar | DEU | 2007 |  |  |  | active | elc_spv-DEU_0108 | 0.001 | 1336.5 | 21.45 | 0 | 1 | 0.14239
ep_solar_pv_108 | Aggregated Plant | solar | DEU | 2009 |  |  |  | active | elc_spv-DEU_0108 | 0.0015 | 1336.5 | 21.45 | 0 | 1 | 0.14239
ep_solar_pv_108 | Aggregated Plant | solar | DEU | 2010 |  |  |  | active | elc_spv-DEU_0108 | 0.0185 | 1336.5 | 21.45 | 0 | 1 | 0.14239
ep_solar_pv_108 | Aggregated Plant | solar | DEU | 2011 |  |  |  | active | elc_spv-DEU_0108 | 0.0139 | 1336.5 | 21.45 | 0 | 1 | 0.14239
ep_solar_pv_108 | Aggregated Plant | solar | DEU | 2012 |  |  |  | active | elc_spv-DEU_0108 | 0.0079 | 1336.5 | 21.45 | 0 | 1 | 0.14239
ep_solar_pv_108 | Aggregated Plant | solar | DEU | 2013 |  |  |  | active | elc_spv-DEU_0108 | 0.005 | 1336.5 | 21.45 | 0 | 1 | 0.14239
ep_solar_pv_108 | Aggregated Plant | solar | DEU | 2014 |  |  |  | active | elc_spv-DEU_0108 | 0.0053 | 1336.5 | 21.45 | 0 | 1 | 0.14239
ep_solar_pv_108 | Aggregated Plant | solar | DEU | 2015 |  |  |  | active | elc_spv-DEU_0108 | 0.0044 | 1336.5 | 21.45 | 0 | 1 | 0.14239
ep_solar_pv_108 | Aggregated Plant | solar | DEU | 2018 |  |  |  | active | elc_spv-DEU_0108 | 0.01 | 1336.5 | 21.45 | 0 | 1 | 0.14239
ep_solar_pv_108 | Aggregated Plant | solar | DEU | 2019 |  |  |  | active | elc_spv-DEU_0108 | 0.0089 | 1336.5 | 21.45 | 0 | 1 | 0.14239
ep_solar_pv_108 | Aggregated Plant | solar | DEU | 2020 |  |  |  | active | elc_spv-DEU_0108 | 0.036 | 1336.5 | 21.45 | 0 | 1 | 0.14239
ep_solar_pv_108 | Aggregated Plant | solar | DEU | 2021 |  |  |  | active | elc_spv-DEU_0108 | 0.0147 | 1336.5 | 21.45 | 0 | 1 | 0.14239
ep_solar_pv_108 | Aggregated Plant | solar | DEU | 2022 |  |  |  | active | elc_spv-DEU_0108 | 0.027 | 1336.5 | 21.45 | 0 | 1 | 0.14239
ep_solar_pv_108 | Aggregated Plant | solar | DEU | 2023 |  |  |  | active | elc_spv-DEU_0108 | 0.0285 | 1336.5 | 21.45 | 0 | 1 | 0.14239
ep_solar_pv_108 | Aggregated Plant | solar | DEU | 2024 |  |  |  | active | elc_spv-DEU_0108 | 0.0811 | 1336.5 | 21.45 | 0 | 1 | 0.14239
ep_solar_pv_109 | Aggregated Plant | solar | DEU | 2007 |  |  |  | active | elc_spv-DEU_0109 | 0.0028 | 1336.5 | 21.45 | 0 | 1 | 0.13972
ep_solar_pv_109 | Aggregated Plant | solar | DEU | 2008 |  |  |  | active | elc_spv-DEU_0109 | 0.0012 | 1336.5 | 21.45 | 0 | 1 | 0.13972
ep_solar_pv_109 | Aggregated Plant | solar | DEU | 2010 |  |  |  | active | elc_spv-DEU_0109 | 0.0225 | 1336.5 | 21.45 | 0 | 1 | 0.13972
ep_solar_pv_109 | Aggregated Plant | solar | DEU | 2011 |  |  |  | active | elc_spv-DEU_0109 | 0.0323 | 1336.5 | 21.45 | 0 | 1 | 0.13972
ep_solar_pv_109 | Aggregated Plant | solar | DEU | 2012 |  |  |  | active | elc_spv-DEU_0109 | 0.0053 | 1336.5 | 21.45 | 0 | 1 | 0.13972
ep_solar_pv_109 | Aggregated Plant | solar | DEU | 2013 |  |  |  | active | elc_spv-DEU_0109 | 0.0016 | 1336.5 | 21.45 | 0 | 1 | 0.13972
ep_solar_pv_109 | Aggregated Plant | solar | DEU | 2014 |  |  |  | active | elc_spv-DEU_0109 | 0.0063 | 1336.5 | 21.45 | 0 | 1 | 0.13972
ep_solar_pv_109 | Aggregated Plant | solar | DEU | 2016 |  |  |  | active | elc_spv-DEU_0109 | 0.0019 | 1336.5 | 21.45 | 0 | 1 | 0.13972
ep_solar_pv_109 | Aggregated Plant | solar | DEU | 2017 |  |  |  | active | elc_spv-DEU_0109 | 0.0054 | 1336.5 | 21.45 | 0 | 1 | 0.13972
ep_solar_pv_109 | Aggregated Plant | solar | DEU | 2018 |  |  |  | active | elc_spv-DEU_0109 | 0.0085 | 1336.5 | 21.45 | 0 | 1 | 0.13972
ep_solar_pv_109 | Aggregated Plant | solar | DEU | 2019 |  |  |  | active | elc_spv-DEU_0109 | 0.0157 | 1336.5 | 21.45 | 0 | 1 | 0.13972
ep_solar_pv_109 | Aggregated Plant | solar | DEU | 2020 |  |  |  | active | elc_spv-DEU_0109 | 0.0137 | 1336.5 | 21.45 | 0 | 1 | 0.13972
ep_solar_pv_109 | Aggregated Plant | solar | DEU | 2022 |  |  |  | active | elc_spv-DEU_0109 | 0.04 | 1336.5 | 21.45 | 0 | 1 | 0.13972
ep_solar_pv_109 | Aggregated Plant | solar | DEU | 2023 |  |  |  | active | elc_spv-DEU_0109 | 0.0503 | 1336.5 | 21.45 | 0 | 1 | 0.13972
ep_solar_pv_109 | Aggregated Plant | solar | DEU | 2024 |  |  |  | active | elc_spv-DEU_0109 | 0.0203 | 1336.5 | 21.45 | 0 | 1 | 0.13972
ep_solar_pv_110 | Aggregated Plant | solar | DEU | 2007 |  |  |  | active | elc_spv-DEU_0110 | 0.0016 | 1336.5 | 21.45 | 0 | 1 | 0.13719
ep_solar_pv_110 | Aggregated Plant | solar | DEU | 2009 |  |  |  | active | elc_spv-DEU_0110 | 0.0018 | 1336.5 | 21.45 | 0 | 1 | 0.13719
ep_solar_pv_110 | Aggregated Plant | solar | DEU | 2010 |  |  |  | active | elc_spv-DEU_0110 | 0.0135 | 1336.5 | 21.45 | 0 | 1 | 0.13719
ep_solar_pv_110 | Aggregated Plant | solar | DEU | 2011 |  |  |  | active | elc_spv-DEU_0110 | 0.0053 | 1336.5 | 21.45 | 0 | 1 | 0.13719
ep_solar_pv_110 | Aggregated Plant | solar | DEU | 2013 |  |  |  | active | elc_spv-DEU_0110 | 0.0131 | 1336.5 | 21.45 | 0 | 1 | 0.13719
ep_solar_pv_110 | Aggregated Plant | solar | DEU | 2014 |  |  |  | active | elc_spv-DEU_0110 | 0.0041 | 1336.5 | 21.45 | 0 | 1 | 0.13719
ep_solar_pv_110 | Aggregated Plant | solar | DEU | 2015 |  |  |  | active | elc_spv-DEU_0110 | 0.0023 | 1336.5 | 21.45 | 0 | 1 | 0.13719
ep_solar_pv_110 | Aggregated Plant | solar | DEU | 2016 |  |  |  | active | elc_spv-DEU_0110 | 0.0158 | 1336.5 | 21.45 | 0 | 1 | 0.13719
ep_solar_pv_110 | Aggregated Plant | solar | DEU | 2017 |  |  |  | active | elc_spv-DEU_0110 | 0.0153 | 1336.5 | 21.45 | 0 | 1 | 0.13719
ep_solar_pv_110 | Aggregated Plant | solar | DEU | 2018 |  |  |  | active | elc_spv-DEU_0110 | 0.0048 | 1336.5 | 21.45 | 0 | 1 | 0.13719
ep_solar_pv_110 | Aggregated Plant | solar | DEU | 2019 |  |  |  | active | elc_spv-DEU_0110 | 0.0369 | 1336.5 | 21.45 | 0 | 1 | 0.13719
ep_solar_pv_110 | Aggregated Plant | solar | DEU | 2020 |  |  |  | active | elc_spv-DEU_0110 | 0.0326 | 1336.5 | 21.45 | 0 | 1 | 0.13719
ep_solar_pv_110 | Aggregated Plant | solar | DEU | 2021 |  |  |  | active | elc_spv-DEU_0110 | 0.0579 | 1336.5 | 21.45 | 0 | 1 | 0.13719
ep_solar_pv_110 | Aggregated Plant | solar | DEU | 2022 |  |  |  | active | elc_spv-DEU_0110 | 0.0421 | 1336.5 | 21.45 | 0 | 1 | 0.13719
ep_solar_pv_110 | Aggregated Plant | solar | DEU | 2023 |  |  |  | active | elc_spv-DEU_0110 | 0.0707 | 1336.5 | 21.45 | 0 | 1 | 0.13719
ep_solar_pv_110 | Aggregated Plant | solar | DEU | 2024 |  |  |  | active | elc_spv-DEU_0110 | 0.0721 | 1336.5 | 21.45 | 0 | 1 | 0.13719
ep_solar_pv_111 | Aggregated Plant | solar | DEU | 2010 |  |  |  | active | elc_spv-DEU_0111 | 0.0019 | 1336.5 | 21.45 | 0 | 1 | 0.13481
ep_solar_pv_111 | Aggregated Plant | solar | DEU | 2011 |  |  |  | active | elc_spv-DEU_0111 | 0.0028 | 1336.5 | 21.45 | 0 | 1 | 0.13481
ep_solar_pv_111 | Aggregated Plant | solar | DEU | 2012 |  |  |  | active | elc_spv-DEU_0111 | 0.0051 | 1336.5 | 21.45 | 0 | 1 | 0.13481
ep_solar_pv_111 | Aggregated Plant | solar | DEU | 2013 |  |  |  | active | elc_spv-DEU_0111 | 0.013 | 1336.5 | 21.45 | 0 | 1 | 0.13481
ep_solar_pv_111 | Aggregated Plant | solar | DEU | 2014 |  |  |  | active | elc_spv-DEU_0111 | 0.0062 | 1336.5 | 21.45 | 0 | 1 | 0.13481
ep_solar_pv_111 | Aggregated Plant | solar | DEU | 2016 |  |  |  | active | elc_spv-DEU_0111 | 0.0025 | 1336.5 | 21.45 | 0 | 1 | 0.13481
ep_solar_pv_111 | Aggregated Plant | solar | DEU | 2022 |  |  |  | active | elc_spv-DEU_0111 | 0.20261 | 1149.3476 | 18.3308 | 0 | 1 | 0.0073857
ep_solar_pv_111 | Aggregated Plant | solar | DEU | 2023 |  |  |  | active | elc_spv-DEU_0111 | 0.0061 | 1336.5 | 21.45 | 0 | 1 | 0.13481
ep_solar_pv_111 | Aggregated Plant | solar | DEU | 2024 |  |  |  | active | elc_spv-DEU_0111 | 0.0206 | 1336.5 | 21.45 | 0 | 1 | 0.13481
ep_solar_pv_112 | Aggregated Plant | solar | DEU | 2009 |  |  |  | active | elc_spv-DEU_0112 | 0.0041 | 1336.5 | 21.45 | 0 | 1 | 0.13393
ep_solar_pv_112 | Aggregated Plant | solar | DEU | 2010 |  |  |  | active | elc_spv-DEU_0112 | 0.0078 | 1336.5 | 21.45 | 0 | 1 | 0.13393
ep_solar_pv_112 | Aggregated Plant | solar | DEU | 2011 |  |  |  | active | elc_spv-DEU_0112 | 0.0371 | 1336.5 | 21.45 | 0 | 1 | 0.13393
ep_solar_pv_112 | Aggregated Plant | solar | DEU | 2012 |  |  |  | active | elc_spv-DEU_0112 | 0.0287 | 1336.5 | 21.45 | 0 | 1 | 0.13393
ep_solar_pv_112 | Aggregated Plant | solar | DEU | 2013 |  |  |  | active | elc_spv-DEU_0112 | 0.0088 | 1336.5 | 21.45 | 0 | 1 | 0.13393
ep_solar_pv_112 | Aggregated Plant | solar | DEU | 2014 |  |  |  | active | elc_spv-DEU_0112 | 0.0024 | 1336.5 | 21.45 | 0 | 1 | 0.13393
ep_solar_pv_112 | Aggregated Plant | solar | DEU | 2015 |  |  |  | active | elc_spv-DEU_0112 | 0.0109 | 1336.5 | 21.45 | 0 | 1 | 0.13393
ep_solar_pv_112 | Aggregated Plant | solar | DEU | 2016 |  |  |  | active | elc_spv-DEU_0112 | 0.0086 | 1336.5 | 21.45 | 0 | 1 | 0.13393
ep_solar_pv_112 | Aggregated Plant | solar | DEU | 2018 |  |  |  | active | elc_spv-DEU_0112 | 0.0032 | 1336.5 | 21.45 | 0 | 1 | 0.13393
ep_solar_pv_112 | Aggregated Plant | solar | DEU | 2019 |  |  |  | active | elc_spv-DEU_0112 | 0.0013 | 1336.5 | 21.45 | 0 | 1 | 0.13393
ep_solar_pv_112 | Aggregated Plant | solar | DEU | 2021 |  |  |  | active | elc_spv-DEU_0112 | 0.018 | 1336.5 | 21.45 | 0 | 1 | 0.13393
ep_solar_pv_112 | Aggregated Plant | solar | DEU | 2022 |  |  |  | active | elc_spv-DEU_0112 | 0.0284 | 1336.5 | 21.45 | 0 | 1 | 0.13393
ep_solar_pv_112 | Aggregated Plant | solar | DEU | 2023 |  |  |  | active | elc_spv-DEU_0112 | 0.0281 | 1336.5 | 21.45 | 0 | 1 | 0.13393
ep_solar_pv_112 | Aggregated Plant | solar | DEU | 2024 |  |  |  | active | elc_spv-DEU_0112 | 0.0118 | 1336.5 | 21.45 | 0 | 1 | 0.13393
ep_solar_pv_113 | Aggregated Plant | solar | DEU | 2009 |  |  |  | active | elc_spv-DEU_0113 | 0.001 | 1336.5 | 21.45 | 0 | 1 | 0.13528
ep_solar_pv_113 | Aggregated Plant | solar | DEU | 2010 |  |  |  | active | elc_spv-DEU_0113 | 0.0284 | 1336.5 | 21.45 | 0 | 1 | 0.13528
ep_solar_pv_113 | Aggregated Plant | solar | DEU | 2011 |  |  |  | active | elc_spv-DEU_0113 | 0.0253 | 1336.5 | 21.45 | 0 | 1 | 0.13528
ep_solar_pv_113 | Aggregated Plant | solar | DEU | 2012 |  |  |  | active | elc_spv-DEU_0113 | 0.0322 | 1336.5 | 21.45 | 0 | 1 | 0.13528
ep_solar_pv_113 | Aggregated Plant | solar | DEU | 2013 |  |  |  | active | elc_spv-DEU_0113 | 0.015 | 1336.5 | 21.45 | 0 | 1 | 0.13528
ep_solar_pv_113 | Aggregated Plant | solar | DEU | 2014 |  |  |  | active | elc_spv-DEU_0113 | 0.0065 | 1336.5 | 21.45 | 0 | 1 | 0.13528
ep_solar_pv_113 | Aggregated Plant | solar | DEU | 2015 |  |  |  | active | elc_spv-DEU_0113 | 0.0101 | 1336.5 | 21.45 | 0 | 1 | 0.13528
ep_solar_pv_113 | Aggregated Plant | solar | DEU | 2016 |  |  |  | active | elc_spv-DEU_0113 | 0.014 | 1336.5 | 21.45 | 0 | 1 | 0.13528
ep_solar_pv_113 | Aggregated Plant | solar | DEU | 2017 |  |  |  | active | elc_spv-DEU_0113 | 0.0041 | 1336.5 | 21.45 | 0 | 1 | 0.13528
ep_solar_pv_113 | Aggregated Plant | solar | DEU | 2019 |  |  |  | active | elc_spv-DEU_0113 | 0.0027 | 1336.5 | 21.45 | 0 | 1 | 0.13528
ep_solar_pv_113 | Aggregated Plant | solar | DEU | 2021 |  |  |  | active | elc_spv-DEU_0113 | 0.0064 | 1336.5 | 21.45 | 0 | 1 | 0.13528
ep_solar_pv_113 | Aggregated Plant | solar | DEU | 2023 |  |  |  | active | elc_spv-DEU_0113 | 0.0283 | 1336.5 | 21.45 | 0 | 1 | 0.13528
ep_solar_pv_113 | Aggregated Plant | solar | DEU | 2024 |  |  |  | active | elc_spv-DEU_0113 | 0.0356 | 1336.5 | 21.45 | 0 | 1 | 0.13528
ep_solar_pv_114 | Aggregated Plant | solar | DEU | 2008 |  |  |  | active | elc_spv-DEU_0114 | 0.002 | 1336.5 | 21.45 | 0 | 1 | 0.13529
ep_solar_pv_114 | Aggregated Plant | solar | DEU | 2009 |  |  |  | active | elc_spv-DEU_0114 | 0.0029 | 1336.5 | 21.45 | 0 | 1 | 0.13529
ep_solar_pv_114 | Aggregated Plant | solar | DEU | 2010 |  |  |  | active | elc_spv-DEU_0114 | 0.0025 | 1336.5 | 21.45 | 0 | 1 | 0.13529
ep_solar_pv_114 | Aggregated Plant | solar | DEU | 2011 |  |  |  | active | elc_spv-DEU_0114 | 0.0073 | 1336.5 | 21.45 | 0 | 1 | 0.13529
ep_solar_pv_114 | Aggregated Plant | solar | DEU | 2012 |  |  |  | active | elc_spv-DEU_0114 | 0.0346 | 1336.5 | 21.45 | 0 | 1 | 0.13529
ep_solar_pv_114 | Aggregated Plant | solar | DEU | 2013 |  |  |  | active | elc_spv-DEU_0114 | 0.0076 | 1336.5 | 21.45 | 0 | 1 | 0.13529
ep_solar_pv_114 | Aggregated Plant | solar | DEU | 2014 |  |  |  | active | elc_spv-DEU_0114 | 0.0074 | 1336.5 | 21.45 | 0 | 1 | 0.13529
ep_solar_pv_114 | Aggregated Plant | solar | DEU | 2015 |  |  |  | active | elc_spv-DEU_0114 | 0.004 | 1336.5 | 21.45 | 0 | 1 | 0.13529
ep_solar_pv_114 | Aggregated Plant | solar | DEU | 2016 |  |  |  | active | elc_spv-DEU_0114 | 0.0116 | 1336.5 | 21.45 | 0 | 1 | 0.13529
ep_solar_pv_114 | Aggregated Plant | solar | DEU | 2018 |  |  |  | active | elc_spv-DEU_0114 | 0.0109 | 1336.5 | 21.45 | 0 | 1 | 0.13529
ep_solar_pv_114 | Aggregated Plant | solar | DEU | 2020 |  |  |  | active | elc_spv-DEU_0114 | 0.0105 | 1336.5 | 21.45 | 0 | 1 | 0.13529
ep_solar_pv_114 | Aggregated Plant | solar | DEU | 2021 |  |  |  | active | elc_spv-DEU_0114 | 0.0032 | 1336.5 | 21.45 | 0 | 1 | 0.13529
ep_solar_pv_114 | Aggregated Plant | solar | DEU | 2022 |  |  |  | active | elc_spv-DEU_0114 | 0.0225 | 1336.5 | 21.45 | 0 | 1 | 0.13529
ep_solar_pv_114 | Aggregated Plant | solar | DEU | 2023 |  |  |  | active | elc_spv-DEU_0114 | 0.0387 | 1336.5 | 21.45 | 0 | 1 | 0.13529
ep_solar_pv_114 | Aggregated Plant | solar | DEU | 2024 |  |  |  | active | elc_spv-DEU_0114 | 0.0323 | 1336.5 | 21.45 | 0 | 1 | 0.13529
ep_solar_pv_115 | Aggregated Plant | solar | DEU | 2010 |  |  |  | active | elc_spv-DEU_0115 | 0.0025 | 1336.5 | 21.45 | 0 | 1 | 0.13484
ep_solar_pv_115 | Aggregated Plant | solar | DEU | 2011 |  |  |  | active | elc_spv-DEU_0115 | 0.0106 | 1336.5 | 21.45 | 0 | 1 | 0.13484
ep_solar_pv_115 | Aggregated Plant | solar | DEU | 2012 |  |  |  | active | elc_spv-DEU_0115 | 0.0103 | 1336.5 | 21.45 | 0 | 1 | 0.13484
ep_solar_pv_115 | Aggregated Plant | solar | DEU | 2013 |  |  |  | active | elc_spv-DEU_0115 | 0.0037 | 1336.5 | 21.45 | 0 | 1 | 0.13484
ep_solar_pv_115 | Aggregated Plant | solar | DEU | 2015 |  |  |  | active | elc_spv-DEU_0115 | 0.0125 | 1336.5 | 21.45 | 0 | 1 | 0.13484
ep_solar_pv_115 | Aggregated Plant | solar | DEU | 2016 |  |  |  | active | elc_spv-DEU_0115 | 0.0015 | 1336.5 | 21.45 | 0 | 1 | 0.13484
ep_solar_pv_115 | Aggregated Plant | solar | DEU | 2018 |  |  |  | active | elc_spv-DEU_0115 | 0.0058 | 1336.5 | 21.45 | 0 | 1 | 0.13484
ep_solar_pv_115 | Aggregated Plant | solar | DEU | 2019 |  |  |  | active | elc_spv-DEU_0115 | 0.0038 | 1336.5 | 21.45 | 0 | 1 | 0.13484
ep_solar_pv_115 | Aggregated Plant | solar | DEU | 2020 |  |  |  | active | elc_spv-DEU_0115 | 0.0042 | 1336.5 | 21.45 | 0 | 1 | 0.13484
ep_solar_pv_115 | Aggregated Plant | solar | DEU | 2021 |  |  |  | active | elc_spv-DEU_0115 | 0.0067 | 1336.5 | 21.45 | 0 | 1 | 0.13484
ep_solar_pv_115 | Aggregated Plant | solar | DEU | 2022 |  |  |  | active | elc_spv-DEU_0115 | 0.0155 | 1336.5 | 21.45 | 0 | 1 | 0.13484
ep_solar_pv_115 | Aggregated Plant | solar | DEU | 2024 |  |  |  | active | elc_spv-DEU_0115 | 0.0659 | 1336.5 | 21.45 | 0 | 1 | 0.13484
ep_solar_pv_116 | Aggregated Plant | solar | DEU | 2010 |  |  |  | active | elc_spv-DEU_0116 | 0.0012 | 1336.5 | 21.45 | 0 | 1 | 0.13393
ep_solar_pv_116 | Aggregated Plant | solar | DEU | 2012 |  |  |  | active | elc_spv-DEU_0116 | 0.0134 | 1336.5 | 21.45 | 0 | 1 | 0.13393
ep_solar_pv_116 | Aggregated Plant | solar | DEU | 2016 |  |  |  | active | elc_spv-DEU_0116 | 0.0148 | 1336.5 | 21.45 | 0 | 1 | 0.13393
ep_solar_pv_116 | Aggregated Plant | solar | DEU | 2018 |  |  |  | active | elc_spv-DEU_0116 | 0.0062 | 1336.5 | 21.45 | 0 | 1 | 0.13393
ep_solar_pv_116 | Aggregated Plant | solar | DEU | 2020 |  |  |  | active | elc_spv-DEU_0116 | 0.0034 | 1336.5 | 21.45 | 0 | 1 | 0.13393
ep_solar_pv_116 | Aggregated Plant | solar | DEU | 2022 |  |  |  | active | elc_spv-DEU_0116 | 0.0046 | 1336.5 | 21.45 | 0 | 1 | 0.13393
ep_solar_pv_116 | Aggregated Plant | solar | DEU | 2023 |  |  |  | active | elc_spv-DEU_0116 | 0.0033 | 1336.5 | 21.45 | 0 | 1 | 0.13393
ep_solar_pv_116 | Aggregated Plant | solar | DEU | 2024 |  |  |  | active | elc_spv-DEU_0116 | 0.0264 | 1336.5 | 21.45 | 0 | 1 | 0.13393
ep_solar_pv_117 | Aggregated Plant | solar | DEU | 2010 |  |  |  | active | elc_spv-DEU_0117 | 0.0011 | 1336.5 | 21.45 | 0 | 1 | 0.13681
ep_solar_pv_117 | Aggregated Plant | solar | DEU | 2011 |  |  |  | active | elc_spv-DEU_0117 | 0.009 | 1336.5 | 21.45 | 0 | 1 | 0.13681
ep_solar_pv_117 | Aggregated Plant | solar | DEU | 2012 |  |  |  | active | elc_spv-DEU_0117 | 0.0133 | 1336.5 | 21.45 | 0 | 1 | 0.13681
ep_solar_pv_117 | Aggregated Plant | solar | DEU | 2013 |  |  |  | active | elc_spv-DEU_0117 | 0.0096 | 1336.5 | 21.45 | 0 | 1 | 0.13681
ep_solar_pv_117 | Aggregated Plant | solar | DEU | 2014 |  |  |  | active | elc_spv-DEU_0117 | 0.01 | 1336.5 | 21.45 | 0 | 1 | 0.13681
ep_solar_pv_117 | Aggregated Plant | solar | DEU | 2015 |  |  |  | active | elc_spv-DEU_0117 | 0.0131 | 1336.5 | 21.45 | 0 | 1 | 0.13681
ep_solar_pv_117 | Aggregated Plant | solar | DEU | 2016 |  |  |  | active | elc_spv-DEU_0117 | 0.011 | 1336.5 | 21.45 | 0 | 1 | 0.13681
ep_solar_pv_117 | Aggregated Plant | solar | DEU | 2017 |  |  |  | active | elc_spv-DEU_0117 | 0.0164 | 1336.5 | 21.45 | 0 | 1 | 0.13681
ep_solar_pv_117 | Aggregated Plant | solar | DEU | 2018 |  |  |  | active | elc_spv-DEU_0117 | 0.0092 | 1336.5 | 21.45 | 0 | 1 | 0.13681
ep_solar_pv_117 | Aggregated Plant | solar | DEU | 2019 |  |  |  | active | elc_spv-DEU_0117 | 0.0063 | 1336.5 | 21.45 | 0 | 1 | 0.13681
ep_solar_pv_117 | Aggregated Plant | solar | DEU | 2020 |  |  |  | active | elc_spv-DEU_0117 | 0.0106 | 1336.5 | 21.45 | 0 | 1 | 0.13681
ep_solar_pv_117 | Aggregated Plant | solar | DEU | 2021 |  |  |  | active | elc_spv-DEU_0117 | 0.0032 | 1336.5 | 21.45 | 0 | 1 | 0.13681
ep_solar_pv_117 | Aggregated Plant | solar | DEU | 2022 |  |  |  | active | elc_spv-DEU_0117 | 0.017 | 1336.5 | 21.45 | 0 | 1 | 0.13681
ep_solar_pv_117 | Aggregated Plant | solar | DEU | 2023 |  |  |  | active | elc_spv-DEU_0117 | 0.0052 | 1336.5 | 21.45 | 0 | 1 | 0.13681
ep_solar_pv_117 | Aggregated Plant | solar | DEU | 2024 |  |  |  | active | elc_spv-DEU_0117 | 0.0522 | 1336.5 | 21.45 | 0 | 1 | 0.13681
ep_solar_pv_118 | Aggregated Plant | solar | DEU | 2011 |  |  |  | active | elc_spv-DEU_0118 | 0.0048 | 1336.5 | 21.45 | 0 | 1 | 0.14457
ep_solar_pv_118 | Aggregated Plant | solar | DEU | 2012 |  |  |  | active | elc_spv-DEU_0118 | 0.0057 | 1336.5 | 21.45 | 0 | 1 | 0.14457
ep_solar_pv_118 | Aggregated Plant | solar | DEU | 2016 |  |  |  | active | elc_spv-DEU_0118 | 0.0014 | 1336.5 | 21.45 | 0 | 1 | 0.14457
ep_solar_pv_118 | Aggregated Plant | solar | DEU | 2020 |  |  |  | active | elc_spv-DEU_0118 | 0.0092 | 1336.5 | 21.45 | 0 | 1 | 0.14457
ep_solar_pv_118 | Aggregated Plant | solar | DEU | 2021 |  |  |  | active | elc_spv-DEU_0118 | 0.0151 | 1336.5 | 21.45 | 0 | 1 | 0.14457
ep_solar_pv_118 | Aggregated Plant | solar | DEU | 2022 |  |  |  | active | elc_spv-DEU_0118 | 0.0011 | 1336.5 | 21.45 | 0 | 1 | 0.14457
ep_solar_pv_118 | Aggregated Plant | solar | DEU | 2023 |  |  |  | active | elc_spv-DEU_0118 | 0.0142 | 1336.5 | 21.45 | 0 | 1 | 0.14457
ep_solar_pv_118 | Aggregated Plant | solar | DEU | 2024 |  |  |  | active | elc_spv-DEU_0118 | 0.0019 | 1336.5 | 21.45 | 0 | 1 | 0.14457
ep_solar_pv_119 | Aggregated Plant | solar | DEU | 2009 |  |  |  | active | elc_spv-DEU_0119 | 0.0028 | 1336.5 | 21.45 | 0 | 1 | 0.15227
ep_solar_pv_119 | Aggregated Plant | solar | DEU | 2010 |  |  |  | active | elc_spv-DEU_0119 | 0.0025 | 1336.5 | 21.45 | 0 | 1 | 0.15227
ep_solar_pv_119 | Aggregated Plant | solar | DEU | 2011 |  |  |  | active | elc_spv-DEU_0119 | 0.0019 | 1336.5 | 21.45 | 0 | 1 | 0.15227
ep_solar_pv_119 | Aggregated Plant | solar | DEU | 2021 |  |  |  | active | elc_spv-DEU_0119 | 0.01 | 1336.5 | 21.45 | 0 | 1 | 0.15227
ep_solar_pv_119 | Aggregated Plant | solar | DEU | 2022 |  |  |  | active | elc_spv-DEU_0119 | 0.20821 | 1147.0588 | 18.2926 | 0 | 1 | 0.0065822
ep_solar_pv_119 | Aggregated Plant | solar | DEU | 2023 |  |  |  | active | elc_spv-DEU_0119 | 0.0106 | 1336.5 | 21.45 | 0 | 1 | 0.15227
ep_solar_pv_119 | Aggregated Plant | solar | DEU | 2024 |  |  |  | active | elc_spv-DEU_0119 | 0.0031 | 1336.5 | 21.45 | 0 | 1 | 0.15227
ep_solar_pv_121 | Aggregated Plant | solar | DEU | 2014 |  |  |  | active | elc_spv-DEU_0121 | 0.0014 | 1336.5 | 21.45 | 0 | 1 | 0.16604
ep_solar_pv_121 | Aggregated Plant | solar | DEU | 2023 |  |  |  | active | elc_spv-DEU_0121 | 0.0022 | 1336.5 | 21.45 | 0 | 1 | 0.16604
ep_solar_pv_122 | Aggregated Plant | solar | DEU | 1997 |  |  |  | active | elc_spv-DEU_0122 | 0.001 | 1336.5 | 21.45 | 0 | 1 | 0.1548
ep_solar_pv_122 | Aggregated Plant | solar | DEU | 2007 |  |  |  | active | elc_spv-DEU_0122 | 0.001 | 1336.5 | 21.45 | 0 | 1 | 0.1548
ep_solar_pv_122 | Aggregated Plant | solar | DEU | 2008 |  |  |  | active | elc_spv-DEU_0122 | 0.0011 | 1336.5 | 21.45 | 0 | 1 | 0.1548
ep_solar_pv_122 | Aggregated Plant | solar | DEU | 2010 |  |  |  | active | elc_spv-DEU_0122 | 0.0078 | 1336.5 | 21.45 | 0 | 1 | 0.1548
ep_solar_pv_122 | Aggregated Plant | solar | DEU | 2011 |  |  |  | active | elc_spv-DEU_0122 | 0.0027 | 1336.5 | 21.45 | 0 | 1 | 0.1548
ep_solar_pv_122 | Aggregated Plant | solar | DEU | 2012 |  |  |  | active | elc_spv-DEU_0122 | 0.0069 | 1336.5 | 21.45 | 0 | 1 | 0.1548
ep_solar_pv_122 | Aggregated Plant | solar | DEU | 2015 |  |  |  | active | elc_spv-DEU_0122 | 0.0015 | 1336.5 | 21.45 | 0 | 1 | 0.1548
ep_solar_pv_122 | Aggregated Plant | solar | DEU | 2021 |  |  |  | active | elc_spv-DEU_0122 | 0.0038 | 1336.5 | 21.45 | 0 | 1 | 0.1548
ep_solar_pv_122 | Aggregated Plant | solar | DEU | 2022 |  |  |  | active | elc_spv-DEU_0122 | 0.0184 | 1336.5 | 21.45 | 0 | 1 | 0.1548
ep_solar_pv_122 | Aggregated Plant | solar | DEU | 2023 |  |  |  | active | elc_spv-DEU_0122 | 0.0151 | 1336.5 | 21.45 | 0 | 1 | 0.1548
ep_solar_pv_122 | Aggregated Plant | solar | DEU | 2024 |  |  |  | active | elc_spv-DEU_0122 | 0.0092 | 1336.5 | 21.45 | 0 | 1 | 0.1548
ep_solar_pv_123 | Aggregated Plant | solar | DEU | 2005 |  |  |  | active | elc_spv-DEU_0123 | 0.0012 | 1336.5 | 21.45 | 0 | 1 | 0.14992
ep_solar_pv_123 | Aggregated Plant | solar | DEU | 2006 |  |  |  | active | elc_spv-DEU_0123 | 0.0011 | 1336.5 | 21.45 | 0 | 1 | 0.14992
ep_solar_pv_123 | Aggregated Plant | solar | DEU | 2008 |  |  |  | active | elc_spv-DEU_0123 | 0.0092 | 1336.5 | 21.45 | 0 | 1 | 0.14992
ep_solar_pv_123 | Aggregated Plant | solar | DEU | 2009 |  |  |  | active | elc_spv-DEU_0123 | 0.0052 | 1336.5 | 21.45 | 0 | 1 | 0.14992
ep_solar_pv_123 | Aggregated Plant | solar | DEU | 2010 |  |  |  | active | elc_spv-DEU_0123 | 0.0175 | 1336.5 | 21.45 | 0 | 1 | 0.14992
ep_solar_pv_123 | Aggregated Plant | solar | DEU | 2011 |  |  |  | active | elc_spv-DEU_0123 | 0.0095 | 1336.5 | 21.45 | 0 | 1 | 0.14992
ep_solar_pv_123 | Aggregated Plant | solar | DEU | 2012 |  |  |  | active | elc_spv-DEU_0123 | 0.0086 | 1336.5 | 21.45 | 0 | 1 | 0.14992
ep_solar_pv_123 | Aggregated Plant | solar | DEU | 2013 |  |  |  | active | elc_spv-DEU_0123 | 0.014 | 1336.5 | 21.45 | 0 | 1 | 0.14992
ep_solar_pv_123 | Aggregated Plant | solar | DEU | 2014 |  |  |  | active | elc_spv-DEU_0123 | 0.0011 | 1336.5 | 21.45 | 0 | 1 | 0.14992
ep_solar_pv_123 | Aggregated Plant | solar | DEU | 2015 |  |  |  | active | elc_spv-DEU_0123 | 0.0071 | 1336.5 | 21.45 | 0 | 1 | 0.14992
ep_solar_pv_123 | Aggregated Plant | solar | DEU | 2016 |  |  |  | active | elc_spv-DEU_0123 | 0.0134 | 1336.5 | 21.45 | 0 | 1 | 0.14992
ep_solar_pv_123 | Aggregated Plant | solar | DEU | 2017 |  |  |  | active | elc_spv-DEU_0123 | 0.0136 | 1336.5 | 21.45 | 0 | 1 | 0.14992
ep_solar_pv_123 | Aggregated Plant | solar | DEU | 2018 |  |  |  | active | elc_spv-DEU_0123 | 0.0171 | 1336.5 | 21.45 | 0 | 1 | 0.14992
ep_solar_pv_123 | Aggregated Plant | solar | DEU | 2019 |  |  |  | active | elc_spv-DEU_0123 | 0.0114 | 1336.5 | 21.45 | 0 | 1 | 0.14992
ep_solar_pv_123 | Aggregated Plant | solar | DEU | 2020 |  |  |  | active | elc_spv-DEU_0123 | 0.0047 | 1336.5 | 21.45 | 0 | 1 | 0.14992
ep_solar_pv_123 | Aggregated Plant | solar | DEU | 2021 |  |  |  | active | elc_spv-DEU_0123 | 0.0421 | 1336.5 | 21.45 | 0 | 1 | 0.14992
ep_solar_pv_123 | Aggregated Plant | solar | DEU | 2022 |  |  |  | active | elc_spv-DEU_0123 | 0.0545 | 1336.5 | 21.45 | 0 | 1 | 0.14992
ep_solar_pv_123 | Aggregated Plant | solar | DEU | 2023 |  |  |  | active | elc_spv-DEU_0123 | 0.0641 | 1336.5 | 21.45 | 0 | 1 | 0.14992
ep_solar_pv_123 | Aggregated Plant | solar | DEU | 2024 |  |  |  | active | elc_spv-DEU_0123 | 0.0324 | 1336.5 | 21.45 | 0 | 1 | 0.14992
ep_solar_pv_124 | Aggregated Plant | solar | DEU | 2005 |  |  |  | active | elc_spv-DEU_0124 | 0.0013 | 1336.5 | 21.45 | 0 | 1 | 0.14662
ep_solar_pv_124 | Aggregated Plant | solar | DEU | 2007 |  |  |  | active | elc_spv-DEU_0124 | 0.0028 | 1336.5 | 21.45 | 0 | 1 | 0.14662
ep_solar_pv_124 | Aggregated Plant | solar | DEU | 2009 |  |  |  | active | elc_spv-DEU_0124 | 0.0012 | 1336.5 | 21.45 | 0 | 1 | 0.14662
ep_solar_pv_124 | Aggregated Plant | solar | DEU | 2010 |  |  |  | active | elc_spv-DEU_0124 | 0.0077 | 1336.5 | 21.45 | 0 | 1 | 0.14662
ep_solar_pv_124 | Aggregated Plant | solar | DEU | 2011 |  |  |  | active | elc_spv-DEU_0124 | 0.0027 | 1336.5 | 21.45 | 0 | 1 | 0.14662
ep_solar_pv_124 | Aggregated Plant | solar | DEU | 2012 |  |  |  | active | elc_spv-DEU_0124 | 0.0133 | 1336.5 | 21.45 | 0 | 1 | 0.14662
ep_solar_pv_124 | Aggregated Plant | solar | DEU | 2013 |  |  |  | active | elc_spv-DEU_0124 | 0.0085 | 1336.5 | 21.45 | 0 | 1 | 0.14662
ep_solar_pv_124 | Aggregated Plant | solar | DEU | 2014 |  |  |  | active | elc_spv-DEU_0124 | 0.0083 | 1336.5 | 21.45 | 0 | 1 | 0.14662
ep_solar_pv_124 | Aggregated Plant | solar | DEU | 2015 |  |  |  | active | elc_spv-DEU_0124 | 0.0025 | 1336.5 | 21.45 | 0 | 1 | 0.14662
ep_solar_pv_124 | Aggregated Plant | solar | DEU | 2016 |  |  |  | active | elc_spv-DEU_0124 | 0.01 | 1336.5 | 21.45 | 0 | 1 | 0.14662
ep_solar_pv_124 | Aggregated Plant | solar | DEU | 2017 |  |  |  | active | elc_spv-DEU_0124 | 0.0074 | 1336.5 | 21.45 | 0 | 1 | 0.14662
ep_solar_pv_124 | Aggregated Plant | solar | DEU | 2020 |  |  |  | active | elc_spv-DEU_0124 | 0.0149 | 1336.5 | 21.45 | 0 | 1 | 0.14662
ep_solar_pv_124 | Aggregated Plant | solar | DEU | 2021 |  |  |  | active | elc_spv-DEU_0124 | 0.023 | 1336.5 | 21.45 | 0 | 1 | 0.14662
ep_solar_pv_124 | Aggregated Plant | solar | DEU | 2022 |  |  |  | active | elc_spv-DEU_0124 | 0.1065 | 1336.5 | 21.45 | 0 | 1 | 0.14662
ep_solar_pv_124 | Aggregated Plant | solar | DEU | 2023 |  |  |  | active | elc_spv-DEU_0124 | 0.0658 | 1336.5 | 21.45 | 0 | 1 | 0.14662
ep_solar_pv_124 | Aggregated Plant | solar | DEU | 2024 |  |  |  | active | elc_spv-DEU_0124 | 0.0857 | 1336.5 | 21.45 | 0 | 1 | 0.14662
ep_solar_pv_125 | Aggregated Plant | solar | DEU | 2004 |  |  |  | active | elc_spv-DEU_0125 | 0.0019 | 1336.5 | 21.45 | 0 | 1 | 0.14275
ep_solar_pv_125 | Aggregated Plant | solar | DEU | 2007 |  |  |  | active | elc_spv-DEU_0125 | 0.0016 | 1336.5 | 21.45 | 0 | 1 | 0.14275
ep_solar_pv_125 | Aggregated Plant | solar | DEU | 2009 |  |  |  | active | elc_spv-DEU_0125 | 0.0076 | 1336.5 | 21.45 | 0 | 1 | 0.14275
ep_solar_pv_125 | Aggregated Plant | solar | DEU | 2010 |  |  |  | active | elc_spv-DEU_0125 | 0.0084 | 1336.5 | 21.45 | 0 | 1 | 0.14275
ep_solar_pv_125 | Aggregated Plant | solar | DEU | 2011 |  |  |  | active | elc_spv-DEU_0125 | 0.0052 | 1336.5 | 21.45 | 0 | 1 | 0.14275
ep_solar_pv_125 | Aggregated Plant | solar | DEU | 2012 |  |  |  | active | elc_spv-DEU_0125 | 0.0048 | 1336.5 | 21.45 | 0 | 1 | 0.14275
ep_solar_pv_125 | Aggregated Plant | solar | DEU | 2014 |  |  |  | active | elc_spv-DEU_0125 | 0.0068 | 1336.5 | 21.45 | 0 | 1 | 0.14275
ep_solar_pv_125 | Aggregated Plant | solar | DEU | 2015 |  |  |  | active | elc_spv-DEU_0125 | 0.0049 | 1336.5 | 21.45 | 0 | 1 | 0.14275
ep_solar_pv_125 | Aggregated Plant | solar | DEU | 2016 |  |  |  | active | elc_spv-DEU_0125 | 0.0171 | 1336.5 | 21.45 | 0 | 1 | 0.14275
ep_solar_pv_125 | Aggregated Plant | solar | DEU | 2018 |  |  |  | active | elc_spv-DEU_0125 | 0.02 | 1336.5 | 21.45 | 0 | 1 | 0.14275
ep_solar_pv_125 | Aggregated Plant | solar | DEU | 2019 |  |  |  | active | elc_spv-DEU_0125 | 0.0593 | 1336.5 | 21.45 | 0 | 1 | 0.14275
ep_solar_pv_125 | Aggregated Plant | solar | DEU | 2020 |  |  |  | active | elc_spv-DEU_0125 | 0.0634 | 1336.5 | 21.45 | 0 | 1 | 0.14275
ep_solar_pv_125 | Aggregated Plant | solar | DEU | 2021 |  |  |  | active | elc_spv-DEU_0125 | 0.0168 | 1336.5 | 21.45 | 0 | 1 | 0.14275
ep_solar_pv_125 | Aggregated Plant | solar | DEU | 2022 |  |  |  | active | elc_spv-DEU_0125 | 0.0979 | 1336.5 | 21.45 | 0 | 1 | 0.14275
ep_solar_pv_125 | Aggregated Plant | solar | DEU | 2023 |  |  |  | active | elc_spv-DEU_0125 | 0.1218 | 1336.5 | 21.45 | 0 | 1 | 0.14275
ep_solar_pv_125 | Aggregated Plant | solar | DEU | 2024 |  |  |  | active | elc_spv-DEU_0125 | 0.0612 | 1336.5 | 21.45 | 0 | 1 | 0.14275
ep_solar_pv_126 | Aggregated Plant | solar | DEU | 2009 |  |  |  | active | elc_spv-DEU_0126 | 0.0011 | 1336.5 | 21.45 | 0 | 1 | 0.13907
ep_solar_pv_126 | Aggregated Plant | solar | DEU | 2010 |  |  |  | active | elc_spv-DEU_0126 | 0.0229 | 1336.5 | 21.45 | 0 | 1 | 0.13907
ep_solar_pv_126 | Aggregated Plant | solar | DEU | 2011 |  |  |  | active | elc_spv-DEU_0126 | 0.0052 | 1336.5 | 21.45 | 0 | 1 | 0.13907
ep_solar_pv_126 | Aggregated Plant | solar | DEU | 2012 |  |  |  | active | elc_spv-DEU_0126 | 0.0243 | 1336.5 | 21.45 | 0 | 1 | 0.13907
ep_solar_pv_126 | Aggregated Plant | solar | DEU | 2013 |  |  |  | active | elc_spv-DEU_0126 | 0.0081 | 1336.5 | 21.45 | 0 | 1 | 0.13907
ep_solar_pv_126 | Aggregated Plant | solar | DEU | 2014 |  |  |  | active | elc_spv-DEU_0126 | 0.0033 | 1336.5 | 21.45 | 0 | 1 | 0.13907
ep_solar_pv_126 | Aggregated Plant | solar | DEU | 2015 |  |  |  | active | elc_spv-DEU_0126 | 0.0059 | 1336.5 | 21.45 | 0 | 1 | 0.13907
ep_solar_pv_126 | Aggregated Plant | solar | DEU | 2017 |  |  |  | active | elc_spv-DEU_0126 | 0.002 | 1336.5 | 21.45 | 0 | 1 | 0.13907
ep_solar_pv_126 | Aggregated Plant | solar | DEU | 2020 |  |  |  | active | elc_spv-DEU_0126 | 0.0229 | 1336.5 | 21.45 | 0 | 1 | 0.13907
ep_solar_pv_126 | Aggregated Plant | solar | DEU | 2021 |  |  |  | active | elc_spv-DEU_0126 | 0.0223 | 1336.5 | 21.45 | 0 | 1 | 0.13907
ep_solar_pv_126 | Aggregated Plant | solar | DEU | 2022 |  |  |  | active | elc_spv-DEU_0126 | 0.0346 | 1336.5 | 21.45 | 0 | 1 | 0.13907
ep_solar_pv_126 | Aggregated Plant | solar | DEU | 2023 |  |  |  | active | elc_spv-DEU_0126 | 0.0481 | 1336.5 | 21.45 | 0 | 1 | 0.13907
ep_solar_pv_126 | Aggregated Plant | solar | DEU | 2024 |  |  |  | active | elc_spv-DEU_0126 | 0.0823 | 1336.5 | 21.45 | 0 | 1 | 0.13907
ep_solar_pv_127 | Aggregated Plant | solar | DEU | 2009 |  |  |  | active | elc_spv-DEU_0127 | 0.0028 | 1336.5 | 21.45 | 0 | 1 | 0.13589
ep_solar_pv_127 | Aggregated Plant | solar | DEU | 2010 |  |  |  | active | elc_spv-DEU_0127 | 0.0078 | 1336.5 | 21.45 | 0 | 1 | 0.13589
ep_solar_pv_127 | Aggregated Plant | solar | DEU | 2012 |  |  |  | active | elc_spv-DEU_0127 | 0.0272 | 1336.5 | 21.45 | 0 | 1 | 0.13589
ep_solar_pv_127 | Aggregated Plant | solar | DEU | 2013 |  |  |  | active | elc_spv-DEU_0127 | 0.0313 | 1336.5 | 21.45 | 0 | 1 | 0.13589
ep_solar_pv_127 | Aggregated Plant | solar | DEU | 2014 |  |  |  | active | elc_spv-DEU_0127 | 0.0054 | 1336.5 | 21.45 | 0 | 1 | 0.13589
ep_solar_pv_127 | Aggregated Plant | solar | DEU | 2015 |  |  |  | active | elc_spv-DEU_0127 | 0.0053 | 1336.5 | 21.45 | 0 | 1 | 0.13589
ep_solar_pv_127 | Aggregated Plant | solar | DEU | 2016 |  |  |  | active | elc_spv-DEU_0127 | 0.0038 | 1336.5 | 21.45 | 0 | 1 | 0.13589
ep_solar_pv_127 | Aggregated Plant | solar | DEU | 2018 |  |  |  | active | elc_spv-DEU_0127 | 0.0175 | 1336.5 | 21.45 | 0 | 1 | 0.13589
ep_solar_pv_127 | Aggregated Plant | solar | DEU | 2019 |  |  |  | active | elc_spv-DEU_0127 | 0.0403 | 1336.5 | 21.45 | 0 | 1 | 0.13589
ep_solar_pv_127 | Aggregated Plant | solar | DEU | 2020 |  |  |  | active | elc_spv-DEU_0127 | 0.034 | 1336.5 | 21.45 | 0 | 1 | 0.13589
ep_solar_pv_127 | Aggregated Plant | solar | DEU | 2021 |  |  |  | active | elc_spv-DEU_0127 | 0.0326 | 1336.5 | 21.45 | 0 | 1 | 0.13589
ep_solar_pv_127 | Aggregated Plant | solar | DEU | 2022 |  |  |  | active | elc_spv-DEU_0127 | 0.0495 | 1336.5 | 21.45 | 0 | 1 | 0.13589
ep_solar_pv_127 | Aggregated Plant | solar | DEU | 2023 |  |  |  | active | elc_spv-DEU_0127 | 0.0503 | 1336.5 | 21.45 | 0 | 1 | 0.13589
ep_solar_pv_127 | Aggregated Plant | solar | DEU | 2024 |  |  |  | active | elc_spv-DEU_0127 | 0.0788 | 1336.5 | 21.45 | 0 | 1 | 0.13589
ep_solar_pv_128 | Aggregated Plant | solar | DEU | 2009 |  |  |  | active | elc_spv-DEU_0128 | 0.001 | 1336.5 | 21.45 | 0 | 1 | 0.13427
ep_solar_pv_128 | Aggregated Plant | solar | DEU | 2010 |  |  |  | active | elc_spv-DEU_0128 | 0.009 | 1336.5 | 21.45 | 0 | 1 | 0.13427
ep_solar_pv_128 | Aggregated Plant | solar | DEU | 2011 |  |  |  | active | elc_spv-DEU_0128 | 0.0155 | 1336.5 | 21.45 | 0 | 1 | 0.13427
ep_solar_pv_128 | Aggregated Plant | solar | DEU | 2012 |  |  |  | active | elc_spv-DEU_0128 | 0.0343 | 1336.5 | 21.45 | 0 | 1 | 0.13427
ep_solar_pv_128 | Aggregated Plant | solar | DEU | 2013 |  |  |  | active | elc_spv-DEU_0128 | 0.0038 | 1336.5 | 21.45 | 0 | 1 | 0.13427
ep_solar_pv_128 | Aggregated Plant | solar | DEU | 2014 |  |  |  | active | elc_spv-DEU_0128 | 0.0022 | 1336.5 | 21.45 | 0 | 1 | 0.13427
ep_solar_pv_128 | Aggregated Plant | solar | DEU | 2015 |  |  |  | active | elc_spv-DEU_0128 | 0.0105 | 1336.5 | 21.45 | 0 | 1 | 0.13427
ep_solar_pv_128 | Aggregated Plant | solar | DEU | 2016 |  |  |  | active | elc_spv-DEU_0128 | 0.0029 | 1336.5 | 21.45 | 0 | 1 | 0.13427
ep_solar_pv_128 | Aggregated Plant | solar | DEU | 2020 |  |  |  | active | elc_spv-DEU_0128 | 0.001 | 1336.5 | 21.45 | 0 | 1 | 0.13427
ep_solar_pv_128 | Aggregated Plant | solar | DEU | 2022 |  |  |  | active | elc_spv-DEU_0128 | 0.0018 | 1336.5 | 21.45 | 0 | 1 | 0.13427
ep_solar_pv_128 | Aggregated Plant | solar | DEU | 2024 |  |  |  | active | elc_spv-DEU_0128 | 0.0183 | 1336.5 | 21.45 | 0 | 1 | 0.13427
ep_solar_pv_129 | Aggregated Plant | solar | DEU | 2004 |  |  |  | active | elc_spv-DEU_0129 | 0.004 | 1336.5 | 21.45 | 0 | 1 | 0.13454
ep_solar_pv_129 | Aggregated Plant | solar | DEU | 2007 |  |  |  | active | elc_spv-DEU_0129 | 0.0034 | 1336.5 | 21.45 | 0 | 1 | 0.13454
ep_solar_pv_129 | Aggregated Plant | solar | DEU | 2008 |  |  |  | active | elc_spv-DEU_0129 | 0.0088 | 1336.5 | 21.45 | 0 | 1 | 0.13454
ep_solar_pv_129 | Aggregated Plant | solar | DEU | 2010 |  |  |  | active | elc_spv-DEU_0129 | 0.0023 | 1336.5 | 21.45 | 0 | 1 | 0.13454
ep_solar_pv_129 | Aggregated Plant | solar | DEU | 2011 |  |  |  | active | elc_spv-DEU_0129 | 0.0364 | 1336.5 | 21.45 | 0 | 1 | 0.13454
ep_solar_pv_129 | Aggregated Plant | solar | DEU | 2012 |  |  |  | active | elc_spv-DEU_0129 | 0.0286 | 1336.5 | 21.45 | 0 | 1 | 0.13454
ep_solar_pv_129 | Aggregated Plant | solar | DEU | 2013 |  |  |  | active | elc_spv-DEU_0129 | 0.0095 | 1336.5 | 21.45 | 0 | 1 | 0.13454
ep_solar_pv_129 | Aggregated Plant | solar | DEU | 2014 |  |  |  | active | elc_spv-DEU_0129 | 0.0121 | 1336.5 | 21.45 | 0 | 1 | 0.13454
ep_solar_pv_129 | Aggregated Plant | solar | DEU | 2015 |  |  |  | active | elc_spv-DEU_0129 | 0.0075 | 1336.5 | 21.45 | 0 | 1 | 0.13454
ep_solar_pv_129 | Aggregated Plant | solar | DEU | 2016 |  |  |  | active | elc_spv-DEU_0129 | 0.0358 | 1336.5 | 21.45 | 0 | 1 | 0.13454
ep_solar_pv_129 | Aggregated Plant | solar | DEU | 2017 |  |  |  | active | elc_spv-DEU_0129 | 0.0068 | 1336.5 | 21.45 | 0 | 1 | 0.13454
ep_solar_pv_129 | Aggregated Plant | solar | DEU | 2018 |  |  |  | active | elc_spv-DEU_0129 | 0.0013 | 1336.5 | 21.45 | 0 | 1 | 0.13454
ep_solar_pv_129 | Aggregated Plant | solar | DEU | 2020 |  |  |  | active | elc_spv-DEU_0129 | 0.0017 | 1336.5 | 21.45 | 0 | 1 | 0.13454
ep_solar_pv_129 | Aggregated Plant | solar | DEU | 2021 |  |  |  | active | elc_spv-DEU_0129 | 0.0461 | 1336.5 | 21.45 | 0 | 1 | 0.13454
ep_solar_pv_129 | Aggregated Plant | solar | DEU | 2022 |  |  |  | active | elc_spv-DEU_0129 | 0.0163 | 1336.5 | 21.45 | 0 | 1 | 0.13454
ep_solar_pv_129 | Aggregated Plant | solar | DEU | 2023 |  |  |  | active | elc_spv-DEU_0129 | 0.0359 | 1336.5 | 21.45 | 0 | 1 | 0.13454
ep_solar_pv_129 | Aggregated Plant | solar | DEU | 2024 |  |  |  | active | elc_spv-DEU_0129 | 0.0196 | 1336.5 | 21.45 | 0 | 1 | 0.13454
ep_solar_pv_130 | Aggregated Plant | solar | DEU | 2008 |  |  |  | active | elc_spv-DEU_0130 | 0.0139 | 1336.5 | 21.45 | 0 | 1 | 0.13544
ep_solar_pv_130 | Aggregated Plant | solar | DEU | 2009 |  |  |  | active | elc_spv-DEU_0130 | 0.0091 | 1336.5 | 21.45 | 0 | 1 | 0.13544
ep_solar_pv_130 | Aggregated Plant | solar | DEU | 2010 |  |  |  | active | elc_spv-DEU_0130 | 0.0223 | 1336.5 | 21.45 | 0 | 1 | 0.13544
ep_solar_pv_130 | Aggregated Plant | solar | DEU | 2011 |  |  |  | active | elc_spv-DEU_0130 | 0.0548 | 1336.5 | 21.45 | 0 | 1 | 0.13544
ep_solar_pv_130 | Aggregated Plant | solar | DEU | 2012 |  |  |  | active | elc_spv-DEU_0130 | 0.1487 | 1336.5 | 21.45 | 0 | 1 | 0.13544
ep_solar_pv_130 | Aggregated Plant | solar | DEU | 2013 |  |  |  | active | elc_spv-DEU_0130 | 0.0488 | 1336.5 | 21.45 | 0 | 1 | 0.13544
ep_solar_pv_130 | Aggregated Plant | solar | DEU | 2014 |  |  |  | active | elc_spv-DEU_0130 | 0.0199 | 1336.5 | 21.45 | 0 | 1 | 0.13544
ep_solar_pv_130 | Aggregated Plant | solar | DEU | 2015 |  |  |  | active | elc_spv-DEU_0130 | 0.0134 | 1336.5 | 21.45 | 0 | 1 | 0.13544
ep_solar_pv_130 | Aggregated Plant | solar | DEU | 2016 |  |  |  | active | elc_spv-DEU_0130 | 0.0217 | 1336.5 | 21.45 | 0 | 1 | 0.13544
ep_solar_pv_130 | Aggregated Plant | solar | DEU | 2017 |  |  |  | active | elc_spv-DEU_0130 | 0.0056 | 1336.5 | 21.45 | 0 | 1 | 0.13544
ep_solar_pv_130 | Aggregated Plant | solar | DEU | 2019 |  |  |  | active | elc_spv-DEU_0130 | 0.0248 | 1336.5 | 21.45 | 0 | 1 | 0.13544
ep_solar_pv_130 | Aggregated Plant | solar | DEU | 2020 |  |  |  | active | elc_spv-DEU_0130 | 0.0222 | 1336.5 | 21.45 | 0 | 1 | 0.13544
ep_solar_pv_130 | Aggregated Plant | solar | DEU | 2021 |  |  |  | active | elc_spv-DEU_0130 | 0.0652 | 1336.5 | 21.45 | 0 | 1 | 0.13544
ep_solar_pv_130 | Aggregated Plant | solar | DEU | 2022 |  |  |  | active | elc_spv-DEU_0130 | 0.0272 | 1336.5 | 21.45 | 0 | 1 | 0.13544
ep_solar_pv_130 | Aggregated Plant | solar | DEU | 2023 |  |  |  | active | elc_spv-DEU_0130 | 0.0089 | 1336.5 | 21.45 | 0 | 1 | 0.13544
ep_solar_pv_130 | Aggregated Plant | solar | DEU | 2024 |  |  |  | active | elc_spv-DEU_0130 | 0.0459 | 1336.5 | 21.45 | 0 | 1 | 0.13544
ep_solar_pv_131 | Aggregated Plant | solar | DEU | 2007 |  |  |  | active | elc_spv-DEU_0131 | 0.0012 | 1336.5 | 21.45 | 0 | 1 | 0.13578
ep_solar_pv_131 | Aggregated Plant | solar | DEU | 2009 |  |  |  | active | elc_spv-DEU_0131 | 0.0125 | 1336.5 | 21.45 | 0 | 1 | 0.13578
ep_solar_pv_131 | Aggregated Plant | solar | DEU | 2010 |  |  |  | active | elc_spv-DEU_0131 | 0.0095 | 1336.5 | 21.45 | 0 | 1 | 0.13578
ep_solar_pv_131 | Aggregated Plant | solar | DEU | 2011 |  |  |  | active | elc_spv-DEU_0131 | 0.0238 | 1336.5 | 21.45 | 0 | 1 | 0.13578
ep_solar_pv_131 | Aggregated Plant | solar | DEU | 2012 |  |  |  | active | elc_spv-DEU_0131 | 0.0276 | 1336.5 | 21.45 | 0 | 1 | 0.13578
ep_solar_pv_131 | Aggregated Plant | solar | DEU | 2013 |  |  |  | active | elc_spv-DEU_0131 | 0.0145 | 1336.5 | 21.45 | 0 | 1 | 0.13578
ep_solar_pv_131 | Aggregated Plant | solar | DEU | 2014 |  |  |  | active | elc_spv-DEU_0131 | 0.0124 | 1336.5 | 21.45 | 0 | 1 | 0.13578
ep_solar_pv_131 | Aggregated Plant | solar | DEU | 2015 |  |  |  | active | elc_spv-DEU_0131 | 0.022 | 1336.5 | 21.45 | 0 | 1 | 0.13578
ep_solar_pv_131 | Aggregated Plant | solar | DEU | 2016 |  |  |  | active | elc_spv-DEU_0131 | 0.0131 | 1336.5 | 21.45 | 0 | 1 | 0.13578
ep_solar_pv_131 | Aggregated Plant | solar | DEU | 2019 |  |  |  | active | elc_spv-DEU_0131 | 0.0092 | 1336.5 | 21.45 | 0 | 1 | 0.13578
ep_solar_pv_131 | Aggregated Plant | solar | DEU | 2021 |  |  |  | active | elc_spv-DEU_0131 | 0.009 | 1336.5 | 21.45 | 0 | 1 | 0.13578
ep_solar_pv_131 | Aggregated Plant | solar | DEU | 2022 |  |  |  | active | elc_spv-DEU_0131 | 0.0208 | 1336.5 | 21.45 | 0 | 1 | 0.13578
ep_solar_pv_131 | Aggregated Plant | solar | DEU | 2023 |  |  |  | active | elc_spv-DEU_0131 | 0.0251 | 1336.5 | 21.45 | 0 | 1 | 0.13578
ep_solar_pv_131 | Aggregated Plant | solar | DEU | 2024 |  |  |  | active | elc_spv-DEU_0131 | 0.0147 | 1336.5 | 21.45 | 0 | 1 | 0.13578
ep_solar_pv_132 | Aggregated Plant | solar | DEU | 2010 |  |  |  | active | elc_spv-DEU_0132 | 0.0022 | 1336.5 | 21.45 | 0 | 1 | 0.13538
ep_solar_pv_132 | Aggregated Plant | solar | DEU | 2011 |  |  |  | active | elc_spv-DEU_0132 | 0.0059 | 1336.5 | 21.45 | 0 | 1 | 0.13538
ep_solar_pv_132 | Aggregated Plant | solar | DEU | 2012 |  |  |  | active | elc_spv-DEU_0132 | 0.0481 | 1336.5 | 21.45 | 0 | 1 | 0.13538
ep_solar_pv_132 | Aggregated Plant | solar | DEU | 2013 |  |  |  | active | elc_spv-DEU_0132 | 0.0114 | 1336.5 | 21.45 | 0 | 1 | 0.13538
ep_solar_pv_132 | Aggregated Plant | solar | DEU | 2014 |  |  |  | active | elc_spv-DEU_0132 | 0.0133 | 1336.5 | 21.45 | 0 | 1 | 0.13538
ep_solar_pv_132 | Aggregated Plant | solar | DEU | 2015 |  |  |  | active | elc_spv-DEU_0132 | 0.0219 | 1336.5 | 21.45 | 0 | 1 | 0.13538
ep_solar_pv_132 | Aggregated Plant | solar | DEU | 2016 |  |  |  | active | elc_spv-DEU_0132 | 0.017 | 1336.5 | 21.45 | 0 | 1 | 0.13538
ep_solar_pv_132 | Aggregated Plant | solar | DEU | 2017 |  |  |  | active | elc_spv-DEU_0132 | 0.0174 | 1336.5 | 21.45 | 0 | 1 | 0.13538
ep_solar_pv_132 | Aggregated Plant | solar | DEU | 2018 |  |  |  | active | elc_spv-DEU_0132 | 0.0044 | 1336.5 | 21.45 | 0 | 1 | 0.13538
ep_solar_pv_132 | Aggregated Plant | solar | DEU | 2019 |  |  |  | active | elc_spv-DEU_0132 | 0.0031 | 1336.5 | 21.45 | 0 | 1 | 0.13538
ep_solar_pv_132 | Aggregated Plant | solar | DEU | 2021 |  |  |  | active | elc_spv-DEU_0132 | 0.0144 | 1336.5 | 21.45 | 0 | 1 | 0.13538
ep_solar_pv_132 | Aggregated Plant | solar | DEU | 2022 |  |  |  | active | elc_spv-DEU_0132 | 0.0048 | 1336.5 | 21.45 | 0 | 1 | 0.13538
ep_solar_pv_132 | Aggregated Plant | solar | DEU | 2023 |  |  |  | active | elc_spv-DEU_0132 | 0.0196 | 1336.5 | 21.45 | 0 | 1 | 0.13538
ep_solar_pv_132 | Aggregated Plant | solar | DEU | 2024 |  |  |  | active | elc_spv-DEU_0132 | 0.0099 | 1336.5 | 21.45 | 0 | 1 | 0.13538
ep_solar_pv_133 | Aggregated Plant | solar | DEU | 2011 |  |  |  | active | elc_spv-DEU_0133 | 0.0039 | 1336.5 | 21.45 | 0 | 1 | 0.1352
ep_solar_pv_133 | Aggregated Plant | solar | DEU | 2012 |  |  |  | active | elc_spv-DEU_0133 | 0.0377 | 1336.5 | 21.45 | 0 | 1 | 0.1352
ep_solar_pv_133 | Aggregated Plant | solar | DEU | 2013 |  |  |  | active | elc_spv-DEU_0133 | 0.0046 | 1336.5 | 21.45 | 0 | 1 | 0.1352
ep_solar_pv_133 | Aggregated Plant | solar | DEU | 2014 |  |  |  | active | elc_spv-DEU_0133 | 0.0041 | 1336.5 | 21.45 | 0 | 1 | 0.1352
ep_solar_pv_133 | Aggregated Plant | solar | DEU | 2015 |  |  |  | active | elc_spv-DEU_0133 | 0.003 | 1336.5 | 21.45 | 0 | 1 | 0.1352
ep_solar_pv_133 | Aggregated Plant | solar | DEU | 2019 |  |  |  | active | elc_spv-DEU_0133 | 0.0024 | 1336.5 | 21.45 | 0 | 1 | 0.1352
ep_solar_pv_133 | Aggregated Plant | solar | DEU | 2020 |  |  |  | active | elc_spv-DEU_0133 | 0.0155 | 1336.5 | 21.45 | 0 | 1 | 0.1352
ep_solar_pv_133 | Aggregated Plant | solar | DEU | 2021 |  |  |  | active | elc_spv-DEU_0133 | 0.0109 | 1336.5 | 21.45 | 0 | 1 | 0.1352
ep_solar_pv_133 | Aggregated Plant | solar | DEU | 2022 |  |  |  | active | elc_spv-DEU_0133 | 0.0055 | 1336.5 | 21.45 | 0 | 1 | 0.1352
ep_solar_pv_133 | Aggregated Plant | solar | DEU | 2023 |  |  |  | active | elc_spv-DEU_0133 | 0.0015 | 1336.5 | 21.45 | 0 | 1 | 0.1352
ep_solar_pv_133 | Aggregated Plant | solar | DEU | 2024 |  |  |  | active | elc_spv-DEU_0133 | 0.0248 | 1336.5 | 21.45 | 0 | 1 | 0.1352
ep_solar_pv_134 | Aggregated Plant | solar | DEU | 2009 |  |  |  | active | elc_spv-DEU_0134 | 0.0025 | 1336.5 | 21.45 | 0 | 1 | 0.13811
ep_solar_pv_134 | Aggregated Plant | solar | DEU | 2010 |  |  |  | active | elc_spv-DEU_0134 | 0.011 | 1336.5 | 21.45 | 0 | 1 | 0.13811
ep_solar_pv_134 | Aggregated Plant | solar | DEU | 2011 |  |  |  | active | elc_spv-DEU_0134 | 0.0118 | 1336.5 | 21.45 | 0 | 1 | 0.13811
ep_solar_pv_134 | Aggregated Plant | solar | DEU | 2012 |  |  |  | active | elc_spv-DEU_0134 | 0.048 | 1336.5 | 21.45 | 0 | 1 | 0.13811
ep_solar_pv_134 | Aggregated Plant | solar | DEU | 2013 |  |  |  | active | elc_spv-DEU_0134 | 0.0231 | 1336.5 | 21.45 | 0 | 1 | 0.13811
ep_solar_pv_134 | Aggregated Plant | solar | DEU | 2015 |  |  |  | active | elc_spv-DEU_0134 | 0.0096 | 1336.5 | 21.45 | 0 | 1 | 0.13811
ep_solar_pv_134 | Aggregated Plant | solar | DEU | 2016 |  |  |  | active | elc_spv-DEU_0134 | 0.009 | 1336.5 | 21.45 | 0 | 1 | 0.13811
ep_solar_pv_134 | Aggregated Plant | solar | DEU | 2018 |  |  |  | active | elc_spv-DEU_0134 | 0.0103 | 1336.5 | 21.45 | 0 | 1 | 0.13811
ep_solar_pv_134 | Aggregated Plant | solar | DEU | 2019 |  |  |  | active | elc_spv-DEU_0134 | 0.0055 | 1336.5 | 21.45 | 0 | 1 | 0.13811
ep_solar_pv_134 | Aggregated Plant | solar | DEU | 2020 |  |  |  | active | elc_spv-DEU_0134 | 0.0639 | 1336.5 | 21.45 | 0 | 1 | 0.13811
ep_solar_pv_134 | Aggregated Plant | solar | DEU | 2021 |  |  |  | active | elc_spv-DEU_0134 | 0.0381 | 1336.5 | 21.45 | 0 | 1 | 0.13811
ep_solar_pv_134 | Aggregated Plant | solar | DEU | 2022 |  |  |  | active | elc_spv-DEU_0134 | 0.1871 | 1154.4797 | 18.4163 | 0 | 1 | 0.13811
ep_solar_pv_134 | Aggregated Plant | solar | DEU | 2023 |  |  |  | active | elc_spv-DEU_0134 | 0.093 | 1336.5 | 21.45 | 0 | 1 | 0.13811
ep_solar_pv_134 | Aggregated Plant | solar | DEU | 2024 |  |  |  | active | elc_spv-DEU_0134 | 0.0155 | 1336.5 | 21.45 | 0 | 1 | 0.13811
ep_solar_pv_135 | Aggregated Plant | solar | DEU | 2009 |  |  |  | active | elc_spv-DEU_0135 | 0.0011 | 1336.5 | 21.45 | 0 | 1 | 0.14648
ep_solar_pv_135 | Aggregated Plant | solar | DEU | 2010 |  |  |  | active | elc_spv-DEU_0135 | 0.0026 | 1336.5 | 21.45 | 0 | 1 | 0.14648
ep_solar_pv_135 | Aggregated Plant | solar | DEU | 2011 |  |  |  | active | elc_spv-DEU_0135 | 0.0102 | 1336.5 | 21.45 | 0 | 1 | 0.14648
ep_solar_pv_135 | Aggregated Plant | solar | DEU | 2012 |  |  |  | active | elc_spv-DEU_0135 | 0.0246 | 1336.5 | 21.45 | 0 | 1 | 0.14648
ep_solar_pv_135 | Aggregated Plant | solar | DEU | 2013 |  |  |  | active | elc_spv-DEU_0135 | 0.0217 | 1336.5 | 21.45 | 0 | 1 | 0.14648
ep_solar_pv_135 | Aggregated Plant | solar | DEU | 2014 |  |  |  | active | elc_spv-DEU_0135 | 0.006 | 1336.5 | 21.45 | 0 | 1 | 0.14648
ep_solar_pv_135 | Aggregated Plant | solar | DEU | 2015 |  |  |  | active | elc_spv-DEU_0135 | 0.002 | 1336.5 | 21.45 | 0 | 1 | 0.14648
ep_solar_pv_135 | Aggregated Plant | solar | DEU | 2017 |  |  |  | active | elc_spv-DEU_0135 | 0.0063 | 1336.5 | 21.45 | 0 | 1 | 0.14648
ep_solar_pv_135 | Aggregated Plant | solar | DEU | 2018 |  |  |  | active | elc_spv-DEU_0135 | 0.0037 | 1336.5 | 21.45 | 0 | 1 | 0.14648
ep_solar_pv_135 | Aggregated Plant | solar | DEU | 2019 |  |  |  | active | elc_spv-DEU_0135 | 0.0079 | 1336.5 | 21.45 | 0 | 1 | 0.14648
ep_solar_pv_135 | Aggregated Plant | solar | DEU | 2021 |  |  |  | active | elc_spv-DEU_0135 | 0.0113 | 1336.5 | 21.45 | 0 | 1 | 0.14648
ep_solar_pv_135 | Aggregated Plant | solar | DEU | 2022 |  |  |  | active | elc_spv-DEU_0135 | 0.0057 | 1336.5 | 21.45 | 0 | 1 | 0.14648
ep_solar_pv_135 | Aggregated Plant | solar | DEU | 2023 |  |  |  | active | elc_spv-DEU_0135 | 0.032 | 1336.5 | 21.45 | 0 | 1 | 0.14648
ep_solar_pv_135 | Aggregated Plant | solar | DEU | 2024 |  |  |  | active | elc_spv-DEU_0135 | 0.001 | 1336.5 | 21.45 | 0 | 1 | 0.14648
ep_solar_pv_136 | Aggregated Plant | solar | DEU | 2011 |  |  |  | active | elc_spv-DEU_0136 | 0.0055 | 1336.5 | 21.45 | 0 | 1 | 0.15432
ep_solar_pv_136 | Aggregated Plant | solar | DEU | 2022 |  |  |  | active | elc_spv-DEU_0136 | 0.18938 | 1140.591 | 18.1849 | 0 | 1 | 0.0016298
ep_solar_pv_136 | Aggregated Plant | solar | DEU | 2023 |  |  |  | active | elc_spv-DEU_0136 | 0.0029 | 1336.5 | 21.45 | 0 | 1 | 0.15432
ep_solar_pv_137 | Aggregated Plant | solar | DEU | 2022 |  |  |  | active | elc_spv-DEU_0137 | 0.19673 | 1138.5 | 18.15 | 0 | 1 | 0.13972
ep_solar_pv_138 | Aggregated Plant | solar | DEU | 2004 |  |  |  | active | elc_spv-DEU_0138 | 0.0018 | 1336.5 | 21.45 | 0 | 1 | 0.15519
ep_solar_pv_138 | Aggregated Plant | solar | DEU | 2008 |  |  |  | active | elc_spv-DEU_0138 | 0.0053 | 1336.5 | 21.45 | 0 | 1 | 0.15519
ep_solar_pv_138 | Aggregated Plant | solar | DEU | 2009 |  |  |  | active | elc_spv-DEU_0138 | 0.0042 | 1336.5 | 21.45 | 0 | 1 | 0.15519
ep_solar_pv_138 | Aggregated Plant | solar | DEU | 2010 |  |  |  | active | elc_spv-DEU_0138 | 0.0056 | 1336.5 | 21.45 | 0 | 1 | 0.15519
ep_solar_pv_138 | Aggregated Plant | solar | DEU | 2011 |  |  |  | active | elc_spv-DEU_0138 | 0.0048 | 1336.5 | 21.45 | 0 | 1 | 0.15519
ep_solar_pv_138 | Aggregated Plant | solar | DEU | 2012 |  |  |  | active | elc_spv-DEU_0138 | 0.0014 | 1336.5 | 21.45 | 0 | 1 | 0.15519
ep_solar_pv_138 | Aggregated Plant | solar | DEU | 2013 |  |  |  | active | elc_spv-DEU_0138 | 0.0077 | 1336.5 | 21.45 | 0 | 1 | 0.15519
ep_solar_pv_138 | Aggregated Plant | solar | DEU | 2014 |  |  |  | active | elc_spv-DEU_0138 | 0.0052 | 1336.5 | 21.45 | 0 | 1 | 0.15519
ep_solar_pv_138 | Aggregated Plant | solar | DEU | 2018 |  |  |  | active | elc_spv-DEU_0138 | 0.0017 | 1336.5 | 21.45 | 0 | 1 | 0.15519
ep_solar_pv_138 | Aggregated Plant | solar | DEU | 2021 |  |  |  | active | elc_spv-DEU_0138 | 0.0092 | 1336.5 | 21.45 | 0 | 1 | 0.15519
ep_solar_pv_138 | Aggregated Plant | solar | DEU | 2022 |  |  |  | active | elc_spv-DEU_0138 | 0.0105 | 1336.5 | 21.45 | 0 | 1 | 0.15519
ep_solar_pv_138 | Aggregated Plant | solar | DEU | 2023 |  |  |  | active | elc_spv-DEU_0138 | 0.0157 | 1336.5 | 21.45 | 0 | 1 | 0.15519
ep_solar_pv_138 | Aggregated Plant | solar | DEU | 2024 |  |  |  | active | elc_spv-DEU_0138 | 0.0063 | 1336.5 | 21.45 | 0 | 1 | 0.15519
ep_solar_pv_139 | Aggregated Plant | solar | DEU | 2004 |  |  |  | active | elc_spv-DEU_0139 | 0.0031 | 1336.5 | 21.45 | 0 | 1 | 0.15215
ep_solar_pv_139 | Aggregated Plant | solar | DEU | 2005 |  |  |  | active | elc_spv-DEU_0139 | 0.0037 | 1336.5 | 21.45 | 0 | 1 | 0.15215
ep_solar_pv_139 | Aggregated Plant | solar | DEU | 2006 |  |  |  | active | elc_spv-DEU_0139 | 0.002 | 1336.5 | 21.45 | 0 | 1 | 0.15215
ep_solar_pv_139 | Aggregated Plant | solar | DEU | 2007 |  |  |  | active | elc_spv-DEU_0139 | 0.0041 | 1336.5 | 21.45 | 0 | 1 | 0.15215
ep_solar_pv_139 | Aggregated Plant | solar | DEU | 2009 |  |  |  | active | elc_spv-DEU_0139 | 0.0049 | 1336.5 | 21.45 | 0 | 1 | 0.15215
ep_solar_pv_139 | Aggregated Plant | solar | DEU | 2010 |  |  |  | active | elc_spv-DEU_0139 | 0.0248 | 1336.5 | 21.45 | 0 | 1 | 0.15215
ep_solar_pv_139 | Aggregated Plant | solar | DEU | 2011 |  |  |  | active | elc_spv-DEU_0139 | 0.0106 | 1336.5 | 21.45 | 0 | 1 | 0.15215
ep_solar_pv_139 | Aggregated Plant | solar | DEU | 2012 |  |  |  | active | elc_spv-DEU_0139 | 0.0215 | 1336.5 | 21.45 | 0 | 1 | 0.15215
ep_solar_pv_139 | Aggregated Plant | solar | DEU | 2013 |  |  |  | active | elc_spv-DEU_0139 | 0.0098 | 1336.5 | 21.45 | 0 | 1 | 0.15215
ep_solar_pv_139 | Aggregated Plant | solar | DEU | 2014 |  |  |  | active | elc_spv-DEU_0139 | 0.0011 | 1336.5 | 21.45 | 0 | 1 | 0.15215
ep_solar_pv_139 | Aggregated Plant | solar | DEU | 2015 |  |  |  | active | elc_spv-DEU_0139 | 0.0036 | 1336.5 | 21.45 | 0 | 1 | 0.15215
ep_solar_pv_139 | Aggregated Plant | solar | DEU | 2016 |  |  |  | active | elc_spv-DEU_0139 | 0.0076 | 1336.5 | 21.45 | 0 | 1 | 0.15215
ep_solar_pv_139 | Aggregated Plant | solar | DEU | 2017 |  |  |  | active | elc_spv-DEU_0139 | 0.0064 | 1336.5 | 21.45 | 0 | 1 | 0.15215
ep_solar_pv_139 | Aggregated Plant | solar | DEU | 2018 |  |  |  | active | elc_spv-DEU_0139 | 0.005 | 1336.5 | 21.45 | 0 | 1 | 0.15215
ep_solar_pv_139 | Aggregated Plant | solar | DEU | 2019 |  |  |  | active | elc_spv-DEU_0139 | 0.009 | 1336.5 | 21.45 | 0 | 1 | 0.15215
ep_solar_pv_139 | Aggregated Plant | solar | DEU | 2020 |  |  |  | active | elc_spv-DEU_0139 | 0.0085 | 1336.5 | 21.45 | 0 | 1 | 0.15215
ep_solar_pv_139 | Aggregated Plant | solar | DEU | 2021 |  |  |  | active | elc_spv-DEU_0139 | 0.0153 | 1336.5 | 21.45 | 0 | 1 | 0.15215
ep_solar_pv_139 | Aggregated Plant | solar | DEU | 2022 |  |  |  | active | elc_spv-DEU_0139 | 0.0517 | 1336.5 | 21.45 | 0 | 1 | 0.15215
ep_solar_pv_139 | Aggregated Plant | solar | DEU | 2023 |  |  |  | active | elc_spv-DEU_0139 | 0.128 | 1336.5 | 21.45 | 0 | 1 | 0.15215
ep_solar_pv_139 | Aggregated Plant | solar | DEU | 2024 |  |  |  | active | elc_spv-DEU_0139 | 0.1044 | 1336.5 | 21.45 | 0 | 1 | 0.15215
ep_solar_pv_140 | Aggregated Plant | solar | DEU | 2005 |  |  |  | active | elc_spv-DEU_0140 | 0.0011 | 1336.5 | 21.45 | 0 | 1 | 0.1488
ep_solar_pv_140 | Aggregated Plant | solar | DEU | 2006 |  |  |  | active | elc_spv-DEU_0140 | 0.0014 | 1336.5 | 21.45 | 0 | 1 | 0.1488
ep_solar_pv_140 | Aggregated Plant | solar | DEU | 2007 |  |  |  | active | elc_spv-DEU_0140 | 0.0034 | 1336.5 | 21.45 | 0 | 1 | 0.1488
ep_solar_pv_140 | Aggregated Plant | solar | DEU | 2008 |  |  |  | active | elc_spv-DEU_0140 | 0.0069 | 1336.5 | 21.45 | 0 | 1 | 0.1488
ep_solar_pv_140 | Aggregated Plant | solar | DEU | 2009 |  |  |  | active | elc_spv-DEU_0140 | 0.0921 | 1219.7638 | 19.5044 | 0 | 1 | 0.1488
ep_solar_pv_140 | Aggregated Plant | solar | DEU | 2010 |  |  |  | active | elc_spv-DEU_0140 | 0.0293 | 1336.5 | 21.45 | 0 | 1 | 0.1488
ep_solar_pv_140 | Aggregated Plant | solar | DEU | 2011 |  |  |  | active | elc_spv-DEU_0140 | 0.0121 | 1336.5 | 21.45 | 0 | 1 | 0.1488
ep_solar_pv_140 | Aggregated Plant | solar | DEU | 2012 |  |  |  | active | elc_spv-DEU_0140 | 0.0509 | 1336.5 | 21.45 | 0 | 1 | 0.1488
ep_solar_pv_140 | Aggregated Plant | solar | DEU | 2013 |  |  |  | active | elc_spv-DEU_0140 | 0.0332 | 1336.5 | 21.45 | 0 | 1 | 0.1488
ep_solar_pv_140 | Aggregated Plant | solar | DEU | 2018 |  |  |  | active | elc_spv-DEU_0140 | 0.0039 | 1336.5 | 21.45 | 0 | 1 | 0.1488
ep_solar_pv_140 | Aggregated Plant | solar | DEU | 2019 |  |  |  | active | elc_spv-DEU_0140 | 0.0016 | 1336.5 | 21.45 | 0 | 1 | 0.1488
ep_solar_pv_140 | Aggregated Plant | solar | DEU | 2020 |  |  |  | active | elc_spv-DEU_0140 | 0.0097 | 1336.5 | 21.45 | 0 | 1 | 0.1488
ep_solar_pv_140 | Aggregated Plant | solar | DEU | 2021 |  |  |  | active | elc_spv-DEU_0140 | 0.014 | 1336.5 | 21.45 | 0 | 1 | 0.1488
ep_solar_pv_140 | Aggregated Plant | solar | DEU | 2022 |  |  |  | active | elc_spv-DEU_0140 | 0.0318 | 1336.5 | 21.45 | 0 | 1 | 0.1488
ep_solar_pv_140 | Aggregated Plant | solar | DEU | 2023 |  |  |  | active | elc_spv-DEU_0140 | 0.1044 | 1336.5 | 21.45 | 0 | 1 | 0.1488
ep_solar_pv_140 | Aggregated Plant | solar | DEU | 2024 |  |  |  | active | elc_spv-DEU_0140 | 0.1447 | 1336.5 | 21.45 | 0 | 1 | 0.1488
ep_solar_pv_141 | Aggregated Plant | solar | DEU | 2009 |  |  |  | active | elc_spv-DEU_0141 | 0.0016 | 1336.5 | 21.45 | 0 | 1 | 0.14468
ep_solar_pv_141 | Aggregated Plant | solar | DEU | 2010 |  |  |  | active | elc_spv-DEU_0141 | 0.0026 | 1336.5 | 21.45 | 0 | 1 | 0.14468
ep_solar_pv_141 | Aggregated Plant | solar | DEU | 2011 |  |  |  | active | elc_spv-DEU_0141 | 0.0079 | 1336.5 | 21.45 | 0 | 1 | 0.14468
ep_solar_pv_141 | Aggregated Plant | solar | DEU | 2012 |  |  |  | active | elc_spv-DEU_0141 | 0.0146 | 1336.5 | 21.45 | 0 | 1 | 0.14468
ep_solar_pv_141 | Aggregated Plant | solar | DEU | 2013 |  |  |  | active | elc_spv-DEU_0141 | 0.0035 | 1336.5 | 21.45 | 0 | 1 | 0.14468
ep_solar_pv_141 | Aggregated Plant | solar | DEU | 2017 |  |  |  | active | elc_spv-DEU_0141 | 0.0088 | 1336.5 | 21.45 | 0 | 1 | 0.14468
ep_solar_pv_141 | Aggregated Plant | solar | DEU | 2018 |  |  |  | active | elc_spv-DEU_0141 | 0.0012 | 1336.5 | 21.45 | 0 | 1 | 0.14468
ep_solar_pv_141 | Aggregated Plant | solar | DEU | 2020 |  |  |  | active | elc_spv-DEU_0141 | 0.0119 | 1336.5 | 21.45 | 0 | 1 | 0.14468
ep_solar_pv_141 | Aggregated Plant | solar | DEU | 2021 |  |  |  | active | elc_spv-DEU_0141 | 0.0203 | 1336.5 | 21.45 | 0 | 1 | 0.14468
ep_solar_pv_141 | Aggregated Plant | solar | DEU | 2022 |  |  |  | active | elc_spv-DEU_0141 | 0.0514 | 1336.5 | 21.45 | 0 | 1 | 0.14468
ep_solar_pv_141 | Aggregated Plant | solar | DEU | 2023 |  |  |  | active | elc_spv-DEU_0141 | 0.0399 | 1336.5 | 21.45 | 0 | 1 | 0.14468
ep_solar_pv_141 | Aggregated Plant | solar | DEU | 2024 |  |  |  | active | elc_spv-DEU_0141 | 0.0343 | 1336.5 | 21.45 | 0 | 1 | 0.14468
ep_solar_pv_142 | Aggregated Plant | solar | DEU | 2009 |  |  |  | active | elc_spv-DEU_0142 | 0.0019 | 1336.5 | 21.45 | 0 | 1 | 0.14009
ep_solar_pv_142 | Aggregated Plant | solar | DEU | 2010 |  |  |  | active | elc_spv-DEU_0142 | 0.0088 | 1336.5 | 21.45 | 0 | 1 | 0.14009
ep_solar_pv_142 | Aggregated Plant | solar | DEU | 2012 |  |  |  | active | elc_spv-DEU_0142 | 0.0016 | 1336.5 | 21.45 | 0 | 1 | 0.14009
ep_solar_pv_142 | Aggregated Plant | solar | DEU | 2013 |  |  |  | active | elc_spv-DEU_0142 | 0.002 | 1336.5 | 21.45 | 0 | 1 | 0.14009
ep_solar_pv_142 | Aggregated Plant | solar | DEU | 2014 |  |  |  | active | elc_spv-DEU_0142 | 0.0011 | 1336.5 | 21.45 | 0 | 1 | 0.14009
ep_solar_pv_142 | Aggregated Plant | solar | DEU | 2020 |  |  |  | active | elc_spv-DEU_0142 | 0.0109 | 1336.5 | 21.45 | 0 | 1 | 0.14009
ep_solar_pv_142 | Aggregated Plant | solar | DEU | 2021 |  |  |  | active | elc_spv-DEU_0142 | 0.0515 | 1336.5 | 21.45 | 0 | 1 | 0.14009
ep_solar_pv_142 | Aggregated Plant | solar | DEU | 2022 |  |  |  | active | elc_spv-DEU_0142 | 0.0064 | 1336.5 | 21.45 | 0 | 1 | 0.14009
ep_solar_pv_142 | Aggregated Plant | solar | DEU | 2023 |  |  |  | active | elc_spv-DEU_0142 | 0.01 | 1336.5 | 21.45 | 0 | 1 | 0.14009
ep_solar_pv_142 | Aggregated Plant | solar | DEU | 2024 |  |  |  | active | elc_spv-DEU_0142 | 0.0147 | 1336.5 | 21.45 | 0 | 1 | 0.14009
ep_solar_pv_143 | Aggregated Plant | solar | DEU | 2009 |  |  |  | active | elc_spv-DEU_0143 | 0.0064 | 1336.5 | 21.45 | 0 | 1 | 0.137
ep_solar_pv_143 | Aggregated Plant | solar | DEU | 2011 |  |  |  | active | elc_spv-DEU_0143 | 0.0014 | 1336.5 | 21.45 | 0 | 1 | 0.137
ep_solar_pv_143 | Aggregated Plant | solar | DEU | 2012 |  |  |  | active | elc_spv-DEU_0143 | 0.0081 | 1336.5 | 21.45 | 0 | 1 | 0.137
ep_solar_pv_143 | Aggregated Plant | solar | DEU | 2013 |  |  |  | active | elc_spv-DEU_0143 | 0.0024 | 1336.5 | 21.45 | 0 | 1 | 0.137
ep_solar_pv_143 | Aggregated Plant | solar | DEU | 2015 |  |  |  | active | elc_spv-DEU_0143 | 0.0017 | 1336.5 | 21.45 | 0 | 1 | 0.137
ep_solar_pv_143 | Aggregated Plant | solar | DEU | 2022 |  |  |  | active | elc_spv-DEU_0143 | 0.0084 | 1336.5 | 21.45 | 0 | 1 | 0.137
ep_solar_pv_144 | Aggregated Plant | solar | DEU | 2004 |  |  |  | active | elc_spv-DEU_0144 | 0.0011 | 1336.5 | 21.45 | 0 | 1 | 0.13561
ep_solar_pv_144 | Aggregated Plant | solar | DEU | 2006 |  |  |  | active | elc_spv-DEU_0144 | 0.0014 | 1336.5 | 21.45 | 0 | 1 | 0.13561
ep_solar_pv_144 | Aggregated Plant | solar | DEU | 2009 |  |  |  | active | elc_spv-DEU_0144 | 0.0102 | 1336.5 | 21.45 | 0 | 1 | 0.13561
ep_solar_pv_144 | Aggregated Plant | solar | DEU | 2010 |  |  |  | active | elc_spv-DEU_0144 | 0.0013 | 1336.5 | 21.45 | 0 | 1 | 0.13561
ep_solar_pv_144 | Aggregated Plant | solar | DEU | 2011 |  |  |  | active | elc_spv-DEU_0144 | 0.0096 | 1336.5 | 21.45 | 0 | 1 | 0.13561
ep_solar_pv_144 | Aggregated Plant | solar | DEU | 2012 |  |  |  | active | elc_spv-DEU_0144 | 0.0266 | 1336.5 | 21.45 | 0 | 1 | 0.13561
ep_solar_pv_144 | Aggregated Plant | solar | DEU | 2013 |  |  |  | active | elc_spv-DEU_0144 | 0.0097 | 1336.5 | 21.45 | 0 | 1 | 0.13561
ep_solar_pv_144 | Aggregated Plant | solar | DEU | 2014 |  |  |  | active | elc_spv-DEU_0144 | 0.0054 | 1336.5 | 21.45 | 0 | 1 | 0.13561
ep_solar_pv_144 | Aggregated Plant | solar | DEU | 2015 |  |  |  | active | elc_spv-DEU_0144 | 0.0046 | 1336.5 | 21.45 | 0 | 1 | 0.13561
ep_solar_pv_144 | Aggregated Plant | solar | DEU | 2016 |  |  |  | active | elc_spv-DEU_0144 | 0.0013 | 1336.5 | 21.45 | 0 | 1 | 0.13561
ep_solar_pv_144 | Aggregated Plant | solar | DEU | 2021 |  |  |  | active | elc_spv-DEU_0144 | 0.011 | 1336.5 | 21.45 | 0 | 1 | 0.13561
ep_solar_pv_144 | Aggregated Plant | solar | DEU | 2022 |  |  |  | active | elc_spv-DEU_0144 | 0.0265 | 1336.5 | 21.45 | 0 | 1 | 0.13561
ep_solar_pv_144 | Aggregated Plant | solar | DEU | 2023 |  |  |  | active | elc_spv-DEU_0144 | 0.0253 | 1336.5 | 21.45 | 0 | 1 | 0.13561
ep_solar_pv_144 | Aggregated Plant | solar | DEU | 2024 |  |  |  | active | elc_spv-DEU_0144 | 0.0191 | 1336.5 | 21.45 | 0 | 1 | 0.13561
ep_solar_pv_145 | Aggregated Plant | solar | DEU | 2004 |  |  |  | active | elc_spv-DEU_0145 | 0.0048 | 1336.5 | 21.45 | 0 | 1 | 0.13507
ep_solar_pv_145 | Aggregated Plant | solar | DEU | 2005 |  |  |  | active | elc_spv-DEU_0145 | 0.0035 | 1336.5 | 21.45 | 0 | 1 | 0.13507
ep_solar_pv_145 | Aggregated Plant | solar | DEU | 2008 |  |  |  | active | elc_spv-DEU_0145 | 0.0435 | 1336.5 | 21.45 | 0 | 1 | 0.13507
ep_solar_pv_145 | Aggregated Plant | solar | DEU | 2009 |  |  |  | active | elc_spv-DEU_0145 | 0.002 | 1336.5 | 21.45 | 0 | 1 | 0.13507
ep_solar_pv_145 | Aggregated Plant | solar | DEU | 2010 |  |  |  | active | elc_spv-DEU_0145 | 0.0231 | 1336.5 | 21.45 | 0 | 1 | 0.13507
ep_solar_pv_145 | Aggregated Plant | solar | DEU | 2011 |  |  |  | active | elc_spv-DEU_0145 | 0.0562 | 1336.5 | 21.45 | 0 | 1 | 0.13507
ep_solar_pv_145 | Aggregated Plant | solar | DEU | 2012 |  |  |  | active | elc_spv-DEU_0145 | 0.0679 | 1336.5 | 21.45 | 0 | 1 | 0.13507
ep_solar_pv_145 | Aggregated Plant | solar | DEU | 2013 |  |  |  | active | elc_spv-DEU_0145 | 0.0142 | 1336.5 | 21.45 | 0 | 1 | 0.13507
ep_solar_pv_145 | Aggregated Plant | solar | DEU | 2014 |  |  |  | active | elc_spv-DEU_0145 | 0.0106 | 1336.5 | 21.45 | 0 | 1 | 0.13507
ep_solar_pv_145 | Aggregated Plant | solar | DEU | 2015 |  |  |  | active | elc_spv-DEU_0145 | 0.0075 | 1336.5 | 21.45 | 0 | 1 | 0.13507
ep_solar_pv_145 | Aggregated Plant | solar | DEU | 2016 |  |  |  | active | elc_spv-DEU_0145 | 0.013 | 1336.5 | 21.45 | 0 | 1 | 0.13507
ep_solar_pv_145 | Aggregated Plant | solar | DEU | 2018 |  |  |  | active | elc_spv-DEU_0145 | 0.0028 | 1336.5 | 21.45 | 0 | 1 | 0.13507
ep_solar_pv_145 | Aggregated Plant | solar | DEU | 2019 |  |  |  | active | elc_spv-DEU_0145 | 0.0033 | 1336.5 | 21.45 | 0 | 1 | 0.13507
ep_solar_pv_145 | Aggregated Plant | solar | DEU | 2020 |  |  |  | active | elc_spv-DEU_0145 | 0.0045 | 1336.5 | 21.45 | 0 | 1 | 0.13507
ep_solar_pv_145 | Aggregated Plant | solar | DEU | 2022 |  |  |  | active | elc_spv-DEU_0145 | 0.0136 | 1336.5 | 21.45 | 0 | 1 | 0.13507
ep_solar_pv_145 | Aggregated Plant | solar | DEU | 2023 |  |  |  | active | elc_spv-DEU_0145 | 0.0591 | 1336.5 | 21.45 | 0 | 1 | 0.13507
ep_solar_pv_145 | Aggregated Plant | solar | DEU | 2024 |  |  |  | active | elc_spv-DEU_0145 | 0.0118 | 1336.5 | 21.45 | 0 | 1 | 0.13507
ep_solar_pv_146 | Aggregated Plant | solar | DEU | 2006 |  |  |  | active | elc_spv-DEU_0146 | 0.0032 | 1336.5 | 21.45 | 0 | 1 | 0.13498
ep_solar_pv_146 | Aggregated Plant | solar | DEU | 2007 |  |  |  | active | elc_spv-DEU_0146 | 0.0058 | 1336.5 | 21.45 | 0 | 1 | 0.13498
ep_solar_pv_146 | Aggregated Plant | solar | DEU | 2008 |  |  |  | active | elc_spv-DEU_0146 | 0.003 | 1336.5 | 21.45 | 0 | 1 | 0.13498
ep_solar_pv_146 | Aggregated Plant | solar | DEU | 2009 |  |  |  | active | elc_spv-DEU_0146 | 0.0171 | 1336.5 | 21.45 | 0 | 1 | 0.13498
ep_solar_pv_146 | Aggregated Plant | solar | DEU | 2010 |  |  |  | active | elc_spv-DEU_0146 | 0.034 | 1336.5 | 21.45 | 0 | 1 | 0.13498
ep_solar_pv_146 | Aggregated Plant | solar | DEU | 2011 |  |  |  | active | elc_spv-DEU_0146 | 0.0794 | 1336.5 | 21.45 | 0 | 1 | 0.13498
ep_solar_pv_146 | Aggregated Plant | solar | DEU | 2012 |  |  |  | active | elc_spv-DEU_0146 | 0.0815 | 1336.5 | 21.45 | 0 | 1 | 0.13498
ep_solar_pv_146 | Aggregated Plant | solar | DEU | 2013 |  |  |  | active | elc_spv-DEU_0146 | 0.014 | 1336.5 | 21.45 | 0 | 1 | 0.13498
ep_solar_pv_146 | Aggregated Plant | solar | DEU | 2014 |  |  |  | active | elc_spv-DEU_0146 | 0.032 | 1336.5 | 21.45 | 0 | 1 | 0.13498
ep_solar_pv_146 | Aggregated Plant | solar | DEU | 2015 |  |  |  | active | elc_spv-DEU_0146 | 0.0292 | 1336.5 | 21.45 | 0 | 1 | 0.13498
ep_solar_pv_146 | Aggregated Plant | solar | DEU | 2016 |  |  |  | active | elc_spv-DEU_0146 | 0.0227 | 1336.5 | 21.45 | 0 | 1 | 0.13498
ep_solar_pv_146 | Aggregated Plant | solar | DEU | 2017 |  |  |  | active | elc_spv-DEU_0146 | 0.0055 | 1336.5 | 21.45 | 0 | 1 | 0.13498
ep_solar_pv_146 | Aggregated Plant | solar | DEU | 2018 |  |  |  | active | elc_spv-DEU_0146 | 0.008 | 1336.5 | 21.45 | 0 | 1 | 0.13498
ep_solar_pv_146 | Aggregated Plant | solar | DEU | 2020 |  |  |  | active | elc_spv-DEU_0146 | 0.0139 | 1336.5 | 21.45 | 0 | 1 | 0.13498
ep_solar_pv_146 | Aggregated Plant | solar | DEU | 2021 |  |  |  | active | elc_spv-DEU_0146 | 0.0187 | 1336.5 | 21.45 | 0 | 1 | 0.13498
ep_solar_pv_146 | Aggregated Plant | solar | DEU | 2022 |  |  |  | active | elc_spv-DEU_0146 | 0.0149 | 1336.5 | 21.45 | 0 | 1 | 0.13498
ep_solar_pv_146 | Aggregated Plant | solar | DEU | 2023 |  |  |  | active | elc_spv-DEU_0146 | 0.0324 | 1336.5 | 21.45 | 0 | 1 | 0.13498
ep_solar_pv_146 | Aggregated Plant | solar | DEU | 2024 |  |  |  | active | elc_spv-DEU_0146 | 0.0251 | 1336.5 | 21.45 | 0 | 1 | 0.13498
ep_solar_pv_147 | Aggregated Plant | solar | DEU | 2008 |  |  |  | active | elc_spv-DEU_0147 | 0.0011 | 1336.5 | 21.45 | 0 | 1 | 0.13535
ep_solar_pv_147 | Aggregated Plant | solar | DEU | 2009 |  |  |  | active | elc_spv-DEU_0147 | 0.0016 | 1336.5 | 21.45 | 0 | 1 | 0.13535
ep_solar_pv_147 | Aggregated Plant | solar | DEU | 2011 |  |  |  | active | elc_spv-DEU_0147 | 0.0565 | 1336.5 | 21.45 | 0 | 1 | 0.13535
ep_solar_pv_147 | Aggregated Plant | solar | DEU | 2012 |  |  |  | active | elc_spv-DEU_0147 | 0.01 | 1336.5 | 21.45 | 0 | 1 | 0.13535
ep_solar_pv_147 | Aggregated Plant | solar | DEU | 2013 |  |  |  | active | elc_spv-DEU_0147 | 0.0035 | 1336.5 | 21.45 | 0 | 1 | 0.13535
ep_solar_pv_147 | Aggregated Plant | solar | DEU | 2014 |  |  |  | active | elc_spv-DEU_0147 | 0.0056 | 1336.5 | 21.45 | 0 | 1 | 0.13535
ep_solar_pv_147 | Aggregated Plant | solar | DEU | 2016 |  |  |  | active | elc_spv-DEU_0147 | 0.0012 | 1336.5 | 21.45 | 0 | 1 | 0.13535
ep_solar_pv_147 | Aggregated Plant | solar | DEU | 2017 |  |  |  | active | elc_spv-DEU_0147 | 0.0039 | 1336.5 | 21.45 | 0 | 1 | 0.13535
ep_solar_pv_147 | Aggregated Plant | solar | DEU | 2021 |  |  |  | active | elc_spv-DEU_0147 | 0.0079 | 1336.5 | 21.45 | 0 | 1 | 0.13535
ep_solar_pv_147 | Aggregated Plant | solar | DEU | 2022 |  |  |  | active | elc_spv-DEU_0147 | 0.0044 | 1336.5 | 21.45 | 0 | 1 | 0.13535
ep_solar_pv_147 | Aggregated Plant | solar | DEU | 2023 |  |  |  | active | elc_spv-DEU_0147 | 0.015 | 1336.5 | 21.45 | 0 | 1 | 0.13535
ep_solar_pv_147 | Aggregated Plant | solar | DEU | 2024 |  |  |  | active | elc_spv-DEU_0147 | 0.012 | 1336.5 | 21.45 | 0 | 1 | 0.13535
ep_solar_pv_148 | Aggregated Plant | solar | DEU | 2009 |  |  |  | active | elc_spv-DEU_0148 | 0.0032 | 1336.5 | 21.45 | 0 | 1 | 0.13551
ep_solar_pv_148 | Aggregated Plant | solar | DEU | 2010 |  |  |  | active | elc_spv-DEU_0148 | 0.0549 | 1336.5 | 21.45 | 0 | 1 | 0.13551
ep_solar_pv_148 | Aggregated Plant | solar | DEU | 2011 |  |  |  | active | elc_spv-DEU_0148 | 0.0979 | 1336.5 | 21.45 | 0 | 1 | 0.13551
ep_solar_pv_148 | Aggregated Plant | solar | DEU | 2012 |  |  |  | active | elc_spv-DEU_0148 | 0.0072 | 1336.5 | 21.45 | 0 | 1 | 0.13551
ep_solar_pv_148 | Aggregated Plant | solar | DEU | 2013 |  |  |  | active | elc_spv-DEU_0148 | 0.0084 | 1336.5 | 21.45 | 0 | 1 | 0.13551
ep_solar_pv_148 | Aggregated Plant | solar | DEU | 2014 |  |  |  | active | elc_spv-DEU_0148 | 0.007 | 1336.5 | 21.45 | 0 | 1 | 0.13551
ep_solar_pv_148 | Aggregated Plant | solar | DEU | 2016 |  |  |  | active | elc_spv-DEU_0148 | 0.0217 | 1336.5 | 21.45 | 0 | 1 | 0.13551
ep_solar_pv_148 | Aggregated Plant | solar | DEU | 2018 |  |  |  | active | elc_spv-DEU_0148 | 0.0134 | 1336.5 | 21.45 | 0 | 1 | 0.13551
ep_solar_pv_148 | Aggregated Plant | solar | DEU | 2019 |  |  |  | active | elc_spv-DEU_0148 | 0.0016 | 1336.5 | 21.45 | 0 | 1 | 0.13551
ep_solar_pv_148 | Aggregated Plant | solar | DEU | 2020 |  |  |  | active | elc_spv-DEU_0148 | 0.0046 | 1336.5 | 21.45 | 0 | 1 | 0.13551
ep_solar_pv_148 | Aggregated Plant | solar | DEU | 2021 |  |  |  | active | elc_spv-DEU_0148 | 0.0084 | 1336.5 | 21.45 | 0 | 1 | 0.13551
ep_solar_pv_148 | Aggregated Plant | solar | DEU | 2022 |  |  |  | active | elc_spv-DEU_0148 | 0.0015 | 1336.5 | 21.45 | 0 | 1 | 0.13551
ep_solar_pv_148 | Aggregated Plant | solar | DEU | 2023 |  |  |  | active | elc_spv-DEU_0148 | 0.0039 | 1336.5 | 21.45 | 0 | 1 | 0.13551
ep_solar_pv_148 | Aggregated Plant | solar | DEU | 2024 |  |  |  | active | elc_spv-DEU_0148 | 0.1773 | 1336.5 | 21.45 | 0 | 1 | 0.13551
ep_solar_pv_149 | Aggregated Plant | solar | DEU | 2011 |  |  |  | active | elc_spv-DEU_0149 | 0.005 | 1336.5 | 21.45 | 0 | 1 | 0.13539
ep_solar_pv_149 | Aggregated Plant | solar | DEU | 2012 |  |  |  | active | elc_spv-DEU_0149 | 0.0108 | 1336.5 | 21.45 | 0 | 1 | 0.13539
ep_solar_pv_149 | Aggregated Plant | solar | DEU | 2013 |  |  |  | active | elc_spv-DEU_0149 | 0.0117 | 1336.5 | 21.45 | 0 | 1 | 0.13539
ep_solar_pv_149 | Aggregated Plant | solar | DEU | 2014 |  |  |  | active | elc_spv-DEU_0149 | 0.0061 | 1336.5 | 21.45 | 0 | 1 | 0.13539
ep_solar_pv_149 | Aggregated Plant | solar | DEU | 2017 |  |  |  | active | elc_spv-DEU_0149 | 0.0115 | 1336.5 | 21.45 | 0 | 1 | 0.13539
ep_solar_pv_149 | Aggregated Plant | solar | DEU | 2018 |  |  |  | active | elc_spv-DEU_0149 | 0.0142 | 1336.5 | 21.45 | 0 | 1 | 0.13539
ep_solar_pv_149 | Aggregated Plant | solar | DEU | 2019 |  |  |  | active | elc_spv-DEU_0149 | 0.0047 | 1336.5 | 21.45 | 0 | 1 | 0.13539
ep_solar_pv_149 | Aggregated Plant | solar | DEU | 2020 |  |  |  | active | elc_spv-DEU_0149 | 0.0068 | 1336.5 | 21.45 | 0 | 1 | 0.13539
ep_solar_pv_149 | Aggregated Plant | solar | DEU | 2021 |  |  |  | active | elc_spv-DEU_0149 | 0.0137 | 1336.5 | 21.45 | 0 | 1 | 0.13539
ep_solar_pv_149 | Aggregated Plant | solar | DEU | 2022 |  |  |  | active | elc_spv-DEU_0149 | 0.0119 | 1336.5 | 21.45 | 0 | 1 | 0.13539
ep_solar_pv_149 | Aggregated Plant | solar | DEU | 2023 |  |  |  | active | elc_spv-DEU_0149 | 0.1839 | 1170.6925 | 18.6865 | 0 | 1 | 0.13539
ep_solar_pv_149 | Aggregated Plant | solar | DEU | 2024 |  |  |  | active | elc_spv-DEU_0149 | 0.0575 | 1336.5 | 21.45 | 0 | 1 | 0.13539
ep_solar_pv_150 | Aggregated Plant | solar | DEU | 2010 |  |  |  | active | elc_spv-DEU_0150 | 0.0021 | 1336.5 | 21.45 | 0 | 1 | 0.13813
ep_solar_pv_150 | Aggregated Plant | solar | DEU | 2011 |  |  |  | active | elc_spv-DEU_0150 | 0.095 | 1194.7737 | 19.0879 | 0 | 1 | 0.13813
ep_solar_pv_150 | Aggregated Plant | solar | DEU | 2012 |  |  |  | active | elc_spv-DEU_0150 | 0.0508 | 1336.5 | 21.45 | 0 | 1 | 0.13813
ep_solar_pv_150 | Aggregated Plant | solar | DEU | 2015 |  |  |  | active | elc_spv-DEU_0150 | 0.01 | 1336.5 | 21.45 | 0 | 1 | 0.13813
ep_solar_pv_150 | Aggregated Plant | solar | DEU | 2016 |  |  |  | active | elc_spv-DEU_0150 | 0.0074 | 1336.5 | 21.45 | 0 | 1 | 0.13813
ep_solar_pv_150 | Aggregated Plant | solar | DEU | 2017 |  |  |  | active | elc_spv-DEU_0150 | 0.0338 | 1336.5 | 21.45 | 0 | 1 | 0.13813
ep_solar_pv_150 | Aggregated Plant | solar | DEU | 2018 |  |  |  | active | elc_spv-DEU_0150 | 0.0082 | 1336.5 | 21.45 | 0 | 1 | 0.13813
ep_solar_pv_150 | Aggregated Plant | solar | DEU | 2019 |  |  |  | active | elc_spv-DEU_0150 | 0.0067 | 1336.5 | 21.45 | 0 | 1 | 0.13813
ep_solar_pv_150 | Aggregated Plant | solar | DEU | 2020 |  |  |  | active | elc_spv-DEU_0150 | 0.0693 | 1153.6429 | 18.4024 | 0 | 1 | 0.13813
ep_solar_pv_150 | Aggregated Plant | solar | DEU | 2021 |  |  |  | active | elc_spv-DEU_0150 | 0.1253 | 1224.4633 | 19.5827 | 0 | 1 | 0.13813
ep_solar_pv_150 | Aggregated Plant | solar | DEU | 2022 |  |  |  | active | elc_spv-DEU_0150 | 0.0058 | 1336.5 | 21.45 | 0 | 1 | 0.13813
ep_solar_pv_150 | Aggregated Plant | solar | DEU | 2023 |  |  |  | active | elc_spv-DEU_0150 | 0.0432 | 1336.5 | 21.45 | 0 | 1 | 0.13813
ep_solar_pv_150 | Aggregated Plant | solar | DEU | 2024 |  |  |  | active | elc_spv-DEU_0150 | 0.0218 | 1336.5 | 21.45 | 0 | 1 | 0.13813
ep_solar_pv_151 | Aggregated Plant | solar | DEU | 2009 |  |  |  | active | elc_spv-DEU_0151 | 0.001 | 1336.5 | 21.45 | 0 | 1 | 0.14691
ep_solar_pv_151 | Aggregated Plant | solar | DEU | 2010 |  |  |  | active | elc_spv-DEU_0151 | 0.0036 | 1336.5 | 21.45 | 0 | 1 | 0.14691
ep_solar_pv_151 | Aggregated Plant | solar | DEU | 2011 |  |  |  | active | elc_spv-DEU_0151 | 0.0099 | 1336.5 | 21.45 | 0 | 1 | 0.14691
ep_solar_pv_151 | Aggregated Plant | solar | DEU | 2012 |  |  |  | active | elc_spv-DEU_0151 | 0.046 | 1336.5 | 21.45 | 0 | 1 | 0.14691
ep_solar_pv_151 | Aggregated Plant | solar | DEU | 2013 |  |  |  | active | elc_spv-DEU_0151 | 0.0211 | 1336.5 | 21.45 | 0 | 1 | 0.14691
ep_solar_pv_151 | Aggregated Plant | solar | DEU | 2014 |  |  |  | active | elc_spv-DEU_0151 | 0.0041 | 1336.5 | 21.45 | 0 | 1 | 0.14691
ep_solar_pv_151 | Aggregated Plant | solar | DEU | 2015 |  |  |  | active | elc_spv-DEU_0151 | 0.0032 | 1336.5 | 21.45 | 0 | 1 | 0.14691
ep_solar_pv_151 | Aggregated Plant | solar | DEU | 2016 |  |  |  | active | elc_spv-DEU_0151 | 0.0216 | 1336.5 | 21.45 | 0 | 1 | 0.14691
ep_solar_pv_151 | Aggregated Plant | solar | DEU | 2020 |  |  |  | active | elc_spv-DEU_0151 | 0.011 | 1336.5 | 21.45 | 0 | 1 | 0.14691
ep_solar_pv_151 | Aggregated Plant | solar | DEU | 2021 |  |  |  | active | elc_spv-DEU_0151 | 0.0945 | 1162.5952 | 18.5516 | 0 | 1 | 0.14691
ep_solar_pv_151 | Aggregated Plant | solar | DEU | 2022 |  |  |  | active | elc_spv-DEU_0151 | 0.005 | 1336.5 | 21.45 | 0 | 1 | 0.14691
ep_solar_pv_151 | Aggregated Plant | solar | DEU | 2023 |  |  |  | active | elc_spv-DEU_0151 | 0.0171 | 1336.5 | 21.45 | 0 | 1 | 0.14691
ep_solar_pv_151 | Aggregated Plant | solar | DEU | 2024 |  |  |  | active | elc_spv-DEU_0151 | 0.0186 | 1336.5 | 21.45 | 0 | 1 | 0.14691
ep_solar_pv_152 | Aggregated Plant | solar | DEU | 2010 |  |  |  | active | elc_spv-DEU_0152 | 0.0014 | 1336.5 | 21.45 | 0 | 1 | 0.15372
ep_solar_pv_152 | Aggregated Plant | solar | DEU | 2011 |  |  |  | active | elc_spv-DEU_0152 | 0.0011 | 1336.5 | 21.45 | 0 | 1 | 0.15372
ep_solar_pv_152 | Aggregated Plant | solar | DEU | 2012 |  |  |  | active | elc_spv-DEU_0152 | 0.0771 | 1336.5 | 21.45 | 0 | 1 | 0.15372
ep_solar_pv_152 | Aggregated Plant | solar | DEU | 2013 |  |  |  | active | elc_spv-DEU_0152 | 0.0311 | 1336.5 | 21.45 | 0 | 1 | 0.15372
ep_solar_pv_152 | Aggregated Plant | solar | DEU | 2015 |  |  |  | active | elc_spv-DEU_0152 | 0.0027 | 1336.5 | 21.45 | 0 | 1 | 0.15372
ep_solar_pv_152 | Aggregated Plant | solar | DEU | 2016 |  |  |  | active | elc_spv-DEU_0152 | 0.01 | 1336.5 | 21.45 | 0 | 1 | 0.15372
ep_solar_pv_152 | Aggregated Plant | solar | DEU | 2019 |  |  |  | active | elc_spv-DEU_0152 | 0.018 | 1336.5 | 21.45 | 0 | 1 | 0.15372
ep_solar_pv_152 | Aggregated Plant | solar | DEU | 2021 |  |  |  | active | elc_spv-DEU_0152 | 0.0093 | 1336.5 | 21.45 | 0 | 1 | 0.15372
ep_solar_pv_152 | Aggregated Plant | solar | DEU | 2024 |  |  |  | active | elc_spv-DEU_0152 | 0.0022 | 1336.5 | 21.45 | 0 | 1 | 0.15372
ep_solar_pv_153 | Aggregated Plant | solar | DEU | 2022 |  |  |  | active | elc_spv-DEU_0153 | 0.19458 | 1138.5 | 18.15 | 0 | 1 | 0.13972
ep_solar_pv_154 | Aggregated Plant | solar | DEU | 2012 |  |  |  | active | elc_spv-DEU_0154 | 0.0049 | 1336.5 | 21.45 | 0 | 1 | 0.15471
ep_solar_pv_154 | Aggregated Plant | solar | DEU | 2013 |  |  |  | active | elc_spv-DEU_0154 | 0.0034 | 1336.5 | 21.45 | 0 | 1 | 0.15471
ep_solar_pv_154 | Aggregated Plant | solar | DEU | 2018 |  |  |  | active | elc_spv-DEU_0154 | 0.0046 | 1336.5 | 21.45 | 0 | 1 | 0.15471
ep_solar_pv_154 | Aggregated Plant | solar | DEU | 2024 |  |  |  | active | elc_spv-DEU_0154 | 0.0056 | 1336.5 | 21.45 | 0 | 1 | 0.15471
ep_solar_pv_155 | Aggregated Plant | solar | DEU | 2004 |  |  |  | active | elc_spv-DEU_0155 | 0.0019 | 1336.5 | 21.45 | 0 | 1 | 0.15224
ep_solar_pv_155 | Aggregated Plant | solar | DEU | 2005 |  |  |  | active | elc_spv-DEU_0155 | 0.0091 | 1336.5 | 21.45 | 0 | 1 | 0.15224
ep_solar_pv_155 | Aggregated Plant | solar | DEU | 2006 |  |  |  | active | elc_spv-DEU_0155 | 0.0069 | 1336.5 | 21.45 | 0 | 1 | 0.15224
ep_solar_pv_155 | Aggregated Plant | solar | DEU | 2007 |  |  |  | active | elc_spv-DEU_0155 | 0.0037 | 1336.5 | 21.45 | 0 | 1 | 0.15224
ep_solar_pv_155 | Aggregated Plant | solar | DEU | 2008 |  |  |  | active | elc_spv-DEU_0155 | 0.0013 | 1336.5 | 21.45 | 0 | 1 | 0.15224
ep_solar_pv_155 | Aggregated Plant | solar | DEU | 2009 |  |  |  | active | elc_spv-DEU_0155 | 0.0365 | 1336.5 | 21.45 | 0 | 1 | 0.15224
ep_solar_pv_155 | Aggregated Plant | solar | DEU | 2010 |  |  |  | active | elc_spv-DEU_0155 | 0.0398 | 1336.5 | 21.45 | 0 | 1 | 0.15224
ep_solar_pv_155 | Aggregated Plant | solar | DEU | 2011 |  |  |  | active | elc_spv-DEU_0155 | 0.0097 | 1336.5 | 21.45 | 0 | 1 | 0.15224
ep_solar_pv_155 | Aggregated Plant | solar | DEU | 2012 |  |  |  | active | elc_spv-DEU_0155 | 0.0115 | 1336.5 | 21.45 | 0 | 1 | 0.15224
ep_solar_pv_155 | Aggregated Plant | solar | DEU | 2013 |  |  |  | active | elc_spv-DEU_0155 | 0.0025 | 1336.5 | 21.45 | 0 | 1 | 0.15224
ep_solar_pv_155 | Aggregated Plant | solar | DEU | 2014 |  |  |  | active | elc_spv-DEU_0155 | 0.0032 | 1336.5 | 21.45 | 0 | 1 | 0.15224
ep_solar_pv_155 | Aggregated Plant | solar | DEU | 2017 |  |  |  | active | elc_spv-DEU_0155 | 0.0015 | 1336.5 | 21.45 | 0 | 1 | 0.15224
ep_solar_pv_155 | Aggregated Plant | solar | DEU | 2018 |  |  |  | active | elc_spv-DEU_0155 | 0.0027 | 1336.5 | 21.45 | 0 | 1 | 0.15224
ep_solar_pv_155 | Aggregated Plant | solar | DEU | 2019 |  |  |  | active | elc_spv-DEU_0155 | 0.002 | 1336.5 | 21.45 | 0 | 1 | 0.15224
ep_solar_pv_155 | Aggregated Plant | solar | DEU | 2020 |  |  |  | active | elc_spv-DEU_0155 | 0.0079 | 1336.5 | 21.45 | 0 | 1 | 0.15224
ep_solar_pv_155 | Aggregated Plant | solar | DEU | 2021 |  |  |  | active | elc_spv-DEU_0155 | 0.0285 | 1336.5 | 21.45 | 0 | 1 | 0.15224
ep_solar_pv_155 | Aggregated Plant | solar | DEU | 2022 |  |  |  | active | elc_spv-DEU_0155 | 0.0129 | 1336.5 | 21.45 | 0 | 1 | 0.15224
ep_solar_pv_155 | Aggregated Plant | solar | DEU | 2023 |  |  |  | active | elc_spv-DEU_0155 | 0.0256 | 1336.5 | 21.45 | 0 | 1 | 0.15224
ep_solar_pv_155 | Aggregated Plant | solar | DEU | 2024 |  |  |  | active | elc_spv-DEU_0155 | 0.0989 | 1336.5 | 21.45 | 0 | 1 | 0.15224
ep_solar_pv_156 | Aggregated Plant | solar | DEU | 2006 |  |  |  | active | elc_spv-DEU_0156 | 0.0013 | 1336.5 | 21.45 | 0 | 1 | 0.15059
ep_solar_pv_156 | Aggregated Plant | solar | DEU | 2007 |  |  |  | active | elc_spv-DEU_0156 | 0.0032 | 1336.5 | 21.45 | 0 | 1 | 0.15059
ep_solar_pv_156 | Aggregated Plant | solar | DEU | 2008 |  |  |  | active | elc_spv-DEU_0156 | 0.0028 | 1336.5 | 21.45 | 0 | 1 | 0.15059
ep_solar_pv_156 | Aggregated Plant | solar | DEU | 2009 |  |  |  | active | elc_spv-DEU_0156 | 0.0022 | 1336.5 | 21.45 | 0 | 1 | 0.15059
ep_solar_pv_156 | Aggregated Plant | solar | DEU | 2010 |  |  |  | active | elc_spv-DEU_0156 | 0.0093 | 1336.5 | 21.45 | 0 | 1 | 0.15059
ep_solar_pv_156 | Aggregated Plant | solar | DEU | 2011 |  |  |  | active | elc_spv-DEU_0156 | 0.0062 | 1336.5 | 21.45 | 0 | 1 | 0.15059
ep_solar_pv_156 | Aggregated Plant | solar | DEU | 2012 |  |  |  | active | elc_spv-DEU_0156 | 0.0225 | 1336.5 | 21.45 | 0 | 1 | 0.15059
ep_solar_pv_156 | Aggregated Plant | solar | DEU | 2013 |  |  |  | active | elc_spv-DEU_0156 | 0.0015 | 1336.5 | 21.45 | 0 | 1 | 0.15059
ep_solar_pv_156 | Aggregated Plant | solar | DEU | 2015 |  |  |  | active | elc_spv-DEU_0156 | 0.0013 | 1336.5 | 21.45 | 0 | 1 | 0.15059
ep_solar_pv_156 | Aggregated Plant | solar | DEU | 2020 |  |  |  | active | elc_spv-DEU_0156 | 0.0078 | 1336.5 | 21.45 | 0 | 1 | 0.15059
ep_solar_pv_156 | Aggregated Plant | solar | DEU | 2021 |  |  |  | active | elc_spv-DEU_0156 | 0.0277 | 1336.5 | 21.45 | 0 | 1 | 0.15059
ep_solar_pv_156 | Aggregated Plant | solar | DEU | 2022 |  |  |  | active | elc_spv-DEU_0156 | 0.0403 | 1336.5 | 21.45 | 0 | 1 | 0.15059
ep_solar_pv_156 | Aggregated Plant | solar | DEU | 2023 |  |  |  | active | elc_spv-DEU_0156 | 0.0785 | 1336.5 | 21.45 | 0 | 1 | 0.15059
ep_solar_pv_156 | Aggregated Plant | solar | DEU | 2024 |  |  |  | active | elc_spv-DEU_0156 | 0.04 | 1336.5 | 21.45 | 0 | 1 | 0.15059
ep_solar_pv_159 | Aggregated Plant | solar | DEU | 2005 |  |  |  | active | elc_spv-DEU_0159 | 0.0011 | 1336.5 | 21.45 | 0 | 1 | 0.13748
ep_solar_pv_159 | Aggregated Plant | solar | DEU | 2007 |  |  |  | active | elc_spv-DEU_0159 | 0.0011 | 1336.5 | 21.45 | 0 | 1 | 0.13748
ep_solar_pv_159 | Aggregated Plant | solar | DEU | 2008 |  |  |  | active | elc_spv-DEU_0159 | 0.0018 | 1336.5 | 21.45 | 0 | 1 | 0.13748
ep_solar_pv_159 | Aggregated Plant | solar | DEU | 2010 |  |  |  | active | elc_spv-DEU_0159 | 0.0123 | 1336.5 | 21.45 | 0 | 1 | 0.13748
ep_solar_pv_159 | Aggregated Plant | solar | DEU | 2011 |  |  |  | active | elc_spv-DEU_0159 | 0.0168 | 1336.5 | 21.45 | 0 | 1 | 0.13748
ep_solar_pv_159 | Aggregated Plant | solar | DEU | 2012 |  |  |  | active | elc_spv-DEU_0159 | 0.0173 | 1336.5 | 21.45 | 0 | 1 | 0.13748
ep_solar_pv_159 | Aggregated Plant | solar | DEU | 2014 |  |  |  | active | elc_spv-DEU_0159 | 0.009 | 1336.5 | 21.45 | 0 | 1 | 0.13748
ep_solar_pv_159 | Aggregated Plant | solar | DEU | 2015 |  |  |  | active | elc_spv-DEU_0159 | 0.0041 | 1336.5 | 21.45 | 0 | 1 | 0.13748
ep_solar_pv_159 | Aggregated Plant | solar | DEU | 2016 |  |  |  | active | elc_spv-DEU_0159 | 0.0023 | 1336.5 | 21.45 | 0 | 1 | 0.13748
ep_solar_pv_159 | Aggregated Plant | solar | DEU | 2019 |  |  |  | active | elc_spv-DEU_0159 | 0.0011 | 1336.5 | 21.45 | 0 | 1 | 0.13748
ep_solar_pv_159 | Aggregated Plant | solar | DEU | 2020 |  |  |  | active | elc_spv-DEU_0159 | 0.0021 | 1336.5 | 21.45 | 0 | 1 | 0.13748
ep_solar_pv_159 | Aggregated Plant | solar | DEU | 2021 |  |  |  | active | elc_spv-DEU_0159 | 0.02 | 1336.5 | 21.45 | 0 | 1 | 0.13748
ep_solar_pv_159 | Aggregated Plant | solar | DEU | 2022 |  |  |  | active | elc_spv-DEU_0159 | 0.0042 | 1336.5 | 21.45 | 0 | 1 | 0.13748
ep_solar_pv_159 | Aggregated Plant | solar | DEU | 2023 |  |  |  | active | elc_spv-DEU_0159 | 0.0146 | 1336.5 | 21.45 | 0 | 1 | 0.13748
ep_solar_pv_159 | Aggregated Plant | solar | DEU | 2024 |  |  |  | active | elc_spv-DEU_0159 | 0.0758 | 1336.5 | 21.45 | 0 | 1 | 0.13748
ep_solar_pv_160 | Aggregated Plant | solar | DEU | 2007 |  |  |  | active | elc_spv-DEU_0160 | 0.0031 | 1336.5 | 21.45 | 0 | 1 | 0.13495
ep_solar_pv_160 | Aggregated Plant | solar | DEU | 2008 |  |  |  | active | elc_spv-DEU_0160 | 0.0065 | 1336.5 | 21.45 | 0 | 1 | 0.13495
ep_solar_pv_160 | Aggregated Plant | solar | DEU | 2009 |  |  |  | active | elc_spv-DEU_0160 | 0.0103 | 1336.5 | 21.45 | 0 | 1 | 0.13495
ep_solar_pv_160 | Aggregated Plant | solar | DEU | 2010 |  |  |  | active | elc_spv-DEU_0160 | 0.0292 | 1336.5 | 21.45 | 0 | 1 | 0.13495
ep_solar_pv_160 | Aggregated Plant | solar | DEU | 2011 |  |  |  | active | elc_spv-DEU_0160 | 0.0058 | 1336.5 | 21.45 | 0 | 1 | 0.13495
ep_solar_pv_160 | Aggregated Plant | solar | DEU | 2012 |  |  |  | active | elc_spv-DEU_0160 | 0.0507 | 1336.5 | 21.45 | 0 | 1 | 0.13495
ep_solar_pv_160 | Aggregated Plant | solar | DEU | 2013 |  |  |  | active | elc_spv-DEU_0160 | 0.0059 | 1336.5 | 21.45 | 0 | 1 | 0.13495
ep_solar_pv_160 | Aggregated Plant | solar | DEU | 2014 |  |  |  | active | elc_spv-DEU_0160 | 0.0056 | 1336.5 | 21.45 | 0 | 1 | 0.13495
ep_solar_pv_160 | Aggregated Plant | solar | DEU | 2015 |  |  |  | active | elc_spv-DEU_0160 | 0.0025 | 1336.5 | 21.45 | 0 | 1 | 0.13495
ep_solar_pv_160 | Aggregated Plant | solar | DEU | 2016 |  |  |  | active | elc_spv-DEU_0160 | 0.0153 | 1336.5 | 21.45 | 0 | 1 | 0.13495
ep_solar_pv_160 | Aggregated Plant | solar | DEU | 2017 |  |  |  | active | elc_spv-DEU_0160 | 0.005 | 1336.5 | 21.45 | 0 | 1 | 0.13495
ep_solar_pv_160 | Aggregated Plant | solar | DEU | 2018 |  |  |  | active | elc_spv-DEU_0160 | 0.0432 | 1336.5 | 21.45 | 0 | 1 | 0.13495
ep_solar_pv_160 | Aggregated Plant | solar | DEU | 2019 |  |  |  | active | elc_spv-DEU_0160 | 0.0215 | 1336.5 | 21.45 | 0 | 1 | 0.13495
ep_solar_pv_160 | Aggregated Plant | solar | DEU | 2020 |  |  |  | active | elc_spv-DEU_0160 | 0.0278 | 1336.5 | 21.45 | 0 | 1 | 0.13495
ep_solar_pv_160 | Aggregated Plant | solar | DEU | 2022 |  |  |  | active | elc_spv-DEU_0160 | 0.0106 | 1336.5 | 21.45 | 0 | 1 | 0.13495
ep_solar_pv_160 | Aggregated Plant | solar | DEU | 2023 |  |  |  | active | elc_spv-DEU_0160 | 0.0243 | 1336.5 | 21.45 | 0 | 1 | 0.13495
ep_solar_pv_160 | Aggregated Plant | solar | DEU | 2024 |  |  |  | active | elc_spv-DEU_0160 | 0.005 | 1336.5 | 21.45 | 0 | 1 | 0.13495
ep_solar_pv_161 | Aggregated Plant | solar | DEU | 2009 |  |  |  | active | elc_spv-DEU_0161 | 0.0025 | 1336.5 | 21.45 | 0 | 1 | 0.13392
ep_solar_pv_161 | Aggregated Plant | solar | DEU | 2010 |  |  |  | active | elc_spv-DEU_0161 | 0.0258 | 1336.5 | 21.45 | 0 | 1 | 0.13392
ep_solar_pv_161 | Aggregated Plant | solar | DEU | 2011 |  |  |  | active | elc_spv-DEU_0161 | 0.0308 | 1336.5 | 21.45 | 0 | 1 | 0.13392
ep_solar_pv_161 | Aggregated Plant | solar | DEU | 2012 |  |  |  | active | elc_spv-DEU_0161 | 0.0312 | 1336.5 | 21.45 | 0 | 1 | 0.13392
ep_solar_pv_161 | Aggregated Plant | solar | DEU | 2013 |  |  |  | active | elc_spv-DEU_0161 | 0.0053 | 1336.5 | 21.45 | 0 | 1 | 0.13392
ep_solar_pv_161 | Aggregated Plant | solar | DEU | 2015 |  |  |  | active | elc_spv-DEU_0161 | 0.0163 | 1336.5 | 21.45 | 0 | 1 | 0.13392
ep_solar_pv_161 | Aggregated Plant | solar | DEU | 2016 |  |  |  | active | elc_spv-DEU_0161 | 0.0125 | 1336.5 | 21.45 | 0 | 1 | 0.13392
ep_solar_pv_161 | Aggregated Plant | solar | DEU | 2018 |  |  |  | active | elc_spv-DEU_0161 | 0.0037 | 1336.5 | 21.45 | 0 | 1 | 0.13392
ep_solar_pv_161 | Aggregated Plant | solar | DEU | 2021 |  |  |  | active | elc_spv-DEU_0161 | 0.001 | 1336.5 | 21.45 | 0 | 1 | 0.13392
ep_solar_pv_161 | Aggregated Plant | solar | DEU | 2022 |  |  |  | active | elc_spv-DEU_0161 | 0.0393 | 1336.5 | 21.45 | 0 | 1 | 0.13392
ep_solar_pv_161 | Aggregated Plant | solar | DEU | 2024 |  |  |  | active | elc_spv-DEU_0161 | 0.0675 | 1336.5 | 21.45 | 0 | 1 | 0.13392
ep_solar_pv_162 | Aggregated Plant | solar | DEU | 2009 |  |  |  | active | elc_spv-DEU_0162 | 0.0024 | 1336.5 | 21.45 | 0 | 1 | 0.13438
ep_solar_pv_162 | Aggregated Plant | solar | DEU | 2010 |  |  |  | active | elc_spv-DEU_0162 | 0.0098 | 1336.5 | 21.45 | 0 | 1 | 0.13438
ep_solar_pv_162 | Aggregated Plant | solar | DEU | 2011 |  |  |  | active | elc_spv-DEU_0162 | 0.0156 | 1336.5 | 21.45 | 0 | 1 | 0.13438
ep_solar_pv_162 | Aggregated Plant | solar | DEU | 2012 |  |  |  | active | elc_spv-DEU_0162 | 0.0235 | 1336.5 | 21.45 | 0 | 1 | 0.13438
ep_solar_pv_162 | Aggregated Plant | solar | DEU | 2013 |  |  |  | active | elc_spv-DEU_0162 | 0.0105 | 1336.5 | 21.45 | 0 | 1 | 0.13438
ep_solar_pv_162 | Aggregated Plant | solar | DEU | 2014 |  |  |  | active | elc_spv-DEU_0162 | 0.0073 | 1336.5 | 21.45 | 0 | 1 | 0.13438
ep_solar_pv_162 | Aggregated Plant | solar | DEU | 2015 |  |  |  | active | elc_spv-DEU_0162 | 0.0061 | 1336.5 | 21.45 | 0 | 1 | 0.13438
ep_solar_pv_162 | Aggregated Plant | solar | DEU | 2021 |  |  |  | active | elc_spv-DEU_0162 | 0.0021 | 1336.5 | 21.45 | 0 | 1 | 0.13438
ep_solar_pv_162 | Aggregated Plant | solar | DEU | 2023 |  |  |  | active | elc_spv-DEU_0162 | 0.0011 | 1336.5 | 21.45 | 0 | 1 | 0.13438
ep_solar_pv_162 | Aggregated Plant | solar | DEU | 2024 |  |  |  | active | elc_spv-DEU_0162 | 0.1414 | 1162.8649 | 18.5561 | 0 | 1 | 0.13438
ep_solar_pv_163 | Aggregated Plant | solar | DEU | 2010 |  |  |  | active | elc_spv-DEU_0163 | 0.0181 | 1336.5 | 21.45 | 0 | 1 | 0.13522
ep_solar_pv_163 | Aggregated Plant | solar | DEU | 2011 |  |  |  | active | elc_spv-DEU_0163 | 0.047 | 1336.5 | 21.45 | 0 | 1 | 0.13522
ep_solar_pv_163 | Aggregated Plant | solar | DEU | 2012 |  |  |  | active | elc_spv-DEU_0163 | 0.036 | 1336.5 | 21.45 | 0 | 1 | 0.13522
ep_solar_pv_163 | Aggregated Plant | solar | DEU | 2014 |  |  |  | active | elc_spv-DEU_0163 | 0.001 | 1336.5 | 21.45 | 0 | 1 | 0.13522
ep_solar_pv_163 | Aggregated Plant | solar | DEU | 2015 |  |  |  | active | elc_spv-DEU_0163 | 0.0076 | 1336.5 | 21.45 | 0 | 1 | 0.13522
ep_solar_pv_163 | Aggregated Plant | solar | DEU | 2016 |  |  |  | active | elc_spv-DEU_0163 | 0.0213 | 1336.5 | 21.45 | 0 | 1 | 0.13522
ep_solar_pv_163 | Aggregated Plant | solar | DEU | 2018 |  |  |  | active | elc_spv-DEU_0163 | 0.0025 | 1336.5 | 21.45 | 0 | 1 | 0.13522
ep_solar_pv_163 | Aggregated Plant | solar | DEU | 2021 |  |  |  | active | elc_spv-DEU_0163 | 0.0353 | 1336.5 | 21.45 | 0 | 1 | 0.13522
ep_solar_pv_163 | Aggregated Plant | solar | DEU | 2022 |  |  |  | active | elc_spv-DEU_0163 | 0.0065 | 1336.5 | 21.45 | 0 | 1 | 0.13522
ep_solar_pv_163 | Aggregated Plant | solar | DEU | 2023 |  |  |  | active | elc_spv-DEU_0163 | 0.021 | 1336.5 | 21.45 | 0 | 1 | 0.13522
ep_solar_pv_163 | Aggregated Plant | solar | DEU | 2024 |  |  |  | active | elc_spv-DEU_0163 | 0.012 | 1336.5 | 21.45 | 0 | 1 | 0.13522
ep_solar_pv_164 | Aggregated Plant | solar | DEU | 2010 |  |  |  | active | elc_spv-DEU_0164 | 0.0022 | 1336.5 | 21.45 | 0 | 1 | 0.13523
ep_solar_pv_164 | Aggregated Plant | solar | DEU | 2011 |  |  |  | active | elc_spv-DEU_0164 | 0.001 | 1336.5 | 21.45 | 0 | 1 | 0.13523
ep_solar_pv_164 | Aggregated Plant | solar | DEU | 2012 |  |  |  | active | elc_spv-DEU_0164 | 0.0225 | 1336.5 | 21.45 | 0 | 1 | 0.13523
ep_solar_pv_164 | Aggregated Plant | solar | DEU | 2021 |  |  |  | active | elc_spv-DEU_0164 | 0.0023 | 1336.5 | 21.45 | 0 | 1 | 0.13523
ep_solar_pv_164 | Aggregated Plant | solar | DEU | 2022 |  |  |  | active | elc_spv-DEU_0164 | 0.0408 | 1336.5 | 21.45 | 0 | 1 | 0.13523
ep_solar_pv_164 | Aggregated Plant | solar | DEU | 2023 |  |  |  | active | elc_spv-DEU_0164 | 0.0028 | 1336.5 | 21.45 | 0 | 1 | 0.13523
ep_solar_pv_164 | Aggregated Plant | solar | DEU | 2024 |  |  |  | active | elc_spv-DEU_0164 | 0.0724 | 1336.5 | 21.45 | 0 | 1 | 0.13523
ep_solar_pv_165 | Aggregated Plant | solar | DEU | 2009 |  |  |  | active | elc_spv-DEU_0165 | 0.0081 | 1336.5 | 21.45 | 0 | 1 | 0.13877
ep_solar_pv_165 | Aggregated Plant | solar | DEU | 2010 |  |  |  | active | elc_spv-DEU_0165 | 0.002 | 1336.5 | 21.45 | 0 | 1 | 0.13877
ep_solar_pv_165 | Aggregated Plant | solar | DEU | 2011 |  |  |  | active | elc_spv-DEU_0165 | 0.0145 | 1336.5 | 21.45 | 0 | 1 | 0.13877
ep_solar_pv_165 | Aggregated Plant | solar | DEU | 2012 |  |  |  | active | elc_spv-DEU_0165 | 0.014 | 1336.5 | 21.45 | 0 | 1 | 0.13877
ep_solar_pv_165 | Aggregated Plant | solar | DEU | 2013 |  |  |  | active | elc_spv-DEU_0165 | 0.0096 | 1336.5 | 21.45 | 0 | 1 | 0.13877
ep_solar_pv_165 | Aggregated Plant | solar | DEU | 2014 |  |  |  | active | elc_spv-DEU_0165 | 0.0119 | 1336.5 | 21.45 | 0 | 1 | 0.13877
ep_solar_pv_165 | Aggregated Plant | solar | DEU | 2015 |  |  |  | active | elc_spv-DEU_0165 | 0.0198 | 1336.5 | 21.45 | 0 | 1 | 0.13877
ep_solar_pv_165 | Aggregated Plant | solar | DEU | 2016 |  |  |  | active | elc_spv-DEU_0165 | 0.0023 | 1336.5 | 21.45 | 0 | 1 | 0.13877
ep_solar_pv_165 | Aggregated Plant | solar | DEU | 2017 |  |  |  | active | elc_spv-DEU_0165 | 0.015 | 1336.5 | 21.45 | 0 | 1 | 0.13877
ep_solar_pv_165 | Aggregated Plant | solar | DEU | 2018 |  |  |  | active | elc_spv-DEU_0165 | 0.0053 | 1336.5 | 21.45 | 0 | 1 | 0.13877
ep_solar_pv_165 | Aggregated Plant | solar | DEU | 2019 |  |  |  | active | elc_spv-DEU_0165 | 0.005 | 1336.5 | 21.45 | 0 | 1 | 0.13877
ep_solar_pv_165 | Aggregated Plant | solar | DEU | 2020 |  |  |  | active | elc_spv-DEU_0165 | 0.0087 | 1336.5 | 21.45 | 0 | 1 | 0.13877
ep_solar_pv_165 | Aggregated Plant | solar | DEU | 2021 |  |  |  | active | elc_spv-DEU_0165 | 0.0042 | 1336.5 | 21.45 | 0 | 1 | 0.13877
ep_solar_pv_165 | Aggregated Plant | solar | DEU | 2022 |  |  |  | active | elc_spv-DEU_0165 | 0.012 | 1336.5 | 21.45 | 0 | 1 | 0.13877
ep_solar_pv_165 | Aggregated Plant | solar | DEU | 2023 |  |  |  | active | elc_spv-DEU_0165 | 0.0211 | 1336.5 | 21.45 | 0 | 1 | 0.13877
ep_solar_pv_165 | Aggregated Plant | solar | DEU | 2024 |  |  |  | active | elc_spv-DEU_0165 | 0.006 | 1336.5 | 21.45 | 0 | 1 | 0.13877
ep_solar_pv_166 | Aggregated Plant | solar | DEU | 2009 |  |  |  | active | elc_spv-DEU_0166 | 0.0068 | 1336.5 | 21.45 | 0 | 1 | 0.14653
ep_solar_pv_166 | Aggregated Plant | solar | DEU | 2010 |  |  |  | active | elc_spv-DEU_0166 | 0.0269 | 1336.5 | 21.45 | 0 | 1 | 0.14653
ep_solar_pv_166 | Aggregated Plant | solar | DEU | 2011 |  |  |  | active | elc_spv-DEU_0166 | 0.0366 | 1336.5 | 21.45 | 0 | 1 | 0.14653
ep_solar_pv_166 | Aggregated Plant | solar | DEU | 2012 |  |  |  | active | elc_spv-DEU_0166 | 0.0341 | 1336.5 | 21.45 | 0 | 1 | 0.14653
ep_solar_pv_166 | Aggregated Plant | solar | DEU | 2013 |  |  |  | active | elc_spv-DEU_0166 | 0.0068 | 1336.5 | 21.45 | 0 | 1 | 0.14653
ep_solar_pv_166 | Aggregated Plant | solar | DEU | 2014 |  |  |  | active | elc_spv-DEU_0166 | 0.001 | 1336.5 | 21.45 | 0 | 1 | 0.14653
ep_solar_pv_166 | Aggregated Plant | solar | DEU | 2015 |  |  |  | active | elc_spv-DEU_0166 | 0.0015 | 1336.5 | 21.45 | 0 | 1 | 0.14653
ep_solar_pv_166 | Aggregated Plant | solar | DEU | 2016 |  |  |  | active | elc_spv-DEU_0166 | 0.0012 | 1336.5 | 21.45 | 0 | 1 | 0.14653
ep_solar_pv_166 | Aggregated Plant | solar | DEU | 2017 |  |  |  | active | elc_spv-DEU_0166 | 0.01 | 1336.5 | 21.45 | 0 | 1 | 0.14653
ep_solar_pv_166 | Aggregated Plant | solar | DEU | 2018 |  |  |  | active | elc_spv-DEU_0166 | 0.0158 | 1336.5 | 21.45 | 0 | 1 | 0.14653
ep_solar_pv_166 | Aggregated Plant | solar | DEU | 2019 |  |  |  | active | elc_spv-DEU_0166 | 0.0029 | 1336.5 | 21.45 | 0 | 1 | 0.14653
ep_solar_pv_166 | Aggregated Plant | solar | DEU | 2020 |  |  |  | active | elc_spv-DEU_0166 | 0.0155 | 1336.5 | 21.45 | 0 | 1 | 0.14653
ep_solar_pv_166 | Aggregated Plant | solar | DEU | 2021 |  |  |  | active | elc_spv-DEU_0166 | 0.0039 | 1336.5 | 21.45 | 0 | 1 | 0.14653
ep_solar_pv_166 | Aggregated Plant | solar | DEU | 2022 |  |  |  | active | elc_spv-DEU_0166 | 0.0491 | 1336.5 | 21.45 | 0 | 1 | 0.14653
ep_solar_pv_166 | Aggregated Plant | solar | DEU | 2023 |  |  |  | active | elc_spv-DEU_0166 | 0.0059 | 1336.5 | 21.45 | 0 | 1 | 0.14653
ep_solar_pv_166 | Aggregated Plant | solar | DEU | 2024 |  |  |  | active | elc_spv-DEU_0166 | 0.1208 | 1149.3179 | 18.3303 | 0 | 1 | 0.14653
ep_solar_pv_166 | Aggregated Plant | solar | DEU | 2028 |  |  |  | active | elc_spv-DEU_0166 | 0.114 | 1138.5 | 18.15 | 0 | 1 | 0.14653
ep_solar_pv_167 | Aggregated Plant | solar | DEU | 2010 |  |  |  | active | elc_spv-DEU_0167 | 0.0077 | 1336.5 | 21.45 | 0 | 1 | 0.15348
ep_solar_pv_167 | Aggregated Plant | solar | DEU | 2011 |  |  |  | active | elc_spv-DEU_0167 | 0.0172 | 1336.5 | 21.45 | 0 | 1 | 0.15348
ep_solar_pv_167 | Aggregated Plant | solar | DEU | 2012 |  |  |  | active | elc_spv-DEU_0167 | 0.0123 | 1336.5 | 21.45 | 0 | 1 | 0.15348
ep_solar_pv_167 | Aggregated Plant | solar | DEU | 2013 |  |  |  | active | elc_spv-DEU_0167 | 0.0027 | 1336.5 | 21.45 | 0 | 1 | 0.15348
ep_solar_pv_167 | Aggregated Plant | solar | DEU | 2014 |  |  |  | active | elc_spv-DEU_0167 | 0.0178 | 1336.5 | 21.45 | 0 | 1 | 0.15348
ep_solar_pv_167 | Aggregated Plant | solar | DEU | 2015 |  |  |  | active | elc_spv-DEU_0167 | 0.0039 | 1336.5 | 21.45 | 0 | 1 | 0.15348
ep_solar_pv_167 | Aggregated Plant | solar | DEU | 2018 |  |  |  | active | elc_spv-DEU_0167 | 0.0074 | 1336.5 | 21.45 | 0 | 1 | 0.15348
ep_solar_pv_167 | Aggregated Plant | solar | DEU | 2022 |  |  |  | active | elc_spv-DEU_0167 | 0.02 | 1336.5 | 21.45 | 0 | 1 | 0.15348
ep_solar_pv_167 | Aggregated Plant | solar | DEU | 2023 |  |  |  | active | elc_spv-DEU_0167 | 0.016 | 1336.5 | 21.45 | 0 | 1 | 0.15348
ep_solar_pv_167 | Aggregated Plant | solar | DEU | 2024 |  |  |  | active | elc_spv-DEU_0167 | 0.0105 | 1336.5 | 21.45 | 0 | 1 | 0.15348
ep_solar_pv_168 | Aggregated Plant | solar | DEU | 2022 |  |  |  | active | elc_spv-DEU_0168 | 0.18902 | 1138.5 | 18.15 | 0 | 1 | 0.13972
ep_solar_pv_169 | Aggregated Plant | solar | DEU | 2005 |  |  |  | active | elc_spv-DEU_0169 | 0.0011 | 1336.5 | 21.45 | 0 | 1 | 0.15076
ep_solar_pv_169 | Aggregated Plant | solar | DEU | 2009 |  |  |  | active | elc_spv-DEU_0169 | 0.0015 | 1336.5 | 21.45 | 0 | 1 | 0.15076
ep_solar_pv_169 | Aggregated Plant | solar | DEU | 2010 |  |  |  | active | elc_spv-DEU_0169 | 0.0014 | 1336.5 | 21.45 | 0 | 1 | 0.15076
ep_solar_pv_169 | Aggregated Plant | solar | DEU | 2014 |  |  |  | active | elc_spv-DEU_0169 | 0.0015 | 1336.5 | 21.45 | 0 | 1 | 0.15076
ep_solar_pv_169 | Aggregated Plant | solar | DEU | 2021 |  |  |  | active | elc_spv-DEU_0169 | 0.0039 | 1336.5 | 21.45 | 0 | 1 | 0.15076
ep_solar_pv_169 | Aggregated Plant | solar | DEU | 2022 |  |  |  | active | elc_spv-DEU_0169 | 0.003 | 1336.5 | 21.45 | 0 | 1 | 0.15076
ep_solar_pv_169 | Aggregated Plant | solar | DEU | 2023 |  |  |  | active | elc_spv-DEU_0169 | 0.0035 | 1336.5 | 21.45 | 0 | 1 | 0.15076
ep_solar_pv_169 | Aggregated Plant | solar | DEU | 2024 |  |  |  | active | elc_spv-DEU_0169 | 0.0289 | 1336.5 | 21.45 | 0 | 1 | 0.15076
ep_solar_pv_170 | Aggregated Plant | solar | DEU | 2009 |  |  |  | active | elc_spv-DEU_0170 | 0.0012 | 1336.5 | 21.45 | 0 | 1 | 0.14958
ep_solar_pv_170 | Aggregated Plant | solar | DEU | 2010 |  |  |  | active | elc_spv-DEU_0170 | 0.0011 | 1336.5 | 21.45 | 0 | 1 | 0.14958
ep_solar_pv_170 | Aggregated Plant | solar | DEU | 2013 |  |  |  | active | elc_spv-DEU_0170 | 0.002 | 1336.5 | 21.45 | 0 | 1 | 0.14958
ep_solar_pv_170 | Aggregated Plant | solar | DEU | 2021 |  |  |  | active | elc_spv-DEU_0170 | 0.0017 | 1336.5 | 21.45 | 0 | 1 | 0.14958
ep_solar_pv_170 | Aggregated Plant | solar | DEU | 2022 |  |  |  | active | elc_spv-DEU_0170 | 0.0043 | 1336.5 | 21.45 | 0 | 1 | 0.14958
ep_solar_pv_170 | Aggregated Plant | solar | DEU | 2023 |  |  |  | active | elc_spv-DEU_0170 | 0.0121 | 1336.5 | 21.45 | 0 | 1 | 0.14958
ep_solar_pv_170 | Aggregated Plant | solar | DEU | 2024 |  |  |  | active | elc_spv-DEU_0170 | 0.0082 | 1336.5 | 21.45 | 0 | 1 | 0.14958
ep_solar_pv_171 | Aggregated Plant | solar | DEU | 2010 |  |  |  | active | elc_spv-DEU_0171 | 0.001 | 1336.5 | 21.45 | 0 | 1 | 0.13528
ep_solar_pv_171 | Aggregated Plant | solar | DEU | 2011 |  |  |  | active | elc_spv-DEU_0171 | 0.0011 | 1336.5 | 21.45 | 0 | 1 | 0.13528
ep_solar_pv_171 | Aggregated Plant | solar | DEU | 2012 |  |  |  | active | elc_spv-DEU_0171 | 0.003 | 1336.5 | 21.45 | 0 | 1 | 0.13528
ep_solar_pv_171 | Aggregated Plant | solar | DEU | 2016 |  |  |  | active | elc_spv-DEU_0171 | 0.0017 | 1336.5 | 21.45 | 0 | 1 | 0.13528
ep_solar_pv_171 | Aggregated Plant | solar | DEU | 2019 |  |  |  | active | elc_spv-DEU_0171 | 0.0092 | 1336.5 | 21.45 | 0 | 1 | 0.13528
ep_solar_pv_171 | Aggregated Plant | solar | DEU | 2022 |  |  |  | active | elc_spv-DEU_0171 | 0.19593 | 1138.5 | 18.15 | 0 | 1 | 0.13972
ep_solar_pv_171 | Aggregated Plant | solar | DEU | 2023 |  |  |  | active | elc_spv-DEU_0171 | 0.0017 | 1336.5 | 21.45 | 0 | 1 | 0.13528
ep_solar_pv_171 | Aggregated Plant | solar | DEU | 2024 |  |  |  | active | elc_spv-DEU_0171 | 0.002 | 1336.5 | 21.45 | 0 | 1 | 0.13528
ep_solar_pv_172 | Aggregated Plant | solar | DEU | 2007 |  |  |  | active | elc_spv-DEU_0172 | 0.0044 | 1336.5 | 21.45 | 0 | 1 | 0.1334
ep_solar_pv_172 | Aggregated Plant | solar | DEU | 2009 |  |  |  | active | elc_spv-DEU_0172 | 0.0074 | 1336.5 | 21.45 | 0 | 1 | 0.1334
ep_solar_pv_172 | Aggregated Plant | solar | DEU | 2010 |  |  |  | active | elc_spv-DEU_0172 | 0.008 | 1336.5 | 21.45 | 0 | 1 | 0.1334
ep_solar_pv_172 | Aggregated Plant | solar | DEU | 2011 |  |  |  | active | elc_spv-DEU_0172 | 0.0195 | 1336.5 | 21.45 | 0 | 1 | 0.1334
ep_solar_pv_172 | Aggregated Plant | solar | DEU | 2012 |  |  |  | active | elc_spv-DEU_0172 | 0.0172 | 1336.5 | 21.45 | 0 | 1 | 0.1334
ep_solar_pv_172 | Aggregated Plant | solar | DEU | 2013 |  |  |  | active | elc_spv-DEU_0172 | 0.0114 | 1336.5 | 21.45 | 0 | 1 | 0.1334
ep_solar_pv_172 | Aggregated Plant | solar | DEU | 2014 |  |  |  | active | elc_spv-DEU_0172 | 0.001 | 1336.5 | 21.45 | 0 | 1 | 0.1334
ep_solar_pv_172 | Aggregated Plant | solar | DEU | 2016 |  |  |  | active | elc_spv-DEU_0172 | 0.0048 | 1336.5 | 21.45 | 0 | 1 | 0.1334
ep_solar_pv_172 | Aggregated Plant | solar | DEU | 2020 |  |  |  | active | elc_spv-DEU_0172 | 0.0013 | 1336.5 | 21.45 | 0 | 1 | 0.1334
ep_solar_pv_172 | Aggregated Plant | solar | DEU | 2021 |  |  |  | active | elc_spv-DEU_0172 | 0.0018 | 1336.5 | 21.45 | 0 | 1 | 0.1334
ep_solar_pv_172 | Aggregated Plant | solar | DEU | 2022 |  |  |  | active | elc_spv-DEU_0172 | 0.0184 | 1336.5 | 21.45 | 0 | 1 | 0.1334
ep_solar_pv_173 | Aggregated Plant | solar | DEU | 2009 |  |  |  | active | elc_spv-DEU_0173 | 0.042 | 1336.5 | 21.45 | 0 | 1 | 0.1326
ep_solar_pv_173 | Aggregated Plant | solar | DEU | 2010 |  |  |  | active | elc_spv-DEU_0173 | 0.0775 | 1336.5 | 21.45 | 0 | 1 | 0.1326
ep_solar_pv_173 | Aggregated Plant | solar | DEU | 2011 |  |  |  | active | elc_spv-DEU_0173 | 0.1693 | 1254.6335 | 20.0856 | 0 | 1 | 0.1326
ep_solar_pv_173 | Aggregated Plant | solar | DEU | 2012 |  |  |  | active | elc_spv-DEU_0173 | 0.0487 | 1336.5 | 21.45 | 0 | 1 | 0.1326
ep_solar_pv_173 | Aggregated Plant | solar | DEU | 2013 |  |  |  | active | elc_spv-DEU_0173 | 0.0185 | 1336.5 | 21.45 | 0 | 1 | 0.1326
ep_solar_pv_173 | Aggregated Plant | solar | DEU | 2014 |  |  |  | active | elc_spv-DEU_0173 | 0.0149 | 1336.5 | 21.45 | 0 | 1 | 0.1326
ep_solar_pv_173 | Aggregated Plant | solar | DEU | 2015 |  |  |  | active | elc_spv-DEU_0173 | 0.0344 | 1336.5 | 21.45 | 0 | 1 | 0.1326
ep_solar_pv_173 | Aggregated Plant | solar | DEU | 2016 |  |  |  | active | elc_spv-DEU_0173 | 0.0268 | 1336.5 | 21.45 | 0 | 1 | 0.1326
ep_solar_pv_173 | Aggregated Plant | solar | DEU | 2017 |  |  |  | active | elc_spv-DEU_0173 | 0.013 | 1336.5 | 21.45 | 0 | 1 | 0.1326
ep_solar_pv_173 | Aggregated Plant | solar | DEU | 2018 |  |  |  | active | elc_spv-DEU_0173 | 0.0205 | 1336.5 | 21.45 | 0 | 1 | 0.1326
ep_solar_pv_173 | Aggregated Plant | solar | DEU | 2019 |  |  |  | active | elc_spv-DEU_0173 | 0.0032 | 1336.5 | 21.45 | 0 | 1 | 0.1326
ep_solar_pv_173 | Aggregated Plant | solar | DEU | 2020 |  |  |  | active | elc_spv-DEU_0173 | 0.0092 | 1336.5 | 21.45 | 0 | 1 | 0.1326
ep_solar_pv_173 | Aggregated Plant | solar | DEU | 2022 |  |  |  | active | elc_spv-DEU_0173 | 0.2407 | 1196.6579 | 19.1193 | 0 | 1 | 0.1326
ep_solar_pv_173 | Aggregated Plant | solar | DEU | 2023 |  |  |  | active | elc_spv-DEU_0173 | 0.0083 | 1336.5 | 21.45 | 0 | 1 | 0.1326
ep_solar_pv_173 | Aggregated Plant | solar | DEU | 2024 |  |  |  | active | elc_spv-DEU_0173 | 0.0199 | 1336.5 | 21.45 | 0 | 1 | 0.1326
ep_solar_pv_174 | Aggregated Plant | solar | DEU | 2010 |  |  |  | active | elc_spv-DEU_0174 | 0.0032 | 1336.5 | 21.45 | 0 | 1 | 0.1331
ep_solar_pv_174 | Aggregated Plant | solar | DEU | 2011 |  |  |  | active | elc_spv-DEU_0174 | 0.0352 | 1336.5 | 21.45 | 0 | 1 | 0.1331
ep_solar_pv_174 | Aggregated Plant | solar | DEU | 2012 |  |  |  | active | elc_spv-DEU_0174 | 0.001 | 1336.5 | 21.45 | 0 | 1 | 0.1331
ep_solar_pv_174 | Aggregated Plant | solar | DEU | 2013 |  |  |  | active | elc_spv-DEU_0174 | 0.0026 | 1336.5 | 21.45 | 0 | 1 | 0.1331
ep_solar_pv_174 | Aggregated Plant | solar | DEU | 2014 |  |  |  | active | elc_spv-DEU_0174 | 0.0108 | 1336.5 | 21.45 | 0 | 1 | 0.1331
ep_solar_pv_174 | Aggregated Plant | solar | DEU | 2016 |  |  |  | active | elc_spv-DEU_0174 | 0.0138 | 1336.5 | 21.45 | 0 | 1 | 0.1331
ep_solar_pv_174 | Aggregated Plant | solar | DEU | 2018 |  |  |  | active | elc_spv-DEU_0174 | 0.0144 | 1336.5 | 21.45 | 0 | 1 | 0.1331
ep_solar_pv_174 | Aggregated Plant | solar | DEU | 2019 |  |  |  | active | elc_spv-DEU_0174 | 0.0013 | 1336.5 | 21.45 | 0 | 1 | 0.1331
ep_solar_pv_174 | Aggregated Plant | solar | DEU | 2020 |  |  |  | active | elc_spv-DEU_0174 | 0.0246 | 1336.5 | 21.45 | 0 | 1 | 0.1331
ep_solar_pv_174 | Aggregated Plant | solar | DEU | 2022 |  |  |  | active | elc_spv-DEU_0174 | 0.0126 | 1336.5 | 21.45 | 0 | 1 | 0.1331
ep_solar_pv_174 | Aggregated Plant | solar | DEU | 2023 |  |  |  | active | elc_spv-DEU_0174 | 0.0043 | 1336.5 | 21.45 | 0 | 1 | 0.1331
ep_solar_pv_174 | Aggregated Plant | solar | DEU | 2024 |  |  |  | active | elc_spv-DEU_0174 | 0.1317 | 1182.2494 | 18.8792 | 0 | 1 | 0.1331
ep_solar_pv_175 | Aggregated Plant | solar | DEU | 2009 |  |  |  | active | elc_spv-DEU_0175 | 0.0013 | 1336.5 | 21.45 | 0 | 1 | 0.13492
ep_solar_pv_175 | Aggregated Plant | solar | DEU | 2010 |  |  |  | active | elc_spv-DEU_0175 | 0.0336 | 1336.5 | 21.45 | 0 | 1 | 0.13492
ep_solar_pv_175 | Aggregated Plant | solar | DEU | 2011 |  |  |  | active | elc_spv-DEU_0175 | 0.0741 | 1336.5 | 21.45 | 0 | 1 | 0.13492
ep_solar_pv_175 | Aggregated Plant | solar | DEU | 2012 |  |  |  | active | elc_spv-DEU_0175 | 0.0771 | 1202.9591 | 19.2243 | 0 | 1 | 0.13492
ep_solar_pv_175 | Aggregated Plant | solar | DEU | 2013 |  |  |  | active | elc_spv-DEU_0175 | 0.0035 | 1336.5 | 21.45 | 0 | 1 | 0.13492
ep_solar_pv_175 | Aggregated Plant | solar | DEU | 2014 |  |  |  | active | elc_spv-DEU_0175 | 0.0191 | 1336.5 | 21.45 | 0 | 1 | 0.13492
ep_solar_pv_175 | Aggregated Plant | solar | DEU | 2015 |  |  |  | active | elc_spv-DEU_0175 | 0.009 | 1336.5 | 21.45 | 0 | 1 | 0.13492
ep_solar_pv_175 | Aggregated Plant | solar | DEU | 2016 |  |  |  | active | elc_spv-DEU_0175 | 0.0231 | 1336.5 | 21.45 | 0 | 1 | 0.13492
ep_solar_pv_175 | Aggregated Plant | solar | DEU | 2017 |  |  |  | active | elc_spv-DEU_0175 | 0.0168 | 1336.5 | 21.45 | 0 | 1 | 0.13492
ep_solar_pv_175 | Aggregated Plant | solar | DEU | 2018 |  |  |  | active | elc_spv-DEU_0175 | 0.018 | 1336.5 | 21.45 | 0 | 1 | 0.13492
ep_solar_pv_175 | Aggregated Plant | solar | DEU | 2019 |  |  |  | active | elc_spv-DEU_0175 | 0.0036 | 1336.5 | 21.45 | 0 | 1 | 0.13492
ep_solar_pv_175 | Aggregated Plant | solar | DEU | 2020 |  |  |  | active | elc_spv-DEU_0175 | 0.1331 | 1152.186 | 18.3781 | 0 | 1 | 0.13492
ep_solar_pv_175 | Aggregated Plant | solar | DEU | 2021 |  |  |  | active | elc_spv-DEU_0175 | 0.0698 | 1157.5057 | 18.4668 | 0 | 1 | 0.13492
ep_solar_pv_175 | Aggregated Plant | solar | DEU | 2022 |  |  |  | active | elc_spv-DEU_0175 | 0.0069 | 1336.5 | 21.45 | 0 | 1 | 0.13492
ep_solar_pv_175 | Aggregated Plant | solar | DEU | 2023 |  |  |  | active | elc_spv-DEU_0175 | 0.0655 | 1151.8008 | 18.3717 | 0 | 1 | 0.13492
ep_solar_pv_175 | Aggregated Plant | solar | DEU | 2024 |  |  |  | active | elc_spv-DEU_0175 | 0.0175 | 1336.5 | 21.45 | 0 | 1 | 0.13492
ep_solar_pv_176 | Aggregated Plant | solar | DEU | 2010 |  |  |  | active | elc_spv-DEU_0176 | 0.0302 | 1336.5 | 21.45 | 0 | 1 | 0.13675
ep_solar_pv_176 | Aggregated Plant | solar | DEU | 2011 |  |  |  | active | elc_spv-DEU_0176 | 0.0649 | 1153.4492 | 18.3992 | 0 | 1 | 0.13675
ep_solar_pv_176 | Aggregated Plant | solar | DEU | 2012 |  |  |  | active | elc_spv-DEU_0176 | 0.1326 | 1145.3688 | 18.2645 | 0 | 1 | 0.13675
ep_solar_pv_176 | Aggregated Plant | solar | DEU | 2013 |  |  |  | active | elc_spv-DEU_0176 | 0.0124 | 1336.5 | 21.45 | 0 | 1 | 0.13675
ep_solar_pv_176 | Aggregated Plant | solar | DEU | 2014 |  |  |  | active | elc_spv-DEU_0176 | 0.0024 | 1336.5 | 21.45 | 0 | 1 | 0.13675
ep_solar_pv_176 | Aggregated Plant | solar | DEU | 2016 |  |  |  | active | elc_spv-DEU_0176 | 0.0035 | 1336.5 | 21.45 | 0 | 1 | 0.13675
ep_solar_pv_176 | Aggregated Plant | solar | DEU | 2017 |  |  |  | active | elc_spv-DEU_0176 | 0.004 | 1336.5 | 21.45 | 0 | 1 | 0.13675
ep_solar_pv_176 | Aggregated Plant | solar | DEU | 2019 |  |  |  | active | elc_spv-DEU_0176 | 0.0014 | 1336.5 | 21.45 | 0 | 1 | 0.13675
ep_solar_pv_176 | Aggregated Plant | solar | DEU | 2023 |  |  |  | active | elc_spv-DEU_0176 | 0.0186 | 1336.5 | 21.45 | 0 | 1 | 0.13675
ep_solar_pv_176 | Aggregated Plant | solar | DEU | 2024 |  |  |  | active | elc_spv-DEU_0176 | 0.0011 | 1336.5 | 21.45 | 0 | 1 | 0.13675
ep_solar_pv_177 | Aggregated Plant | solar | DEU | 2008 |  |  |  | active | elc_spv-DEU_0177 | 0.0046 | 1336.5 | 21.45 | 0 | 1 | 0.1418
ep_solar_pv_177 | Aggregated Plant | solar | DEU | 2009 |  |  |  | active | elc_spv-DEU_0177 | 0.0012 | 1336.5 | 21.45 | 0 | 1 | 0.1418
ep_solar_pv_177 | Aggregated Plant | solar | DEU | 2010 |  |  |  | active | elc_spv-DEU_0177 | 0.0094 | 1336.5 | 21.45 | 0 | 1 | 0.1418
ep_solar_pv_177 | Aggregated Plant | solar | DEU | 2011 |  |  |  | active | elc_spv-DEU_0177 | 0.025 | 1336.5 | 21.45 | 0 | 1 | 0.1418
ep_solar_pv_177 | Aggregated Plant | solar | DEU | 2012 |  |  |  | active | elc_spv-DEU_0177 | 0.009 | 1336.5 | 21.45 | 0 | 1 | 0.1418
ep_solar_pv_177 | Aggregated Plant | solar | DEU | 2014 |  |  |  | active | elc_spv-DEU_0177 | 0.0049 | 1336.5 | 21.45 | 0 | 1 | 0.1418
ep_solar_pv_177 | Aggregated Plant | solar | DEU | 2015 |  |  |  | active | elc_spv-DEU_0177 | 0.0102 | 1336.5 | 21.45 | 0 | 1 | 0.1418
ep_solar_pv_177 | Aggregated Plant | solar | DEU | 2016 |  |  |  | active | elc_spv-DEU_0177 | 0.01 | 1336.5 | 21.45 | 0 | 1 | 0.1418
ep_solar_pv_177 | Aggregated Plant | solar | DEU | 2018 |  |  |  | active | elc_spv-DEU_0177 | 0.0265 | 1336.5 | 21.45 | 0 | 1 | 0.1418
ep_solar_pv_177 | Aggregated Plant | solar | DEU | 2020 |  |  |  | active | elc_spv-DEU_0177 | 0.0143 | 1336.5 | 21.45 | 0 | 1 | 0.1418
ep_solar_pv_177 | Aggregated Plant | solar | DEU | 2021 |  |  |  | active | elc_spv-DEU_0177 | 0.0045 | 1336.5 | 21.45 | 0 | 1 | 0.1418
ep_solar_pv_177 | Aggregated Plant | solar | DEU | 2022 |  |  |  | active | elc_spv-DEU_0177 | 0.0095 | 1336.5 | 21.45 | 0 | 1 | 0.1418
ep_solar_pv_177 | Aggregated Plant | solar | DEU | 2023 |  |  |  | active | elc_spv-DEU_0177 | 0.2041 | 1161.8797 | 18.5397 | 0 | 1 | 0.1418
ep_solar_pv_177 | Aggregated Plant | solar | DEU | 2024 |  |  |  | active | elc_spv-DEU_0177 | 0.0267 | 1336.5 | 21.45 | 0 | 1 | 0.1418
ep_solar_pv_178 | Aggregated Plant | solar | DEU | 2010 |  |  |  | active | elc_spv-DEU_0178 | 0.0011 | 1336.5 | 21.45 | 0 | 1 | 0.1473
ep_solar_pv_178 | Aggregated Plant | solar | DEU | 2011 |  |  |  | active | elc_spv-DEU_0178 | 0.018 | 1336.5 | 21.45 | 0 | 1 | 0.1473
ep_solar_pv_178 | Aggregated Plant | solar | DEU | 2012 |  |  |  | active | elc_spv-DEU_0178 | 0.019 | 1336.5 | 21.45 | 0 | 1 | 0.1473
ep_solar_pv_178 | Aggregated Plant | solar | DEU | 2013 |  |  |  | active | elc_spv-DEU_0178 | 0.0151 | 1336.5 | 21.45 | 0 | 1 | 0.1473
ep_solar_pv_178 | Aggregated Plant | solar | DEU | 2014 |  |  |  | active | elc_spv-DEU_0178 | 0.0042 | 1336.5 | 21.45 | 0 | 1 | 0.1473
ep_solar_pv_178 | Aggregated Plant | solar | DEU | 2015 |  |  |  | active | elc_spv-DEU_0178 | 0.0138 | 1336.5 | 21.45 | 0 | 1 | 0.1473
ep_solar_pv_178 | Aggregated Plant | solar | DEU | 2016 |  |  |  | active | elc_spv-DEU_0178 | 0.0138 | 1336.5 | 21.45 | 0 | 1 | 0.1473
ep_solar_pv_178 | Aggregated Plant | solar | DEU | 2017 |  |  |  | active | elc_spv-DEU_0178 | 0.013 | 1336.5 | 21.45 | 0 | 1 | 0.1473
ep_solar_pv_178 | Aggregated Plant | solar | DEU | 2018 |  |  |  | active | elc_spv-DEU_0178 | 0.0121 | 1336.5 | 21.45 | 0 | 1 | 0.1473
ep_solar_pv_178 | Aggregated Plant | solar | DEU | 2019 |  |  |  | active | elc_spv-DEU_0178 | 0.0113 | 1336.5 | 21.45 | 0 | 1 | 0.1473
ep_solar_pv_178 | Aggregated Plant | solar | DEU | 2020 |  |  |  | active | elc_spv-DEU_0178 | 0.0041 | 1336.5 | 21.45 | 0 | 1 | 0.1473
ep_solar_pv_178 | Aggregated Plant | solar | DEU | 2022 |  |  |  | active | elc_spv-DEU_0178 | 0.0212 | 1336.5 | 21.45 | 0 | 1 | 0.1473
ep_solar_pv_178 | Aggregated Plant | solar | DEU | 2024 |  |  |  | active | elc_spv-DEU_0178 | 0.0158 | 1336.5 | 21.45 | 0 | 1 | 0.1473
ep_solar_pv_179 | Aggregated Plant | solar | DEU | 2004 |  |  |  | active | elc_spv-DEU_0179 | 0.0018 | 1336.5 | 21.45 | 0 | 1 | 0.15398
ep_solar_pv_179 | Aggregated Plant | solar | DEU | 2012 |  |  |  | active | elc_spv-DEU_0179 | 0.0017 | 1336.5 | 21.45 | 0 | 1 | 0.15398
ep_solar_pv_179 | Aggregated Plant | solar | DEU | 2013 |  |  |  | active | elc_spv-DEU_0179 | 0.0013 | 1336.5 | 21.45 | 0 | 1 | 0.15398
ep_solar_pv_179 | Aggregated Plant | solar | DEU | 2022 |  |  |  | active | elc_spv-DEU_0179 | 0.20075 | 1146.1931 | 18.2782 | 0 | 1 | 0.0059829
ep_solar_pv_179 | Aggregated Plant | solar | DEU | 2024 |  |  |  | active | elc_spv-DEU_0179 | 0.0012 | 1336.5 | 21.45 | 0 | 1 | 0.15398
ep_solar_pv_180 | Aggregated Plant | solar | DEU | 2022 |  |  |  | active | elc_spv-DEU_0180 | 0.18712 | 1138.5 | 18.15 | 0 | 1 | 0.13972
ep_solar_pv_181 | Aggregated Plant | solar | DEU | 2010 |  |  |  | active | elc_spv-DEU_0181 | 0.0025 | 1336.5 | 21.45 | 0 | 1 | 0.1355
ep_solar_pv_181 | Aggregated Plant | solar | DEU | 2011 |  |  |  | active | elc_spv-DEU_0181 | 0.0074 | 1336.5 | 21.45 | 0 | 1 | 0.1355
ep_solar_pv_181 | Aggregated Plant | solar | DEU | 2015 |  |  |  | active | elc_spv-DEU_0181 | 0.0045 | 1336.5 | 21.45 | 0 | 1 | 0.1355
ep_solar_pv_181 | Aggregated Plant | solar | DEU | 2022 |  |  |  | active | elc_spv-DEU_0181 | 0.19751 | 1138.5 | 18.15 | 0 | 1 | 0.13972
ep_solar_pv_181 | Aggregated Plant | solar | DEU | 2023 |  |  |  | active | elc_spv-DEU_0181 | 0.0013 | 1336.5 | 21.45 | 0 | 1 | 0.1355
ep_solar_pv_182 | Aggregated Plant | solar | DEU | 2009 |  |  |  | active | elc_spv-DEU_0182 | 0.0205 | 1336.5 | 21.45 | 0 | 1 | 0.13281
ep_solar_pv_182 | Aggregated Plant | solar | DEU | 2010 |  |  |  | active | elc_spv-DEU_0182 | 0.0059 | 1336.5 | 21.45 | 0 | 1 | 0.13281
ep_solar_pv_182 | Aggregated Plant | solar | DEU | 2011 |  |  |  | active | elc_spv-DEU_0182 | 0.027 | 1336.5 | 21.45 | 0 | 1 | 0.13281
ep_solar_pv_182 | Aggregated Plant | solar | DEU | 2012 |  |  |  | active | elc_spv-DEU_0182 | 0.0697 | 1336.5 | 21.45 | 0 | 1 | 0.13281
ep_solar_pv_182 | Aggregated Plant | solar | DEU | 2013 |  |  |  | active | elc_spv-DEU_0182 | 0.017 | 1336.5 | 21.45 | 0 | 1 | 0.13281
ep_solar_pv_182 | Aggregated Plant | solar | DEU | 2015 |  |  |  | active | elc_spv-DEU_0182 | 0.0426 | 1336.5 | 21.45 | 0 | 1 | 0.13281
ep_solar_pv_182 | Aggregated Plant | solar | DEU | 2016 |  |  |  | active | elc_spv-DEU_0182 | 0.0015 | 1336.5 | 21.45 | 0 | 1 | 0.13281
ep_solar_pv_182 | Aggregated Plant | solar | DEU | 2021 |  |  |  | active | elc_spv-DEU_0182 | 0.0053 | 1336.5 | 21.45 | 0 | 1 | 0.13281
ep_solar_pv_182 | Aggregated Plant | solar | DEU | 2024 |  |  |  | active | elc_spv-DEU_0182 | 0.0029 | 1336.5 | 21.45 | 0 | 1 | 0.13281
ep_solar_pv_183 | Aggregated Plant | solar | DEU | 2009 |  |  |  | active | elc_spv-DEU_0183 | 0.0083 | 1336.5 | 21.45 | 0 | 1 | 0.1316
ep_solar_pv_183 | Aggregated Plant | solar | DEU | 2010 |  |  |  | active | elc_spv-DEU_0183 | 0.0327 | 1336.5 | 21.45 | 0 | 1 | 0.1316
ep_solar_pv_183 | Aggregated Plant | solar | DEU | 2011 |  |  |  | active | elc_spv-DEU_0183 | 0.1015 | 1336.5 | 21.45 | 0 | 1 | 0.1316
ep_solar_pv_183 | Aggregated Plant | solar | DEU | 2012 |  |  |  | active | elc_spv-DEU_0183 | 0.1511 | 1336.5 | 21.45 | 0 | 1 | 0.1316
ep_solar_pv_183 | Aggregated Plant | solar | DEU | 2013 |  |  |  | active | elc_spv-DEU_0183 | 0.0194 | 1336.5 | 21.45 | 0 | 1 | 0.1316
ep_solar_pv_183 | Aggregated Plant | solar | DEU | 2014 |  |  |  | active | elc_spv-DEU_0183 | 0.0034 | 1336.5 | 21.45 | 0 | 1 | 0.1316
ep_solar_pv_183 | Aggregated Plant | solar | DEU | 2015 |  |  |  | active | elc_spv-DEU_0183 | 0.0137 | 1336.5 | 21.45 | 0 | 1 | 0.1316
ep_solar_pv_183 | Aggregated Plant | solar | DEU | 2016 |  |  |  | active | elc_spv-DEU_0183 | 0.0051 | 1336.5 | 21.45 | 0 | 1 | 0.1316
ep_solar_pv_183 | Aggregated Plant | solar | DEU | 2017 |  |  |  | active | elc_spv-DEU_0183 | 0.0207 | 1336.5 | 21.45 | 0 | 1 | 0.1316
ep_solar_pv_183 | Aggregated Plant | solar | DEU | 2018 |  |  |  | active | elc_spv-DEU_0183 | 0.0238 | 1336.5 | 21.45 | 0 | 1 | 0.1316
ep_solar_pv_183 | Aggregated Plant | solar | DEU | 2019 |  |  |  | active | elc_spv-DEU_0183 | 0.0161 | 1336.5 | 21.45 | 0 | 1 | 0.1316
ep_solar_pv_183 | Aggregated Plant | solar | DEU | 2020 |  |  |  | active | elc_spv-DEU_0183 | 0.0017 | 1336.5 | 21.45 | 0 | 1 | 0.1316
ep_solar_pv_183 | Aggregated Plant | solar | DEU | 2021 |  |  |  | active | elc_spv-DEU_0183 | 0.0241 | 1336.5 | 21.45 | 0 | 1 | 0.1316
ep_solar_pv_183 | Aggregated Plant | solar | DEU | 2022 |  |  |  | active | elc_spv-DEU_0183 | 0.0346 | 1336.5 | 21.45 | 0 | 1 | 0.1316
ep_solar_pv_183 | Aggregated Plant | solar | DEU | 2023 |  |  |  | active | elc_spv-DEU_0183 | 0.092 | 1336.5 | 21.45 | 0 | 1 | 0.1316
ep_solar_pv_183 | Aggregated Plant | solar | DEU | 2024 |  |  |  | active | elc_spv-DEU_0183 | 0.1043 | 1336.5 | 21.45 | 0 | 1 | 0.1316
ep_solar_pv_183 | Aggregated Plant | solar | DEU | 2028 |  |  |  | active | elc_spv-DEU_0183 | 0.029 | 1336.5 | 21.45 | 0 | 1 | 0.1316
ep_solar_pv_184 | Aggregated Plant | solar | DEU | 2009 |  |  |  | active | elc_spv-DEU_0184 | 0.0661 | 1183.7315 | 18.9039 | 0 | 1 | 0.13269
ep_solar_pv_184 | Aggregated Plant | solar | DEU | 2010 |  |  |  | active | elc_spv-DEU_0184 | 0.0111 | 1336.5 | 21.45 | 0 | 1 | 0.13269
ep_solar_pv_184 | Aggregated Plant | solar | DEU | 2011 |  |  |  | active | elc_spv-DEU_0184 | 0.0872 | 1336.5 | 21.45 | 0 | 1 | 0.13269
ep_solar_pv_184 | Aggregated Plant | solar | DEU | 2012 |  |  |  | active | elc_spv-DEU_0184 | 0.004 | 1336.5 | 21.45 | 0 | 1 | 0.13269
ep_solar_pv_184 | Aggregated Plant | solar | DEU | 2013 |  |  |  | active | elc_spv-DEU_0184 | 0.0088 | 1336.5 | 21.45 | 0 | 1 | 0.13269
ep_solar_pv_184 | Aggregated Plant | solar | DEU | 2014 |  |  |  | active | elc_spv-DEU_0184 | 0.0029 | 1336.5 | 21.45 | 0 | 1 | 0.13269
ep_solar_pv_184 | Aggregated Plant | solar | DEU | 2016 |  |  |  | active | elc_spv-DEU_0184 | 0.0118 | 1336.5 | 21.45 | 0 | 1 | 0.13269
ep_solar_pv_184 | Aggregated Plant | solar | DEU | 2022 |  |  |  | active | elc_spv-DEU_0184 | 0.0095 | 1336.5 | 21.45 | 0 | 1 | 0.13269
ep_solar_pv_184 | Aggregated Plant | solar | DEU | 2023 |  |  |  | active | elc_spv-DEU_0184 | 0.0057 | 1336.5 | 21.45 | 0 | 1 | 0.13269
ep_solar_pv_184 | Aggregated Plant | solar | DEU | 2024 |  |  |  | active | elc_spv-DEU_0184 | 0.0027 | 1336.5 | 21.45 | 0 | 1 | 0.13269
ep_solar_pv_185 | Aggregated Plant | solar | DEU | 2009 |  |  |  | active | elc_spv-DEU_0185 | 0.003 | 1336.5 | 21.45 | 0 | 1 | 0.13456
ep_solar_pv_185 | Aggregated Plant | solar | DEU | 2010 |  |  |  | active | elc_spv-DEU_0185 | 0.001 | 1336.5 | 21.45 | 0 | 1 | 0.13456
ep_solar_pv_185 | Aggregated Plant | solar | DEU | 2011 |  |  |  | active | elc_spv-DEU_0185 | 0.011 | 1336.5 | 21.45 | 0 | 1 | 0.13456
ep_solar_pv_185 | Aggregated Plant | solar | DEU | 2012 |  |  |  | active | elc_spv-DEU_0185 | 0.192 | 1186.9688 | 18.9578 | 0 | 1 | 0.13456
ep_solar_pv_185 | Aggregated Plant | solar | DEU | 2013 |  |  |  | active | elc_spv-DEU_0185 | 0.021 | 1336.5 | 21.45 | 0 | 1 | 0.13456
ep_solar_pv_185 | Aggregated Plant | solar | DEU | 2014 |  |  |  | active | elc_spv-DEU_0185 | 0.0118 | 1336.5 | 21.45 | 0 | 1 | 0.13456
ep_solar_pv_185 | Aggregated Plant | solar | DEU | 2016 |  |  |  | active | elc_spv-DEU_0185 | 0.0084 | 1336.5 | 21.45 | 0 | 1 | 0.13456
ep_solar_pv_185 | Aggregated Plant | solar | DEU | 2017 |  |  |  | active | elc_spv-DEU_0185 | 0.0121 | 1336.5 | 21.45 | 0 | 1 | 0.13456
ep_solar_pv_185 | Aggregated Plant | solar | DEU | 2018 |  |  |  | active | elc_spv-DEU_0185 | 0.0116 | 1336.5 | 21.45 | 0 | 1 | 0.13456
ep_solar_pv_185 | Aggregated Plant | solar | DEU | 2019 |  |  |  | active | elc_spv-DEU_0185 | 0.0118 | 1336.5 | 21.45 | 0 | 1 | 0.13456
ep_solar_pv_185 | Aggregated Plant | solar | DEU | 2020 |  |  |  | active | elc_spv-DEU_0185 | 0.0046 | 1336.5 | 21.45 | 0 | 1 | 0.13456
ep_solar_pv_185 | Aggregated Plant | solar | DEU | 2021 |  |  |  | active | elc_spv-DEU_0185 | 0.0306 | 1336.5 | 21.45 | 0 | 1 | 0.13456
ep_solar_pv_185 | Aggregated Plant | solar | DEU | 2022 |  |  |  | active | elc_spv-DEU_0185 | 0.304 | 1141.1053 | 18.1934 | 0 | 1 | 0.13456
ep_solar_pv_185 | Aggregated Plant | solar | DEU | 2023 |  |  |  | active | elc_spv-DEU_0185 | 0.0141 | 1336.5 | 21.45 | 0 | 1 | 0.13456
ep_solar_pv_185 | Aggregated Plant | solar | DEU | 2024 |  |  |  | active | elc_spv-DEU_0185 | 0.2368 | 1237.8345 | 19.8056 | 0 | 1 | 0.13456
ep_solar_pv_186 | Aggregated Plant | solar | DEU | 2009 |  |  |  | active | elc_spv-DEU_0186 | 0.0011 | 1336.5 | 21.45 | 0 | 1 | 0.13782
ep_solar_pv_186 | Aggregated Plant | solar | DEU | 2012 |  |  |  | active | elc_spv-DEU_0186 | 0.0041 | 1336.5 | 21.45 | 0 | 1 | 0.13782
ep_solar_pv_186 | Aggregated Plant | solar | DEU | 2014 |  |  |  | active | elc_spv-DEU_0186 | 0.003 | 1336.5 | 21.45 | 0 | 1 | 0.13782
ep_solar_pv_186 | Aggregated Plant | solar | DEU | 2024 |  |  |  | active | elc_spv-DEU_0186 | 0.001 | 1336.5 | 21.45 | 0 | 1 | 0.13782
ep_solar_pv_187 | Aggregated Plant | solar | DEU | 2013 |  |  |  | active | elc_spv-DEU_0187 | 0.009 | 1336.5 | 21.45 | 0 | 1 | 0.14362
ep_solar_pv_187 | Aggregated Plant | solar | DEU | 2014 |  |  |  | active | elc_spv-DEU_0187 | 0.0099 | 1336.5 | 21.45 | 0 | 1 | 0.14362
ep_solar_pv_187 | Aggregated Plant | solar | DEU | 2015 |  |  |  | active | elc_spv-DEU_0187 | 0.0141 | 1336.5 | 21.45 | 0 | 1 | 0.14362
ep_solar_pv_187 | Aggregated Plant | solar | DEU | 2016 |  |  |  | active | elc_spv-DEU_0187 | 0.0171 | 1336.5 | 21.45 | 0 | 1 | 0.14362
ep_solar_pv_187 | Aggregated Plant | solar | DEU | 2020 |  |  |  | active | elc_spv-DEU_0187 | 0.01 | 1336.5 | 21.45 | 0 | 1 | 0.14362
ep_solar_pv_188 | Aggregated Plant | solar | DEU | 2011 |  |  |  | active | elc_spv-DEU_0188 | 0.0017 | 1336.5 | 21.45 | 0 | 1 | 0.14947
ep_solar_pv_188 | Aggregated Plant | solar | DEU | 2017 |  |  |  | active | elc_spv-DEU_0188 | 0.0092 | 1336.5 | 21.45 | 0 | 1 | 0.14947
ep_solar_pv_188 | Aggregated Plant | solar | DEU | 2022 |  |  |  | active | elc_spv-DEU_0188 | 0.20347 | 1152.8048 | 18.3884 | 0 | 1 | 0.010799
ep_solar_pv_G100000807013 | Anklam solar farm_-- | solar | DEU | 2027 |  | Mecklenburg-Vorpommern | Anklam | active | elc_spv-DEU_0178 | 0.3 | 1138.5 | 18.15 | 0 | 1 | 0.1473
ep_solar_pv_G100000825260 | Witznitz solar farm_1 | solar | DEU | 2024 |  | Saxony |  | active | elc_spv-DEU_0145 | 0.4153 | 990 | 16.5 | 0 | 1 | 0.13507
ep_solar_pv_G100001005219 | Bartow (Encavis) solar farm_1 | solar | DEU | 2025 |  |  |  | active | elc_spv-DEU_0166 | 0.26 | 1138.5 | 18.15 | 0 | 1 | 0.14653
ep_windoff_DE1-220 | Aggregated Plant | windoff | DEU | 2022 |  |  |  | active | e_DE1-220 | 0.013883 |  |  |  | 0.33123 | 0.55937
ep_windoff_DE2-220 | Aggregated Plant | windoff | DEU | 2022 |  |  |  | active | e_DE2-220 | 0.013902 |  |  |  | 0.33123 | 0.55937
ep_windoff_w559702819-220 | Aggregated Plant | windoff | DEU | 2022 |  |  |  | active | e_w559702819-220 | 0.098943 |  |  |  | 0.33123 | 0.55937
ep_windoff_w672738029-220 | Aggregated Plant | windoff | DEU | 2022 |  |  |  | active | e_w672738029-220 | 0.014679 |  |  |  | 0.33123 | 0.55937
ep_windoff_w946969736-380 | Aggregated Plant | windoff | DEU | 2022 |  |  |  | active | e_w946969736-380 | 0.046593 |  |  |  | 0.33123 | 0.55937
ep_windoff_wind_G100000919751 | Trianel Borkum wind farm_1 | windoff | DEU | 2014 |  |  |  | active | elc_wof-wof-DEU_0010 | 0.2 |  |  |  | 0.33123 | 0.57869
ep_windoff_wind_G100000919756 | Trianel Borkum wind farm_2 | windoff | DEU | 2015 |  |  |  | active | elc_wof-wof-DEU_0010 | 0.203 |  |  |  | 0.33123 | 0.57869
ep_windoff_wind_G100000919792 | Borkum Riffgrund 3 wind farm_2 | windoff | DEU | 2025 |  |  | Borkum | active | elc_wof-wof-DEU_0009 | 0.24 |  |  |  | 0.33123 | 0.55378
ep_windoff_wind_G100000919793 | Borkum Riffgrund 3 wind farm_3 | windoff | DEU | 2025 |  |  | Borkum | active | elc_wof-wof-DEU_0010 | 0.24 |  |  |  | 0.33123 | 0.57869
ep_windoff_wind_G100000919799 | Gode wind farm_3 | windoff | DEU | 2024 |  |  | Norderney | active | elc_wof-wof-DEU_0022 | 0.265 |  |  |  | 0.33123 | 0.57443
ep_windoff_wind_G100000919812 | Deutsche Bucht wind farm_-- | windoff | DEU | 2019 |  |  | Borkum | active | elc_wof-wof-DEU_0010 | 0.26 |  |  |  | 0.33123 | 0.57869
ep_windoff_wind_G100000919813 | Gode wind farm_2 | windoff | DEU | 2017 |  |  | Norderney | active | elc_wof-wof-DEU_0022 | 0.252 |  |  |  | 0.33123 | 0.57443
ep_windoff_wind_G100000919826 | Arcadis Ost wind farm_-- | windoff | DEU | 2023 |  |  |  | active | elc_wof-wof-DEU_0173 | 0.257 |  |  |  | 0.33123 | 0.51878
ep_windoff_wind_G100000919851 | Butendiek wind farm_-- | windoff | DEU | 2015 |  |  | Sylt Island | active | elc_wof-wof-DEU_0039 | 0.288 |  |  |  | 0.33123 | 0.57695
ep_windoff_wind_G100000919852 | Dantysk wind farm_-- | windoff | DEU | 2014 |  |  | Sylt Island | active | elc_wof-wof-DEU_0024 | 0.288 |  |  |  | 0.33123 | 0.58774
ep_windoff_wind_G100000919853 | Enbw Baltic wind farm_2 | windoff | DEU | 2015 |  |  |  | active | elc_wof-wof-DEU_0163 | 0.288 |  |  |  | 0.33123 | 0.49296
ep_windoff_wind_G100000919854 | Meerwind Süd Ost wind farm_-- | windoff | DEU | 2014 |  |  | Nebel | active | elc_wof-wof-DEU_0037 | 0.288 |  |  |  | 0.33123 | 0.56072
ep_windoff_wind_G100000919855 | Sandbank wind farm_-- | windoff | DEU | 2016 |  |  |  | active | elc_wof-wof-DEU_0024 | 0.288 |  |  |  | 0.33123 | 0.58774
ep_windoff_wind_G100000919859 | Nordsee Ost wind farm_-- | windoff | DEU | 2017 |  |  |  | active | elc_wof-wof-DEU_0037 | 0.332 |  |  |  | 0.33123 | 0.56072
ep_windoff_wind_G100000919888 | Amrumbank West wind farm_-- | windoff | DEU | 2015 |  |  |  | active | elc_wof-wof-DEU_0038 | 0.302 |  |  |  | 0.33123 | 0.5728
ep_windoff_wind_G100000919896 | Borkum Riffgrund 1 wind farm_-- | windoff | DEU | 2015 |  |  | Juist | active | elc_wof-wof-DEU_0009 | 0.312 |  |  |  | 0.33123 | 0.55378
ep_windoff_wind_G100000919908 | Gode wind farm_1 | windoff | DEU | 2017 |  |  | Norderney | active | elc_wof-wof-DEU_0022 | 0.33 |  |  |  | 0.33123 | 0.57443
ep_windoff_wind_G100000919911 | Nordsee One wind farm_-- | windoff | DEU | 2017 |  |  |  | active | elc_wof-wof-DEU_0037 | 0.332 |  |  |  | 0.33123 | 0.56072
ep_windoff_wind_G100000919914 | Kaskasi wind farm_-- | windoff | DEU | 2022 |  |  | Nebel | active | elc_wof-wof-DEU_0038 | 0.342 |  |  |  | 0.33123 | 0.5728
ep_windoff_wind_G100000919927 | Wikinger wind farm_-- | windoff | DEU | 2018 |  |  |  | active | elc_wof-wof-DEU_0180 | 0.35 |  |  |  | 0.33123 | 0.53262
ep_windoff_wind_G100000919946 | Arkona Becken SüDost wind farm_-- | windoff | DEU | 2019 |  |  | Sagard | active | elc_wof-wof-DEU_0180 | 0.384 |  |  |  | 0.33123 | 0.53262
ep_windoff_wind_G100000919952 | Merkur wind farm_-- | windoff | DEU | 2019 |  |  | Juist | active | elc_wof-wof-DEU_0010 | 0.396 |  |  |  | 0.33123 | 0.57869
ep_windoff_wind_G100000919954 | BARD Offshore wind farm_-- | windoff | DEU | 2013 |  |  | Borkum | active | elc_wof-wof-DEU_0010 | 0.4 |  |  |  | 0.33123 | 0.57869
ep_windoff_wind_G100000919956 | Global Tech wind farm_1 | windoff | DEU | 2015 |  |  | Juist | active | elc_wof-wof-DEU_0011 | 0.4 |  |  |  | 0.33123 | 0.58738
ep_windoff_wind_G100000919971 | Veja Mate wind farm_-- | windoff | DEU | 2017 |  |  |  | active | elc_wof-wof-DEU_0010 | 0.402 |  |  |  | 0.33123 | 0.57869
ep_windoff_wind_G100000919978 | Borkum Riffgrund 3 wind farm_1 | windoff | DEU | 2025 |  |  | Borkum | active | elc_wof-wof-DEU_0009 | 0.42 |  |  |  | 0.33123 | 0.55378
ep_windoff_wind_G100000919986 | Borkum Riffgrund 2 wind farm_-- | windoff | DEU | 2019 |  |  | Juist | active | elc_wof-wof-DEU_0009 | 0.45 |  |  |  | 0.33123 | 0.55378
ep_windoff_wind_G100000919992 | Baltic Eagle wind farm_-- | windoff | DEU | 2024 |  |  | Sagard | active | elc_wof-wof-DEU_0173 | 0.476 |  |  |  | 0.33123 | 0.51878
ep_windoff_wind_G100000920008 | Hohe See wind farm_-- | windoff | DEU | 2019 |  |  | Borkum | active | elc_wof-wof-DEU_0010 | 0.497 |  |  |  | 0.33123 | 0.57869
ep_windoff_wind_c_wof-wof-DEU_0009 | Aggregated Plant | windoff | DEU | 2014 |  |  |  | active | elc_wof-wof-DEU_0009 | 0.113 |  |  |  | 0.33123 | 0.55378
ep_windoff_wind_c_wof-wof-DEU_0010 | Aggregated Plant | windoff | DEU | 2009 |  |  |  | active | elc_wof-wof-DEU_0010 | 0.03 |  |  |  | 0.33123 | 0.57869
ep_windoff_wind_c_wof-wof-DEU_0010 | Aggregated Plant | windoff | DEU | 2010 |  |  |  | active | elc_wof-wof-DEU_0010 | 0.03 |  |  |  | 0.33123 | 0.57869
ep_windoff_wind_c_wof-wof-DEU_0011 | Aggregated Plant | windoff | DEU | 2020 |  |  |  | active | elc_wof-wof-DEU_0011 | 0.112 |  |  |  | 0.33123 | 0.58738
ep_windoff_wind_c_wof-wof-DEU_0053 | Aggregated Plant | windoff | DEU | 2017 |  |  |  | active | elc_wof-wof-DEU_0053 | 0.111 |  |  |  | 0.33123 | 0.45533
ep_windoff_wind_c_wof-wof-DEU_0163 | Aggregated Plant | windoff | DEU | 2010 |  |  |  | active | elc_wof-wof-DEU_0163 | 0.048 |  |  |  | 0.33123 | 0.49296
ep_windon_wind_ | Aggregated Plant - IRENA Gap - DE44-380_Missing Onshore wind energy Capacity | windon | DEU | 2022 |  |  |  | active | e_DE44-380 | 0.24278 |  |  |  | 0.33123 | 0.31605
ep_windon_wind_ | Aggregated Plant - IRENA Gap - way/28812249-220_Missing Onshore wind energy Capacity | windon | DEU | 2022 |  |  |  | active | e_w28812249-220 | 0.28466 |  |  |  | 0.33123 | 0.31605
ep_windon_wind_ | Aggregated Plant - IRENA Gap - way/373967500-380_Missing Onshore wind energy Capacity | windon | DEU | 2022 |  |  |  | active | e_w373967500-380 | 0.26542 |  |  |  | 0.33123 | 0.31605
ep_windon_wind_ | Aggregated Plant - IRENA Gap - way/940922557-380_Missing Onshore wind energy Capacity | windon | DEU | 2022 |  |  |  | active | e_w940922557-380 | 0.31295 |  |  |  | 0.33123 | 0.31605
ep_windon_wind_ | Aggregated Plant - IRENA Gap - way/32690742-380_Missing Onshore wind energy Capacity | windon | DEU | 2022 |  |  |  | active | e_w32690742-380 | 0.29541 |  |  |  | 0.33123 | 0.31605
ep_windon_wind_ | Aggregated Plant - IRENA Gap - way/142487746-380_Missing Onshore wind energy Capacity | windon | DEU | 2022 |  |  |  | active | e_w142487746-380 | 0.21392 |  |  |  | 0.33123 | 0.31605
ep_windon_wind_ | Aggregated Plant - IRENA Gap - way/603661085-380_Missing Onshore wind energy Capacity | windon | DEU | 2022 |  |  |  | active | e_w603661085-380 | 0.95584 |  |  |  | 0.33123 | 0.31605
ep_windon_wind_ | Aggregated Plant - IRENA Gap - way/1072574879-380_Missing Onshore wind energy Capacity | windon | DEU | 2022 |  |  |  | active | e_w1072574879-380 | 0.2524 |  |  |  | 0.33123 | 0.31605
ep_windon_wind_ | Aggregated Plant - IRENA Gap - way/559702819-220_Missing Onshore wind energy Capacity | windon | DEU | 2022 |  |  |  | active | e_w559702819-220 | 0.28353 |  |  |  | 0.33123 | 0.31605
ep_windon_wind_ | Aggregated Plant - IRENA Gap - way/943939310-380_Missing Onshore wind energy Capacity | windon | DEU | 2022 |  |  |  | active | e_w943939310-380 | 0.24504 |  |  |  | 0.33123 | 0.31605
ep_windon_wind_ | Aggregated Plant - IRENA Gap - way/29713902-380_Missing Onshore wind energy Capacity | windon | DEU | 2022 |  |  |  | active | e_w29713902-380 | 0.20486 |  |  |  | 0.33123 | 0.31605
ep_windon_wind_ | Aggregated Plant - IRENA Gap - way/1071504343-380_Missing Onshore wind energy Capacity | windon | DEU | 2022 |  |  |  | active | e_w1071504343-380 | 0.26994 |  |  |  | 0.33123 | 0.31605
ep_windon_wind_ | Aggregated Plant - IRENA Gap - way/33169401-380_Missing Onshore wind energy Capacity | windon | DEU | 2022 |  |  |  | active | e_w33169401-380 | 0.41822 |  |  |  | 0.33123 | 0.31605
ep_windon_wind_ | Aggregated Plant - IRENA Gap - way/414169327-380_Missing Onshore wind energy Capacity | windon | DEU | 2022 |  |  |  | active | e_w414169327-380 | 0.24391 |  |  |  | 0.33123 | 0.31605
ep_windon_wind_ | Aggregated Plant - IRENA Gap - way/1191459479-220_Missing Onshore wind energy Capacity | windon | DEU | 2022 |  |  |  | active | e_w1191459479-220 | 0.206 |  |  |  | 0.33123 | 0.31605
ep_windon_wind_ | Aggregated Plant - IRENA Gap - way/289836713-380_Missing Onshore wind energy Capacity | windon | DEU | 2022 |  |  |  | active | e_w289836713-380 | 0.25806 |  |  |  | 0.33123 | 0.31605
ep_windon_wind_ | Aggregated Plant - IRENA Gap - way/1068350839-380_Missing Onshore wind energy Capacity | windon | DEU | 2022 |  |  |  | active | e_w1068350839-380 | 0.31748 |  |  |  | 0.33123 | 0.31605
ep_windon_wind_ | Aggregated Plant - IRENA Gap - way/60032354-220_Missing Onshore wind energy Capacity | windon | DEU | 2022 |  |  |  | active | e_w60032354-220 | 0.23486 |  |  |  | 0.33123 | 0.31605
ep_windon_wind_ | Aggregated Plant - IRENA Gap - way/30039908-380_Missing Onshore wind energy Capacity | windon | DEU | 2022 |  |  |  | active | e_w30039908-380 | 0.28126 |  |  |  | 0.33123 | 0.31605
ep_windon_wind_ | Aggregated Plant - IRENA Gap - way/449010725-380_Missing Onshore wind energy Capacity | windon | DEU | 2022 |  |  |  | active | e_w449010725-380 | 0.38822 |  |  |  | 0.33123 | 0.31605
ep_windon_wind_ | Aggregated Plant - IRENA Gap - way/946969736-380_Missing Onshore wind energy Capacity | windon | DEU | 2022 |  |  |  | active | e_w946969736-380 | 0.44934 |  |  |  | 0.33123 | 0.31605
ep_windon_wind_ | Aggregated Plant - IRENA Gap - DE19-380_Missing Onshore wind energy Capacity | windon | DEU | 2022 |  |  |  | active | e_DE19-380 | 0.27277 |  |  |  | 0.33123 | 0.31605
ep_windon_wind_ | Aggregated Plant - IRENA Gap - way/1280840211-380_Missing Onshore wind energy Capacity | windon | DEU | 2022 |  |  |  | active | e_w1280840211-380 | 0.20203 |  |  |  | 0.33123 | 0.31605
ep_windon_wind_ | Aggregated Plant - IRENA Gap - way/28343121-380_Missing Onshore wind energy Capacity | windon | DEU | 2022 |  |  |  | active | e_w28343121-380 | 0.34267 |  |  |  | 0.33123 | 0.31605
ep_windon_wind_ | Aggregated Plant - IRENA Gap - way/1024536785-380_Missing Onshore wind energy Capacity | windon | DEU | 2022 |  |  |  | active | e_w1024536785-380 | 0.20713 |  |  |  | 0.33123 | 0.31605
ep_windon_wind_ | Aggregated Plant - IRENA Gap - way/28729619-380_Missing Onshore wind energy Capacity | windon | DEU | 2022 |  |  |  | active | e_w28729619-380 | 0.26881 |  |  |  | 0.33123 | 0.31605
ep_windon_wind_ | Aggregated Plant - IRENA Gap - way/398680313-380_Missing Onshore wind energy Capacity | windon | DEU | 2022 |  |  |  | active | e_w398680313-380 | 0.25183 |  |  |  | 0.33123 | 0.31605
ep_windon_wind_DE103-380 | Aggregated Plant | windon | DEU | 2022 |  |  |  | active | e_DE103-380 | 0.082059 |  |  |  | 0.33123 | 0.31605
ep_windon_wind_DE104-380 | Aggregated Plant | windon | DEU | 2022 |  |  |  | active | e_DE104-380 | 0.037917 |  |  |  | 0.33123 | 0.31605
ep_windon_wind_DE108-220 | Aggregated Plant | windon | DEU | 2022 |  |  |  | active | e_DE108-220 | 0.050933 |  |  |  | 0.33123 | 0.31605
ep_windon_wind_DE11-380 | Aggregated Plant | windon | DEU | 2022 |  |  |  | active | e_DE11-380 | 0.019807 |  |  |  | 0.33123 | 0.31605
ep_windon_wind_DE13-380 | Aggregated Plant | windon | DEU | 2022 |  |  |  | active | e_DE13-380 | 0.10243 |  |  |  | 0.33123 | 0.31605
ep_windon_wind_DE133-380 | Aggregated Plant | windon | DEU | 2022 |  |  |  | active | e_DE133-380 | 0.14091 |  |  |  | 0.33123 | 0.31605
ep_windon_wind_DE136-380 | Aggregated Plant | windon | DEU | 2022 |  |  |  | active | e_DE136-380 | 0.013016 |  |  |  | 0.33123 | 0.31605
ep_windon_wind_DE14-380 | Aggregated Plant | windon | DEU | 2022 |  |  |  | active | e_DE14-380 | 0.027164 |  |  |  | 0.33123 | 0.31605
ep_windon_wind_DE141-380 | Aggregated Plant | windon | DEU | 2022 |  |  |  | active | e_DE141-380 | 0.01245 |  |  |  | 0.33123 | 0.31605
ep_windon_wind_DE146-380 | Aggregated Plant | windon | DEU | 2022 |  |  |  | active | e_DE146-380 | 0.018675 |  |  |  | 0.33123 | 0.31605
ep_windon_wind_DE148-220 | Aggregated Plant | windon | DEU | 2022 |  |  |  | active | e_DE148-220 | 0.029994 |  |  |  | 0.33123 | 0.31605
ep_windon_wind_DE15-220 | Aggregated Plant | windon | DEU | 2022 |  |  |  | active | e_DE15-220 | 0.078663 |  |  |  | 0.33123 | 0.31605
ep_windon_wind_DE150-380 | Aggregated Plant | windon | DEU | 2022 |  |  |  | active | e_DE150-380 | 0.027164 |  |  |  | 0.33123 | 0.31605
ep_windon_wind_DE152-380 | Aggregated Plant | windon | DEU | 2022 |  |  |  | active | e_DE152-380 | 0.019241 |  |  |  | 0.33123 | 0.31605
ep_windon_wind_DE155-380 | Aggregated Plant | windon | DEU | 2022 |  |  |  | active | e_DE155-380 | 0.061119 |  |  |  | 0.33123 | 0.31605
ep_windon_wind_DE156-380 | Aggregated Plant | windon | DEU | 2022 |  |  |  | active | e_DE156-380 | 0.099036 |  |  |  | 0.33123 | 0.31605
ep_windon_wind_DE157-380 | Aggregated Plant | windon | DEU | 2022 |  |  |  | active | e_DE157-380 | 0.053197 |  |  |  | 0.33123 | 0.31605
ep_windon_wind_DE16-220 | Aggregated Plant | windon | DEU | 2022 |  |  |  | active | e_DE16-220 | 0.019241 |  |  |  | 0.33123 | 0.31605
ep_windon_wind_DE163-220 | Aggregated Plant | windon | DEU | 2022 |  |  |  | active | e_DE163-220 | 0.096772 |  |  |  | 0.33123 | 0.31605
ep_windon_wind_DE166-220 | Aggregated Plant | windon | DEU | 2022 |  |  |  | active | e_DE166-220 | 0.021505 |  |  |  | 0.33123 | 0.31605
ep_windon_wind_DE167-380 | Aggregated Plant | windon | DEU | 2022 |  |  |  | active | e_DE167-380 | 0.020373 |  |  |  | 0.33123 | 0.31605
ep_windon_wind_DE170-380 | Aggregated Plant | windon | DEU | 2022 |  |  |  | active | e_DE170-380 | 0.033955 |  |  |  | 0.33123 | 0.31605
ep_windon_wind_DE171-220 | Aggregated Plant | windon | DEU | 2022 |  |  |  | active | e_DE171-220 | 0.13243 |  |  |  | 0.33123 | 0.31605
ep_windon_wind_DE175-220 | Aggregated Plant | windon | DEU | 2022 |  |  |  | active | e_DE175-220 | 0.018109 |  |  |  | 0.33123 | 0.31605
ep_windon_wind_DE183-220 | Aggregated Plant | windon | DEU | 2022 |  |  |  | active | e_DE183-220 | 0.019807 |  |  |  | 0.33123 | 0.31605
ep_windon_wind_DE20-380 | Aggregated Plant | windon | DEU | 2022 |  |  |  | active | e_DE20-380 | 0.11205 |  |  |  | 0.33123 | 0.31605
ep_windon_wind_DE207-380 | Aggregated Plant | windon | DEU | 2022 |  |  |  | active | e_DE207-380 | 0.021505 |  |  |  | 0.33123 | 0.31605
ep_windon_wind_DE24-220 | Aggregated Plant | windon | DEU | 2022 |  |  |  | active | e_DE24-220 | 0.010187 |  |  |  | 0.33123 | 0.31605
ep_windon_wind_DE24-380 | Aggregated Plant | windon | DEU | 2022 |  |  |  | active | e_DE24-380 | 0.021505 |  |  |  | 0.33123 | 0.31605
ep_windon_wind_DE25-380 | Aggregated Plant | windon | DEU | 2022 |  |  |  | active | e_DE25-380 | 0.056592 |  |  |  | 0.33123 | 0.31605
ep_windon_wind_DE26-380 | Aggregated Plant | windon | DEU | 2022 |  |  |  | active | e_DE26-380 | 0.13752 |  |  |  | 0.33123 | 0.31605
ep_windon_wind_DE27-380 | Aggregated Plant | windon | DEU | 2022 |  |  |  | active | e_DE27-380 | 0.029428 |  |  |  | 0.33123 | 0.31605
ep_windon_wind_DE28-380 | Aggregated Plant | windon | DEU | 2022 |  |  |  | active | e_DE28-380 | 0.078663 |  |  |  | 0.33123 | 0.31605
ep_windon_wind_DE29-220 | Aggregated Plant | windon | DEU | 2022 |  |  |  | active | e_DE29-220 | 0.16864 |  |  |  | 0.33123 | 0.31605
ep_windon_wind_DE30-380 | Aggregated Plant | windon | DEU | 2022 |  |  |  | active | e_DE30-380 | 0.020373 |  |  |  | 0.33123 | 0.31605
ep_windon_wind_DE31-380 | Aggregated Plant | windon | DEU | 2022 |  |  |  | active | e_DE31-380 | 0.16016 |  |  |  | 0.33123 | 0.31605
ep_windon_wind_DE32-220 | Aggregated Plant | windon | DEU | 2022 |  |  |  | active | e_DE32-220 | 0.050933 |  |  |  | 0.33123 | 0.31605
ep_windon_wind_DE33-380 | Aggregated Plant | windon | DEU | 2022 |  |  |  | active | e_DE33-380 | 0.052631 |  |  |  | 0.33123 | 0.31605
ep_windon_wind_DE34-380 | Aggregated Plant | windon | DEU | 2022 |  |  |  | active | e_DE34-380 | 0.028862 |  |  |  | 0.33123 | 0.31605
ep_windon_wind_DE35-220 | Aggregated Plant | windon | DEU | 2022 |  |  |  | active | e_DE35-220 | 0.01245 |  |  |  | 0.33123 | 0.31605
ep_windon_wind_DE36-220 | Aggregated Plant | windon | DEU | 2022 |  |  |  | active | e_DE36-220 | 0.063383 |  |  |  | 0.33123 | 0.31605
ep_windon_wind_DE39-220 | Aggregated Plant | windon | DEU | 2022 |  |  |  | active | e_DE39-220 | 0.035087 |  |  |  | 0.33123 | 0.31605
ep_windon_wind_DE4-220 | Aggregated Plant | windon | DEU | 2022 |  |  |  | active | e_DE4-220 | 0.087152 |  |  |  | 0.33123 | 0.31605
ep_windon_wind_DE40-220 | Aggregated Plant | windon | DEU | 2022 |  |  |  | active | e_DE40-220 | 0.025466 |  |  |  | 0.33123 | 0.31605
ep_windon_wind_DE41-380 | Aggregated Plant | windon | DEU | 2022 |  |  |  | active | e_DE41-380 | 0.04301 |  |  |  | 0.33123 | 0.31605
ep_windon_wind_DE45-380 | Aggregated Plant | windon | DEU | 2022 |  |  |  | active | e_DE45-380 | 0.04584 |  |  |  | 0.33123 | 0.31605
ep_windon_wind_DE46-380 | Aggregated Plant | windon | DEU | 2022 |  |  |  | active | e_DE46-380 | 0.16468 |  |  |  | 0.33123 | 0.31605
ep_windon_wind_DE47-220 | Aggregated Plant | windon | DEU | 2022 |  |  |  | active | e_DE47-220 | 0.18279 |  |  |  | 0.33123 | 0.31605
ep_windon_wind_DE49-380 | Aggregated Plant | windon | DEU | 2022 |  |  |  | active | e_DE49-380 | 0.035653 |  |  |  | 0.33123 | 0.31605
ep_windon_wind_DE5-380 | Aggregated Plant | windon | DEU | 2022 |  |  |  | active | e_DE5-380 | 0.08602 |  |  |  | 0.33123 | 0.31605
ep_windon_wind_DE50-380 | Aggregated Plant | windon | DEU | 2022 |  |  |  | active | e_DE50-380 | 0.084888 |  |  |  | 0.33123 | 0.31605
ep_windon_wind_DE53-380 | Aggregated Plant | windon | DEU | 2022 |  |  |  | active | e_DE53-380 | 0.030277 |  |  |  | 0.33123 | 0.31605
ep_windon_wind_DE54-380 | Aggregated Plant | windon | DEU | 2022 |  |  |  | active | e_DE54-380 | 0.083756 |  |  |  | 0.33123 | 0.31605
ep_windon_wind_DE56-380 | Aggregated Plant | windon | DEU | 2022 |  |  |  | active | e_DE56-380 | 0.019241 |  |  |  | 0.33123 | 0.31605
ep_windon_wind_DE58-380 | Aggregated Plant | windon | DEU | 2022 |  |  |  | active | e_DE58-380 | 0.031692 |  |  |  | 0.33123 | 0.31605
ep_windon_wind_DE59-220 | Aggregated Plant | windon | DEU | 2022 |  |  |  | active | e_DE59-220 | 0.028296 |  |  |  | 0.33123 | 0.31605
ep_windon_wind_DE6-380 | Aggregated Plant | windon | DEU | 2022 |  |  |  | active | e_DE6-380 | 0.01528 |  |  |  | 0.33123 | 0.31605
ep_windon_wind_DE61-380 | Aggregated Plant | windon | DEU | 2022 |  |  |  | active | e_DE61-380 | 0.020939 |  |  |  | 0.33123 | 0.31605
ep_windon_wind_DE63-220 | Aggregated Plant | windon | DEU | 2022 |  |  |  | active | e_DE63-220 | 0.16525 |  |  |  | 0.33123 | 0.31605
ep_windon_wind_DE94-380 | Aggregated Plant | windon | DEU | 2022 |  |  |  | active | e_DE94-380 | 0.041312 |  |  |  | 0.33123 | 0.31605
ep_windon_wind_DE95-380 | Aggregated Plant | windon | DEU | 2022 |  |  |  | active | e_DE95-380 | 0.16299 |  |  |  | 0.33123 | 0.31605
ep_windon_wind_DE97-220 | Aggregated Plant | windon | DEU | 2022 |  |  |  | active | e_DE97-220 | 0.011318 |  |  |  | 0.33123 | 0.31605
ep_windon_wind_c_won-DEU_0000 | Aggregated Plant | windon | DEU | 2015 |  |  |  | active | elc_won-DEU_0000 | 0.03 |  |  |  | 0.33123 | 0.27595
ep_windon_wind_c_won-DEU_0000 | Aggregated Plant | windon | DEU | 2023 |  |  |  | active | elc_won-DEU_0000 | 0.014 |  |  |  | 0.33123 | 0.27595
ep_windon_wind_c_won-DEU_0001 | Aggregated Plant | windon | DEU | 2000 |  |  |  | active | elc_won-DEU_0001 | 0.022 |  |  |  | 0.33123 | 0.28229
ep_windon_wind_c_won-DEU_0001 | Aggregated Plant | windon | DEU | 2002 |  |  |  | active | elc_won-DEU_0001 | 0.014 |  |  |  | 0.33123 | 0.28229
ep_windon_wind_c_won-DEU_0001 | Aggregated Plant | windon | DEU | 2009 |  |  |  | active | elc_won-DEU_0001 | 0.024 |  |  |  | 0.33123 | 0.28229
ep_windon_wind_c_won-DEU_0001 | Aggregated Plant | windon | DEU | 2011 |  |  |  | active | elc_won-DEU_0001 | 0.032 |  |  |  | 0.33123 | 0.28229
ep_windon_wind_c_won-DEU_0001 | Aggregated Plant | windon | DEU | 2021 |  |  |  | active | elc_won-DEU_0001 | 0.016 |  |  |  | 0.33123 | 0.28229
ep_windon_wind_c_won-DEU_0001 | Aggregated Plant | windon | DEU | 2024 |  |  |  | active | elc_won-DEU_0001 | 0.021 |  |  |  | 0.33123 | 0.28229
ep_windon_wind_c_won-DEU_0002 | Aggregated Plant | windon | DEU | 1999 |  |  |  | active | elc_won-DEU_0002 | 0.012 |  |  |  | 0.33123 | 0.32489
ep_windon_wind_c_won-DEU_0002 | Aggregated Plant | windon | DEU | 2000 |  |  |  | active | elc_won-DEU_0002 | 0.014 |  |  |  | 0.33123 | 0.32489
ep_windon_wind_c_won-DEU_0002 | Aggregated Plant | windon | DEU | 2001 |  |  |  | active | elc_won-DEU_0002 | 0.02 |  |  |  | 0.33123 | 0.32489
ep_windon_wind_c_won-DEU_0002 | Aggregated Plant | windon | DEU | 2002 |  |  |  | active | elc_won-DEU_0002 | 0.012 |  |  |  | 0.33123 | 0.32489
ep_windon_wind_c_won-DEU_0002 | Aggregated Plant | windon | DEU | 2004 |  |  |  | active | elc_won-DEU_0002 | 0.013 |  |  |  | 0.33123 | 0.32489
ep_windon_wind_c_won-DEU_0002 | Aggregated Plant | windon | DEU | 2005 |  |  |  | active | elc_won-DEU_0002 | 0.023 |  |  |  | 0.33123 | 0.32489
ep_windon_wind_c_won-DEU_0002 | Aggregated Plant | windon | DEU | 2007 |  |  |  | active | elc_won-DEU_0002 | 0.026 |  |  |  | 0.33123 | 0.32489
ep_windon_wind_c_won-DEU_0002 | Aggregated Plant | windon | DEU | 2008 |  |  |  | active | elc_won-DEU_0002 | 0.012 |  |  |  | 0.33123 | 0.32489
ep_windon_wind_c_won-DEU_0002 | Aggregated Plant | windon | DEU | 2010 |  |  |  | active | elc_won-DEU_0002 | 0.014 |  |  |  | 0.33123 | 0.32489
ep_windon_wind_c_won-DEU_0002 | Aggregated Plant | windon | DEU | 2015 |  |  |  | active | elc_won-DEU_0002 | 0.033 |  |  |  | 0.33123 | 0.32489
ep_windon_wind_c_won-DEU_0002 | Aggregated Plant | windon | DEU | 2016 |  |  |  | active | elc_won-DEU_0002 | 0.029 |  |  |  | 0.33123 | 0.32489
ep_windon_wind_c_won-DEU_0002 | Aggregated Plant | windon | DEU | 2017 |  |  |  | active | elc_won-DEU_0002 | 0.063 |  |  |  | 0.33123 | 0.32489
ep_windon_wind_c_won-DEU_0002 | Aggregated Plant | windon | DEU | 2018 |  |  |  | active | elc_won-DEU_0002 | 0.011 |  |  |  | 0.33123 | 0.32489
ep_windon_wind_c_won-DEU_0002 | Aggregated Plant | windon | DEU | 2019 |  |  |  | active | elc_won-DEU_0002 | 0.044 |  |  |  | 0.33123 | 0.32489
ep_windon_wind_c_won-DEU_0002 | Aggregated Plant | windon | DEU | 2021 |  |  |  | active | elc_won-DEU_0002 | 0.02 |  |  |  | 0.33123 | 0.32489
ep_windon_wind_c_won-DEU_0002 | Aggregated Plant | windon | DEU | 2022 |  |  |  | active | elc_won-DEU_0002 | 0.017 |  |  |  | 0.33123 | 0.32489
ep_windon_wind_c_won-DEU_0002 | Aggregated Plant | windon | DEU | 2024 |  |  |  | active | elc_won-DEU_0002 | 0.015 |  |  |  | 0.33123 | 0.32489
ep_windon_wind_c_won-DEU_0003 | Aggregated Plant | windon | DEU | 1997 |  |  |  | active | elc_won-DEU_0003 | 0.015 |  |  |  | 0.33123 | 0.33042
ep_windon_wind_c_won-DEU_0003 | Aggregated Plant | windon | DEU | 2002 |  |  |  | active | elc_won-DEU_0003 | 0.022 |  |  |  | 0.33123 | 0.33042
ep_windon_wind_c_won-DEU_0003 | Aggregated Plant | windon | DEU | 2003 |  |  |  | active | elc_won-DEU_0003 | 0.023 |  |  |  | 0.33123 | 0.33042
ep_windon_wind_c_won-DEU_0003 | Aggregated Plant | windon | DEU | 2004 |  |  |  | active | elc_won-DEU_0003 | 0.014 |  |  |  | 0.33123 | 0.33042
ep_windon_wind_c_won-DEU_0003 | Aggregated Plant | windon | DEU | 2005 |  |  |  | active | elc_won-DEU_0003 | 0.023 |  |  |  | 0.33123 | 0.33042
ep_windon_wind_c_won-DEU_0003 | Aggregated Plant | windon | DEU | 2013 |  |  |  | active | elc_won-DEU_0003 | 0.014 |  |  |  | 0.33123 | 0.33042
ep_windon_wind_c_won-DEU_0003 | Aggregated Plant | windon | DEU | 2015 |  |  |  | active | elc_won-DEU_0003 | 0.08 |  |  |  | 0.33123 | 0.33042
ep_windon_wind_c_won-DEU_0003 | Aggregated Plant | windon | DEU | 2016 |  |  |  | active | elc_won-DEU_0003 | 0.038 |  |  |  | 0.33123 | 0.33042
ep_windon_wind_c_won-DEU_0003 | Aggregated Plant | windon | DEU | 2017 |  |  |  | active | elc_won-DEU_0003 | 0.042 |  |  |  | 0.33123 | 0.33042
ep_windon_wind_c_won-DEU_0003 | Aggregated Plant | windon | DEU | 2018 |  |  |  | active | elc_won-DEU_0003 | 0.028 |  |  |  | 0.33123 | 0.33042
ep_windon_wind_c_won-DEU_0003 | Aggregated Plant | windon | DEU | 2019 |  |  |  | active | elc_won-DEU_0003 | 0.012 |  |  |  | 0.33123 | 0.33042
ep_windon_wind_c_won-DEU_0003 | Aggregated Plant | windon | DEU | 2020 |  |  |  | active | elc_won-DEU_0003 | 0.016 |  |  |  | 0.33123 | 0.33042
ep_windon_wind_c_won-DEU_0003 | Aggregated Plant | windon | DEU | 2021 |  |  |  | active | elc_won-DEU_0003 | 0.014 |  |  |  | 0.33123 | 0.33042
ep_windon_wind_c_won-DEU_0003 | Aggregated Plant | windon | DEU | 2022 |  |  |  | active | elc_won-DEU_0003 | 0.022 |  |  |  | 0.33123 | 0.33042
ep_windon_wind_c_won-DEU_0003 | Aggregated Plant | windon | DEU | 2023 |  |  |  | active | elc_won-DEU_0003 | 0.014 |  |  |  | 0.33123 | 0.33042
ep_windon_wind_c_won-DEU_0004 | Aggregated Plant | windon | DEU | 2001 |  |  |  | active | elc_won-DEU_0004 | 0.025 |  |  |  | 0.33123 | 0.30189
ep_windon_wind_c_won-DEU_0004 | Aggregated Plant | windon | DEU | 2003 |  |  |  | active | elc_won-DEU_0004 | 0.008 |  |  |  | 0.33123 | 0.30189
ep_windon_wind_c_won-DEU_0004 | Aggregated Plant | windon | DEU | 2004 |  |  |  | active | elc_won-DEU_0004 | 0.018 |  |  |  | 0.33123 | 0.30189
ep_windon_wind_c_won-DEU_0004 | Aggregated Plant | windon | DEU | 2005 |  |  |  | active | elc_won-DEU_0004 | 0.018 |  |  |  | 0.33123 | 0.30189
ep_windon_wind_c_won-DEU_0004 | Aggregated Plant | windon | DEU | 2006 |  |  |  | active | elc_won-DEU_0004 | 0.034 |  |  |  | 0.33123 | 0.30189
ep_windon_wind_c_won-DEU_0004 | Aggregated Plant | windon | DEU | 2012 |  |  |  | active | elc_won-DEU_0004 | 0.032 |  |  |  | 0.33123 | 0.30189
ep_windon_wind_c_won-DEU_0004 | Aggregated Plant | windon | DEU | 2013 |  |  |  | active | elc_won-DEU_0004 | 0.01 |  |  |  | 0.33123 | 0.30189
ep_windon_wind_c_won-DEU_0004 | Aggregated Plant | windon | DEU | 2014 |  |  |  | active | elc_won-DEU_0004 | 0.038 |  |  |  | 0.33123 | 0.30189
ep_windon_wind_c_won-DEU_0004 | Aggregated Plant | windon | DEU | 2015 |  |  |  | active | elc_won-DEU_0004 | 0.11 |  |  |  | 0.33123 | 0.30189
ep_windon_wind_c_won-DEU_0004 | Aggregated Plant | windon | DEU | 2016 |  |  |  | active | elc_won-DEU_0004 | 0.026 |  |  |  | 0.33123 | 0.30189
ep_windon_wind_c_won-DEU_0004 | Aggregated Plant | windon | DEU | 2017 |  |  |  | active | elc_won-DEU_0004 | 0.032 |  |  |  | 0.33123 | 0.30189
ep_windon_wind_c_won-DEU_0004 | Aggregated Plant | windon | DEU | 2018 |  |  |  | active | elc_won-DEU_0004 | 0.012 |  |  |  | 0.33123 | 0.30189
ep_windon_wind_c_won-DEU_0004 | Aggregated Plant | windon | DEU | 2020 |  |  |  | active | elc_won-DEU_0004 | 0.026 |  |  |  | 0.33123 | 0.30189
ep_windon_wind_c_won-DEU_0004 | Aggregated Plant | windon | DEU | 2021 |  |  |  | active | elc_won-DEU_0004 | 0.063 |  |  |  | 0.33123 | 0.30189
ep_windon_wind_c_won-DEU_0004 | Aggregated Plant | windon | DEU | 2022 |  |  |  | active | elc_won-DEU_0004 | 0.029 |  |  |  | 0.33123 | 0.30189
ep_windon_wind_c_won-DEU_0004 | Aggregated Plant | windon | DEU | 2023 |  |  |  | active | elc_won-DEU_0004 | 0.069 |  |  |  | 0.33123 | 0.30189
ep_windon_wind_c_won-DEU_0004 | Aggregated Plant | windon | DEU | 2024 |  |  |  | active | elc_won-DEU_0004 | 0.033 |  |  |  | 0.33123 | 0.30189
ep_windon_wind_c_won-DEU_0005 | Aggregated Plant | windon | DEU | 2005 |  |  |  | active | elc_won-DEU_0005 | 0.02 |  |  |  | 0.33123 | 0.32331
ep_windon_wind_c_won-DEU_0005 | Aggregated Plant | windon | DEU | 2017 |  |  |  | active | elc_won-DEU_0005 | 0.024 |  |  |  | 0.33123 | 0.32331
ep_windon_wind_c_won-DEU_0005 | Aggregated Plant | windon | DEU | 2018 |  |  |  | active | elc_won-DEU_0005 | 0.012 |  |  |  | 0.33123 | 0.32331
ep_windon_wind_c_won-DEU_0005 | Aggregated Plant | windon | DEU | 2022 |  |  |  | active | elc_won-DEU_0005 | 0.02 |  |  |  | 0.33123 | 0.32331
ep_windon_wind_c_won-DEU_0005 | Aggregated Plant | windon | DEU | 2024 |  |  |  | active | elc_won-DEU_0005 | 0.011 |  |  |  | 0.33123 | 0.32331
ep_windon_wind_c_won-DEU_0007 | Aggregated Plant | windon | DEU | 2017 |  |  |  | active | elc_won-DEU_0007 | 0.036 |  |  |  | 0.33123 | 0.37434
ep_windon_wind_c_won-DEU_0007 | Aggregated Plant | windon | DEU | 2018 |  |  |  | active | elc_won-DEU_0007 | 0.033 |  |  |  | 0.33123 | 0.37434
ep_windon_wind_c_won-DEU_0010 | Aggregated Plant | windon | DEU | 2006 |  |  |  | active | elc_won-DEU_0010 | 0.012 |  |  |  | 0.33123 | 0.27184
ep_windon_wind_c_won-DEU_0010 | Aggregated Plant | windon | DEU | 2008 |  |  |  | active | elc_won-DEU_0010 | 0.02 |  |  |  | 0.33123 | 0.27184
ep_windon_wind_c_won-DEU_0010 | Aggregated Plant | windon | DEU | 2011 |  |  |  | active | elc_won-DEU_0010 | 0.015 |  |  |  | 0.33123 | 0.27184
ep_windon_wind_c_won-DEU_0010 | Aggregated Plant | windon | DEU | 2013 |  |  |  | active | elc_won-DEU_0010 | 0.012 |  |  |  | 0.33123 | 0.27184
ep_windon_wind_c_won-DEU_0010 | Aggregated Plant | windon | DEU | 2014 |  |  |  | active | elc_won-DEU_0010 | 0.015 |  |  |  | 0.33123 | 0.27184
ep_windon_wind_c_won-DEU_0010 | Aggregated Plant | windon | DEU | 2015 |  |  |  | active | elc_won-DEU_0010 | 0.014 |  |  |  | 0.33123 | 0.27184
ep_windon_wind_c_won-DEU_0010 | Aggregated Plant | windon | DEU | 2017 |  |  |  | active | elc_won-DEU_0010 | 0.057 |  |  |  | 0.33123 | 0.27184
ep_windon_wind_c_won-DEU_0010 | Aggregated Plant | windon | DEU | 2018 |  |  |  | active | elc_won-DEU_0010 | 0.012 |  |  |  | 0.33123 | 0.27184
ep_windon_wind_c_won-DEU_0010 | Aggregated Plant | windon | DEU | 2020 |  |  |  | active | elc_won-DEU_0010 | 0.01 |  |  |  | 0.33123 | 0.27184
ep_windon_wind_c_won-DEU_0010 | Aggregated Plant | windon | DEU | 2023 |  |  |  | active | elc_won-DEU_0010 | 0.011 |  |  |  | 0.33123 | 0.27184
ep_windon_wind_c_won-DEU_0011 | Aggregated Plant | windon | DEU | 2002 |  |  |  | active | elc_won-DEU_0011 | 0.026 |  |  |  | 0.33123 | 0.26548
ep_windon_wind_c_won-DEU_0011 | Aggregated Plant | windon | DEU | 2006 |  |  |  | active | elc_won-DEU_0011 | 0.02 |  |  |  | 0.33123 | 0.26548
ep_windon_wind_c_won-DEU_0011 | Aggregated Plant | windon | DEU | 2011 |  |  |  | active | elc_won-DEU_0011 | 0.01 |  |  |  | 0.33123 | 0.26548
ep_windon_wind_c_won-DEU_0011 | Aggregated Plant | windon | DEU | 2013 |  |  |  | active | elc_won-DEU_0011 | 0.057 |  |  |  | 0.33123 | 0.26548
ep_windon_wind_c_won-DEU_0011 | Aggregated Plant | windon | DEU | 2014 |  |  |  | active | elc_won-DEU_0011 | 0.012 |  |  |  | 0.33123 | 0.26548
ep_windon_wind_c_won-DEU_0011 | Aggregated Plant | windon | DEU | 2015 |  |  |  | active | elc_won-DEU_0011 | 0.027 |  |  |  | 0.33123 | 0.26548
ep_windon_wind_c_won-DEU_0011 | Aggregated Plant | windon | DEU | 2016 |  |  |  | active | elc_won-DEU_0011 | 0.056 |  |  |  | 0.33123 | 0.26548
ep_windon_wind_c_won-DEU_0011 | Aggregated Plant | windon | DEU | 2017 |  |  |  | active | elc_won-DEU_0011 | 0.063 |  |  |  | 0.33123 | 0.26548
ep_windon_wind_c_won-DEU_0011 | Aggregated Plant | windon | DEU | 2018 |  |  |  | active | elc_won-DEU_0011 | 0.03 |  |  |  | 0.33123 | 0.26548
ep_windon_wind_c_won-DEU_0011 | Aggregated Plant | windon | DEU | 2019 |  |  |  | active | elc_won-DEU_0011 | 0.01 |  |  |  | 0.33123 | 0.26548
ep_windon_wind_c_won-DEU_0011 | Aggregated Plant | windon | DEU | 2022 |  |  |  | active | elc_won-DEU_0011 | 0.011 |  |  |  | 0.33123 | 0.26548
ep_windon_wind_c_won-DEU_0011 | Aggregated Plant | windon | DEU | 2023 |  |  |  | active | elc_won-DEU_0011 | 0.033 |  |  |  | 0.33123 | 0.26548
ep_windon_wind_c_won-DEU_0011 | Aggregated Plant | windon | DEU | 2024 |  |  |  | active | elc_won-DEU_0011 | 0.037 |  |  |  | 0.33123 | 0.26548
ep_windon_wind_c_won-DEU_0012 | Aggregated Plant | windon | DEU | 2004 |  |  |  | active | elc_won-DEU_0012 | 0.01 |  |  |  | 0.33123 | 0.26137
ep_windon_wind_c_won-DEU_0012 | Aggregated Plant | windon | DEU | 2006 |  |  |  | active | elc_won-DEU_0012 | 0.01 |  |  |  | 0.33123 | 0.26137
ep_windon_wind_c_won-DEU_0012 | Aggregated Plant | windon | DEU | 2007 |  |  |  | active | elc_won-DEU_0012 | 0.03 |  |  |  | 0.33123 | 0.26137
ep_windon_wind_c_won-DEU_0012 | Aggregated Plant | windon | DEU | 2011 |  |  |  | active | elc_won-DEU_0012 | 0.013 |  |  |  | 0.33123 | 0.26137
ep_windon_wind_c_won-DEU_0012 | Aggregated Plant | windon | DEU | 2012 |  |  |  | active | elc_won-DEU_0012 | 0.01 |  |  |  | 0.33123 | 0.26137
ep_windon_wind_c_won-DEU_0012 | Aggregated Plant | windon | DEU | 2014 |  |  |  | active | elc_won-DEU_0012 | 0.031 |  |  |  | 0.33123 | 0.26137
ep_windon_wind_c_won-DEU_0012 | Aggregated Plant | windon | DEU | 2015 |  |  |  | active | elc_won-DEU_0012 | 0.028 |  |  |  | 0.33123 | 0.26137
ep_windon_wind_c_won-DEU_0012 | Aggregated Plant | windon | DEU | 2016 |  |  |  | active | elc_won-DEU_0012 | 0.01 |  |  |  | 0.33123 | 0.26137
ep_windon_wind_c_won-DEU_0012 | Aggregated Plant | windon | DEU | 2020 |  |  |  | active | elc_won-DEU_0012 | 0.017 |  |  |  | 0.33123 | 0.26137
ep_windon_wind_c_won-DEU_0012 | Aggregated Plant | windon | DEU | 2021 |  |  |  | active | elc_won-DEU_0012 | 0.016 |  |  |  | 0.33123 | 0.26137
ep_windon_wind_c_won-DEU_0012 | Aggregated Plant | windon | DEU | 2024 |  |  |  | active | elc_won-DEU_0012 | 0.035 |  |  |  | 0.33123 | 0.26137
ep_windon_wind_c_won-DEU_0012 | Aggregated Plant | windon | DEU | 2025 |  |  |  | active | elc_won-DEU_0012 | 0.034 |  |  |  | 0.33123 | 0.26137
ep_windon_wind_c_won-DEU_0015 | Aggregated Plant | windon | DEU | 2014 |  |  |  | active | elc_won-DEU_0015 | 0.01 |  |  |  | 0.33123 | 0.33303
ep_windon_wind_c_won-DEU_0015 | Aggregated Plant | windon | DEU | 2016 |  |  |  | active | elc_won-DEU_0015 | 0.024 |  |  |  | 0.33123 | 0.33303
ep_windon_wind_c_won-DEU_0015 | Aggregated Plant | windon | DEU | 2018 |  |  |  | active | elc_won-DEU_0015 | 0.011 |  |  |  | 0.33123 | 0.33303
ep_windon_wind_c_won-DEU_0015 | Aggregated Plant | windon | DEU | 2020 |  |  |  | active | elc_won-DEU_0015 | 0.018 |  |  |  | 0.33123 | 0.33303
ep_windon_wind_c_won-DEU_0015 | Aggregated Plant | windon | DEU | 2021 |  |  |  | active | elc_won-DEU_0015 | 0.012 |  |  |  | 0.33123 | 0.33303
ep_windon_wind_c_won-DEU_0015 | Aggregated Plant | windon | DEU | 2022 |  |  |  | active | elc_won-DEU_0015 | 0.011 |  |  |  | 0.33123 | 0.33303
ep_windon_wind_c_won-DEU_0015 | Aggregated Plant | windon | DEU | 2023 |  |  |  | active | elc_won-DEU_0015 | 0.011 |  |  |  | 0.33123 | 0.33303
ep_windon_wind_c_won-DEU_0016 | Aggregated Plant | windon | DEU | 2001 |  |  |  | active | elc_won-DEU_0016 | 0.036 |  |  |  | 0.33123 | 0.33484
ep_windon_wind_c_won-DEU_0016 | Aggregated Plant | windon | DEU | 2002 |  |  |  | active | elc_won-DEU_0016 | 0.052 |  |  |  | 0.33123 | 0.33484
ep_windon_wind_c_won-DEU_0016 | Aggregated Plant | windon | DEU | 2003 |  |  |  | active | elc_won-DEU_0016 | 0.01 |  |  |  | 0.33123 | 0.33484
ep_windon_wind_c_won-DEU_0016 | Aggregated Plant | windon | DEU | 2004 |  |  |  | active | elc_won-DEU_0016 | 0.02 |  |  |  | 0.33123 | 0.33484
ep_windon_wind_c_won-DEU_0016 | Aggregated Plant | windon | DEU | 2007 |  |  |  | active | elc_won-DEU_0016 | 0.011 |  |  |  | 0.33123 | 0.33484
ep_windon_wind_c_won-DEU_0016 | Aggregated Plant | windon | DEU | 2013 |  |  |  | active | elc_won-DEU_0016 | 0.013 |  |  |  | 0.33123 | 0.33484
ep_windon_wind_c_won-DEU_0016 | Aggregated Plant | windon | DEU | 2015 |  |  |  | active | elc_won-DEU_0016 | 0.036 |  |  |  | 0.33123 | 0.33484
ep_windon_wind_c_won-DEU_0016 | Aggregated Plant | windon | DEU | 2016 |  |  |  | active | elc_won-DEU_0016 | 0.054 |  |  |  | 0.33123 | 0.33484
ep_windon_wind_c_won-DEU_0016 | Aggregated Plant | windon | DEU | 2017 |  |  |  | active | elc_won-DEU_0016 | 0.159 |  |  |  | 0.33123 | 0.33484
ep_windon_wind_c_won-DEU_0016 | Aggregated Plant | windon | DEU | 2019 |  |  |  | active | elc_won-DEU_0016 | 0.017 |  |  |  | 0.33123 | 0.33484
ep_windon_wind_c_won-DEU_0016 | Aggregated Plant | windon | DEU | 2021 |  |  |  | active | elc_won-DEU_0016 | 0.121 |  |  |  | 0.33123 | 0.33484
ep_windon_wind_c_won-DEU_0016 | Aggregated Plant | windon | DEU | 2022 |  |  |  | active | elc_won-DEU_0016 | 0.018 |  |  |  | 0.33123 | 0.33484
ep_windon_wind_c_won-DEU_0016 | Aggregated Plant | windon | DEU | 2023 |  |  |  | active | elc_won-DEU_0016 | 0.027 |  |  |  | 0.33123 | 0.33484
ep_windon_wind_c_won-DEU_0016 | Aggregated Plant | windon | DEU | 2024 |  |  |  | active | elc_won-DEU_0016 | 0.0455 |  |  |  | 0.33123 | 0.33484
ep_windon_wind_c_won-DEU_0017 | Aggregated Plant | windon | DEU | 2000 |  |  |  | active | elc_won-DEU_0017 | 0.011 |  |  |  | 0.33123 | 0.36454
ep_windon_wind_c_won-DEU_0017 | Aggregated Plant | windon | DEU | 2001 |  |  |  | active | elc_won-DEU_0017 | 0.029 |  |  |  | 0.33123 | 0.36454
ep_windon_wind_c_won-DEU_0017 | Aggregated Plant | windon | DEU | 2003 |  |  |  | active | elc_won-DEU_0017 | 0.046 |  |  |  | 0.33123 | 0.36454
ep_windon_wind_c_won-DEU_0017 | Aggregated Plant | windon | DEU | 2004 |  |  |  | active | elc_won-DEU_0017 | 0.022 |  |  |  | 0.33123 | 0.36454
ep_windon_wind_c_won-DEU_0017 | Aggregated Plant | windon | DEU | 2005 |  |  |  | active | elc_won-DEU_0017 | 0.01 |  |  |  | 0.33123 | 0.36454
ep_windon_wind_c_won-DEU_0017 | Aggregated Plant | windon | DEU | 2011 |  |  |  | active | elc_won-DEU_0017 | 0.024 |  |  |  | 0.33123 | 0.36454
ep_windon_wind_c_won-DEU_0017 | Aggregated Plant | windon | DEU | 2014 |  |  |  | active | elc_won-DEU_0017 | 0.042 |  |  |  | 0.33123 | 0.36454
ep_windon_wind_c_won-DEU_0017 | Aggregated Plant | windon | DEU | 2015 |  |  |  | active | elc_won-DEU_0017 | 0.04 |  |  |  | 0.33123 | 0.36454
ep_windon_wind_c_won-DEU_0017 | Aggregated Plant | windon | DEU | 2018 |  |  |  | active | elc_won-DEU_0017 | 0.011 |  |  |  | 0.33123 | 0.36454
ep_windon_wind_c_won-DEU_0017 | Aggregated Plant | windon | DEU | 2025 |  |  |  | active | elc_won-DEU_0017 | 0.049 |  |  |  | 0.33123 | 0.36454
ep_windon_wind_c_won-DEU_0018 | Aggregated Plant | windon | DEU | 2000 |  |  |  | active | elc_won-DEU_0018 | 0.017 |  |  |  | 0.33123 | 0.39521
ep_windon_wind_c_won-DEU_0018 | Aggregated Plant | windon | DEU | 2001 |  |  |  | active | elc_won-DEU_0018 | 0.031 |  |  |  | 0.33123 | 0.39521
ep_windon_wind_c_won-DEU_0018 | Aggregated Plant | windon | DEU | 2002 |  |  |  | active | elc_won-DEU_0018 | 0.008 |  |  |  | 0.33123 | 0.39521
ep_windon_wind_c_won-DEU_0018 | Aggregated Plant | windon | DEU | 2004 |  |  |  | active | elc_won-DEU_0018 | 0.026 |  |  |  | 0.33123 | 0.39521
ep_windon_wind_c_won-DEU_0018 | Aggregated Plant | windon | DEU | 2011 |  |  |  | active | elc_won-DEU_0018 | 0.073 |  |  |  | 0.33123 | 0.39521
ep_windon_wind_c_won-DEU_0018 | Aggregated Plant | windon | DEU | 2013 |  |  |  | active | elc_won-DEU_0018 | 0.016 |  |  |  | 0.33123 | 0.39521
ep_windon_wind_c_won-DEU_0018 | Aggregated Plant | windon | DEU | 2016 |  |  |  | active | elc_won-DEU_0018 | 0.065 |  |  |  | 0.33123 | 0.39521
ep_windon_wind_c_won-DEU_0018 | Aggregated Plant | windon | DEU | 2017 |  |  |  | active | elc_won-DEU_0018 | 0.049 |  |  |  | 0.33123 | 0.39521
ep_windon_wind_c_won-DEU_0018 | Aggregated Plant | windon | DEU | 2018 |  |  |  | active | elc_won-DEU_0018 | 0.026 |  |  |  | 0.33123 | 0.39521
ep_windon_wind_c_won-DEU_0018 | Aggregated Plant | windon | DEU | 2021 |  |  |  | active | elc_won-DEU_0018 | 0.067 |  |  |  | 0.33123 | 0.39521
ep_windon_wind_c_won-DEU_0018 | Aggregated Plant | windon | DEU | 2023 |  |  |  | active | elc_won-DEU_0018 | 0.011 |  |  |  | 0.33123 | 0.39521
ep_windon_wind_c_won-DEU_0018 | Aggregated Plant | windon | DEU | 2024 |  |  |  | active | elc_won-DEU_0018 | 0.031 |  |  |  | 0.33123 | 0.39521
ep_windon_wind_c_won-DEU_0018 | Aggregated Plant | windon | DEU | 2025 |  |  |  | active | elc_won-DEU_0018 | 0.05 |  |  |  | 0.33123 | 0.39521
ep_windon_wind_c_won-DEU_0019 | Aggregated Plant | windon | DEU | 1993 |  |  |  | active | elc_won-DEU_0019 | 0.045 |  |  |  | 0.33123 | 0.47927
ep_windon_wind_c_won-DEU_0019 | Aggregated Plant | windon | DEU | 1998 |  |  |  | active | elc_won-DEU_0019 | 0.073 |  |  |  | 0.33123 | 0.47927
ep_windon_wind_c_won-DEU_0019 | Aggregated Plant | windon | DEU | 2000 |  |  |  | active | elc_won-DEU_0019 | 0.1 |  |  |  | 0.33123 | 0.47927
ep_windon_wind_c_won-DEU_0019 | Aggregated Plant | windon | DEU | 2003 |  |  |  | active | elc_won-DEU_0019 | 0.025 |  |  |  | 0.33123 | 0.47927
ep_windon_wind_c_won-DEU_0019 | Aggregated Plant | windon | DEU | 2005 |  |  |  | active | elc_won-DEU_0019 | 0.024 |  |  |  | 0.33123 | 0.47927
ep_windon_wind_c_won-DEU_0019 | Aggregated Plant | windon | DEU | 2006 |  |  |  | active | elc_won-DEU_0019 | 0.021 |  |  |  | 0.33123 | 0.47927
ep_windon_wind_c_won-DEU_0019 | Aggregated Plant | windon | DEU | 2007 |  |  |  | active | elc_won-DEU_0019 | 0.018 |  |  |  | 0.33123 | 0.47927
ep_windon_wind_c_won-DEU_0019 | Aggregated Plant | windon | DEU | 2008 |  |  |  | active | elc_won-DEU_0019 | 0.022 |  |  |  | 0.33123 | 0.47927
ep_windon_wind_c_won-DEU_0019 | Aggregated Plant | windon | DEU | 2009 |  |  |  | active | elc_won-DEU_0019 | 0.018 |  |  |  | 0.33123 | 0.47927
ep_windon_wind_c_won-DEU_0019 | Aggregated Plant | windon | DEU | 2010 |  |  |  | active | elc_won-DEU_0019 | 0.018 |  |  |  | 0.33123 | 0.47927
ep_windon_wind_c_won-DEU_0019 | Aggregated Plant | windon | DEU | 2011 |  |  |  | active | elc_won-DEU_0019 | 0.013 |  |  |  | 0.33123 | 0.47927
ep_windon_wind_c_won-DEU_0019 | Aggregated Plant | windon | DEU | 2012 |  |  |  | active | elc_won-DEU_0019 | 0.015 |  |  |  | 0.33123 | 0.47927
ep_windon_wind_c_won-DEU_0019 | Aggregated Plant | windon | DEU | 2015 |  |  |  | active | elc_won-DEU_0019 | 0.11 |  |  |  | 0.33123 | 0.47927
ep_windon_wind_c_won-DEU_0019 | Aggregated Plant | windon | DEU | 2016 |  |  |  | active | elc_won-DEU_0019 | 0.102 |  |  |  | 0.33123 | 0.47927
ep_windon_wind_c_won-DEU_0019 | Aggregated Plant | windon | DEU | 2017 |  |  |  | active | elc_won-DEU_0019 | 0.074 |  |  |  | 0.33123 | 0.47927
ep_windon_wind_c_won-DEU_0019 | Aggregated Plant | windon | DEU | 2018 |  |  |  | active | elc_won-DEU_0019 | 0.038 |  |  |  | 0.33123 | 0.47927
ep_windon_wind_c_won-DEU_0020 | Aggregated Plant | windon | DEU | 2011 |  |  |  | active | elc_won-DEU_0020 | 0.03 |  |  |  | 0.33123 | 0.57961
ep_windon_wind_c_won-DEU_0020 | Aggregated Plant | windon | DEU | 2014 |  |  |  | active | elc_won-DEU_0020 | 0.012 |  |  |  | 0.33123 | 0.57961
ep_windon_wind_c_won-DEU_0020 | Aggregated Plant | windon | DEU | 2015 |  |  |  | active | elc_won-DEU_0020 | 0.018 |  |  |  | 0.33123 | 0.57961
ep_windon_wind_c_won-DEU_0021 | Aggregated Plant | windon | DEU | 2016 |  |  |  | active | elc_won-DEU_0021 | 0.015 |  |  |  | 0.33123 | 0.093458
ep_windon_wind_c_won-DEU_0021 | Aggregated Plant | windon | DEU | 2017 |  |  |  | active | elc_won-DEU_0021 | 0.01 |  |  |  | 0.33123 | 0.093458
ep_windon_wind_c_won-DEU_0023 | Aggregated Plant | windon | DEU | 2016 |  |  |  | active | elc_won-DEU_0023 | 0.05 |  |  |  | 0.33123 | 0.14069
ep_windon_wind_c_won-DEU_0023 | Aggregated Plant | windon | DEU | 2017 |  |  |  | active | elc_won-DEU_0023 | 0.012 |  |  |  | 0.33123 | 0.14069
ep_windon_wind_c_won-DEU_0024 | Aggregated Plant | windon | DEU | 2018 |  |  |  | active | elc_won-DEU_0024 | 0.02 |  |  |  | 0.33123 | 0.21694
ep_windon_wind_c_won-DEU_0025 | Aggregated Plant | windon | DEU | 2003 |  |  |  | active | elc_won-DEU_0025 | 0.01 |  |  |  | 0.33123 | 0.24867
ep_windon_wind_c_won-DEU_0025 | Aggregated Plant | windon | DEU | 2005 |  |  |  | active | elc_won-DEU_0025 | 0.012 |  |  |  | 0.33123 | 0.24867
ep_windon_wind_c_won-DEU_0025 | Aggregated Plant | windon | DEU | 2014 |  |  |  | active | elc_won-DEU_0025 | 0.013 |  |  |  | 0.33123 | 0.24867
ep_windon_wind_c_won-DEU_0025 | Aggregated Plant | windon | DEU | 2015 |  |  |  | active | elc_won-DEU_0025 | 0.024 |  |  |  | 0.33123 | 0.24867
ep_windon_wind_c_won-DEU_0025 | Aggregated Plant | windon | DEU | 2018 |  |  |  | active | elc_won-DEU_0025 | 0.022 |  |  |  | 0.33123 | 0.24867
ep_windon_wind_c_won-DEU_0025 | Aggregated Plant | windon | DEU | 2019 |  |  |  | active | elc_won-DEU_0025 | 0.013 |  |  |  | 0.33123 | 0.24867
ep_windon_wind_c_won-DEU_0026 | Aggregated Plant | windon | DEU | 2002 |  |  |  | active | elc_won-DEU_0026 | 0.012 |  |  |  | 0.33123 | 0.23497
ep_windon_wind_c_won-DEU_0026 | Aggregated Plant | windon | DEU | 2011 |  |  |  | active | elc_won-DEU_0026 | 0.038 |  |  |  | 0.33123 | 0.23497
ep_windon_wind_c_won-DEU_0026 | Aggregated Plant | windon | DEU | 2012 |  |  |  | active | elc_won-DEU_0026 | 0.214 |  |  |  | 0.33123 | 0.23497
ep_windon_wind_c_won-DEU_0026 | Aggregated Plant | windon | DEU | 2013 |  |  |  | active | elc_won-DEU_0026 | 0.069 |  |  |  | 0.33123 | 0.23497
ep_windon_wind_c_won-DEU_0026 | Aggregated Plant | windon | DEU | 2014 |  |  |  | active | elc_won-DEU_0026 | 0.08 |  |  |  | 0.33123 | 0.23497
ep_windon_wind_c_won-DEU_0026 | Aggregated Plant | windon | DEU | 2015 |  |  |  | active | elc_won-DEU_0026 | 0.03 |  |  |  | 0.33123 | 0.23497
ep_windon_wind_c_won-DEU_0026 | Aggregated Plant | windon | DEU | 2017 |  |  |  | active | elc_won-DEU_0026 | 0.025 |  |  |  | 0.33123 | 0.23497
ep_windon_wind_c_won-DEU_0026 | Aggregated Plant | windon | DEU | 2018 |  |  |  | active | elc_won-DEU_0026 | 0.012 |  |  |  | 0.33123 | 0.23497
ep_windon_wind_c_won-DEU_0026 | Aggregated Plant | windon | DEU | 2019 |  |  |  | active | elc_won-DEU_0026 | 0.02 |  |  |  | 0.33123 | 0.23497
ep_windon_wind_c_won-DEU_0026 | Aggregated Plant | windon | DEU | 2021 |  |  |  | active | elc_won-DEU_0026 | 0.016 |  |  |  | 0.33123 | 0.23497
ep_windon_wind_c_won-DEU_0026 | Aggregated Plant | windon | DEU | 2022 |  |  |  | active | elc_won-DEU_0026 | 0.018 |  |  |  | 0.33123 | 0.23497
ep_windon_wind_c_won-DEU_0026 | Aggregated Plant | windon | DEU | 2023 |  |  |  | active | elc_won-DEU_0026 | 0.039 |  |  |  | 0.33123 | 0.23497
ep_windon_wind_c_won-DEU_0027 | Aggregated Plant | windon | DEU | 2005 |  |  |  | active | elc_won-DEU_0027 | 0.03 |  |  |  | 0.33123 | 0.2315
ep_windon_wind_c_won-DEU_0027 | Aggregated Plant | windon | DEU | 2006 |  |  |  | active | elc_won-DEU_0027 | 0.022 |  |  |  | 0.33123 | 0.2315
ep_windon_wind_c_won-DEU_0027 | Aggregated Plant | windon | DEU | 2008 |  |  |  | active | elc_won-DEU_0027 | 0.014 |  |  |  | 0.33123 | 0.2315
ep_windon_wind_c_won-DEU_0027 | Aggregated Plant | windon | DEU | 2009 |  |  |  | active | elc_won-DEU_0027 | 0.01 |  |  |  | 0.33123 | 0.2315
ep_windon_wind_c_won-DEU_0027 | Aggregated Plant | windon | DEU | 2012 |  |  |  | active | elc_won-DEU_0027 | 0.017 |  |  |  | 0.33123 | 0.2315
ep_windon_wind_c_won-DEU_0027 | Aggregated Plant | windon | DEU | 2013 |  |  |  | active | elc_won-DEU_0027 | 0.052 |  |  |  | 0.33123 | 0.2315
ep_windon_wind_c_won-DEU_0027 | Aggregated Plant | windon | DEU | 2015 |  |  |  | active | elc_won-DEU_0027 | 0.088 |  |  |  | 0.33123 | 0.2315
ep_windon_wind_c_won-DEU_0027 | Aggregated Plant | windon | DEU | 2016 |  |  |  | active | elc_won-DEU_0027 | 0.014 |  |  |  | 0.33123 | 0.2315
ep_windon_wind_c_won-DEU_0027 | Aggregated Plant | windon | DEU | 2018 |  |  |  | active | elc_won-DEU_0027 | 0.029 |  |  |  | 0.33123 | 0.2315
ep_windon_wind_c_won-DEU_0027 | Aggregated Plant | windon | DEU | 2020 |  |  |  | active | elc_won-DEU_0027 | 0.028 |  |  |  | 0.33123 | 0.2315
ep_windon_wind_c_won-DEU_0028 | Aggregated Plant | windon | DEU | 2004 |  |  |  | active | elc_won-DEU_0028 | 0.036 |  |  |  | 0.33123 | 0.27124
ep_windon_wind_c_won-DEU_0028 | Aggregated Plant | windon | DEU | 2006 |  |  |  | active | elc_won-DEU_0028 | 0.038 |  |  |  | 0.33123 | 0.27124
ep_windon_wind_c_won-DEU_0028 | Aggregated Plant | windon | DEU | 2015 |  |  |  | active | elc_won-DEU_0028 | 0.031 |  |  |  | 0.33123 | 0.27124
ep_windon_wind_c_won-DEU_0029 | Aggregated Plant | windon | DEU | 2008 |  |  |  | active | elc_won-DEU_0029 | 0.01 |  |  |  | 0.33123 | 0.32001
ep_windon_wind_c_won-DEU_0029 | Aggregated Plant | windon | DEU | 2022 |  |  |  | active | elc_won-DEU_0029 | 0.018 |  |  |  | 0.33123 | 0.32001
ep_windon_wind_c_won-DEU_0029 | Aggregated Plant | windon | DEU | 2024 |  |  |  | active | elc_won-DEU_0029 | 0.017 |  |  |  | 0.33123 | 0.32001
ep_windon_wind_c_won-DEU_0029 | Aggregated Plant | windon | DEU | 2028 |  |  |  | active | elc_won-DEU_0029 | 0.019 |  |  |  | 0.33123 | 0.32001
ep_windon_wind_c_won-DEU_0030 | Aggregated Plant | windon | DEU | 2011 |  |  |  | active | elc_won-DEU_0030 | 0.037 |  |  |  | 0.33123 | 0.32695
ep_windon_wind_c_won-DEU_0030 | Aggregated Plant | windon | DEU | 2020 |  |  |  | active | elc_won-DEU_0030 | 0.016 |  |  |  | 0.33123 | 0.32695
ep_windon_wind_c_won-DEU_0031 | Aggregated Plant | windon | DEU | 2002 |  |  |  | active | elc_won-DEU_0031 | 0.016 |  |  |  | 0.33123 | 0.32707
ep_windon_wind_c_won-DEU_0031 | Aggregated Plant | windon | DEU | 2003 |  |  |  | active | elc_won-DEU_0031 | 0.016 |  |  |  | 0.33123 | 0.32707
ep_windon_wind_c_won-DEU_0031 | Aggregated Plant | windon | DEU | 2004 |  |  |  | active | elc_won-DEU_0031 | 0.011 |  |  |  | 0.33123 | 0.32707
ep_windon_wind_c_won-DEU_0031 | Aggregated Plant | windon | DEU | 2007 |  |  |  | active | elc_won-DEU_0031 | 0.034 |  |  |  | 0.33123 | 0.32707
ep_windon_wind_c_won-DEU_0031 | Aggregated Plant | windon | DEU | 2009 |  |  |  | active | elc_won-DEU_0031 | 0.032 |  |  |  | 0.33123 | 0.32707
ep_windon_wind_c_won-DEU_0031 | Aggregated Plant | windon | DEU | 2013 |  |  |  | active | elc_won-DEU_0031 | 0.031 |  |  |  | 0.33123 | 0.32707
ep_windon_wind_c_won-DEU_0031 | Aggregated Plant | windon | DEU | 2015 |  |  |  | active | elc_won-DEU_0031 | 0.02 |  |  |  | 0.33123 | 0.32707
ep_windon_wind_c_won-DEU_0031 | Aggregated Plant | windon | DEU | 2016 |  |  |  | active | elc_won-DEU_0031 | 0.011 |  |  |  | 0.33123 | 0.32707
ep_windon_wind_c_won-DEU_0031 | Aggregated Plant | windon | DEU | 2018 |  |  |  | active | elc_won-DEU_0031 | 0.056 |  |  |  | 0.33123 | 0.32707
ep_windon_wind_c_won-DEU_0031 | Aggregated Plant | windon | DEU | 2020 |  |  |  | active | elc_won-DEU_0031 | 0.014 |  |  |  | 0.33123 | 0.32707
ep_windon_wind_c_won-DEU_0031 | Aggregated Plant | windon | DEU | 2023 |  |  |  | active | elc_won-DEU_0031 | 0.014 |  |  |  | 0.33123 | 0.32707
ep_windon_wind_c_won-DEU_0032 | Aggregated Plant | windon | DEU | 1999 |  |  |  | active | elc_won-DEU_0032 | 0.02 |  |  |  | 0.33123 | 0.34266
ep_windon_wind_c_won-DEU_0032 | Aggregated Plant | windon | DEU | 2000 |  |  |  | active | elc_won-DEU_0032 | 0.016 |  |  |  | 0.33123 | 0.34266
ep_windon_wind_c_won-DEU_0032 | Aggregated Plant | windon | DEU | 2002 |  |  |  | active | elc_won-DEU_0032 | 0.025 |  |  |  | 0.33123 | 0.34266
ep_windon_wind_c_won-DEU_0032 | Aggregated Plant | windon | DEU | 2003 |  |  |  | active | elc_won-DEU_0032 | 0.016 |  |  |  | 0.33123 | 0.34266
ep_windon_wind_c_won-DEU_0032 | Aggregated Plant | windon | DEU | 2004 |  |  |  | active | elc_won-DEU_0032 | 0.028 |  |  |  | 0.33123 | 0.34266
ep_windon_wind_c_won-DEU_0032 | Aggregated Plant | windon | DEU | 2006 |  |  |  | active | elc_won-DEU_0032 | 0.011 |  |  |  | 0.33123 | 0.34266
ep_windon_wind_c_won-DEU_0032 | Aggregated Plant | windon | DEU | 2007 |  |  |  | active | elc_won-DEU_0032 | 0.052 |  |  |  | 0.33123 | 0.34266
ep_windon_wind_c_won-DEU_0032 | Aggregated Plant | windon | DEU | 2010 |  |  |  | active | elc_won-DEU_0032 | 0.01 |  |  |  | 0.33123 | 0.34266
ep_windon_wind_c_won-DEU_0032 | Aggregated Plant | windon | DEU | 2011 |  |  |  | active | elc_won-DEU_0032 | 0.026 |  |  |  | 0.33123 | 0.34266
ep_windon_wind_c_won-DEU_0032 | Aggregated Plant | windon | DEU | 2015 |  |  |  | active | elc_won-DEU_0032 | 0.052 |  |  |  | 0.33123 | 0.34266
ep_windon_wind_c_won-DEU_0032 | Aggregated Plant | windon | DEU | 2016 |  |  |  | active | elc_won-DEU_0032 | 0.081 |  |  |  | 0.33123 | 0.34266
ep_windon_wind_c_won-DEU_0032 | Aggregated Plant | windon | DEU | 2017 |  |  |  | active | elc_won-DEU_0032 | 0.078 |  |  |  | 0.33123 | 0.34266
ep_windon_wind_c_won-DEU_0032 | Aggregated Plant | windon | DEU | 2018 |  |  |  | active | elc_won-DEU_0032 | 0.047 |  |  |  | 0.33123 | 0.34266
ep_windon_wind_c_won-DEU_0032 | Aggregated Plant | windon | DEU | 2021 |  |  |  | active | elc_won-DEU_0032 | 0.02 |  |  |  | 0.33123 | 0.34266
ep_windon_wind_c_won-DEU_0032 | Aggregated Plant | windon | DEU | 2022 |  |  |  | active | elc_won-DEU_0032 | 0.025 |  |  |  | 0.33123 | 0.34266
ep_windon_wind_c_won-DEU_0032 | Aggregated Plant | windon | DEU | 2023 |  |  |  | active | elc_won-DEU_0032 | 0.029 |  |  |  | 0.33123 | 0.34266
ep_windon_wind_c_won-DEU_0033 | Aggregated Plant | windon | DEU | 1997 |  |  |  | active | elc_won-DEU_0033 | 0.05 |  |  |  | 0.33123 | 0.36282
ep_windon_wind_c_won-DEU_0033 | Aggregated Plant | windon | DEU | 1999 |  |  |  | active | elc_won-DEU_0033 | 0.012 |  |  |  | 0.33123 | 0.36282
ep_windon_wind_c_won-DEU_0033 | Aggregated Plant | windon | DEU | 2000 |  |  |  | active | elc_won-DEU_0033 | 0.048 |  |  |  | 0.33123 | 0.36282
ep_windon_wind_c_won-DEU_0033 | Aggregated Plant | windon | DEU | 2002 |  |  |  | active | elc_won-DEU_0033 | 0.014 |  |  |  | 0.33123 | 0.36282
ep_windon_wind_c_won-DEU_0033 | Aggregated Plant | windon | DEU | 2005 |  |  |  | active | elc_won-DEU_0033 | 0.014 |  |  |  | 0.33123 | 0.36282
ep_windon_wind_c_won-DEU_0033 | Aggregated Plant | windon | DEU | 2010 |  |  |  | active | elc_won-DEU_0033 | 0.014 |  |  |  | 0.33123 | 0.36282
ep_windon_wind_c_won-DEU_0033 | Aggregated Plant | windon | DEU | 2013 |  |  |  | active | elc_won-DEU_0033 | 0.073 |  |  |  | 0.33123 | 0.36282
ep_windon_wind_c_won-DEU_0033 | Aggregated Plant | windon | DEU | 2014 |  |  |  | active | elc_won-DEU_0033 | 0.046 |  |  |  | 0.33123 | 0.36282
ep_windon_wind_c_won-DEU_0033 | Aggregated Plant | windon | DEU | 2015 |  |  |  | active | elc_won-DEU_0033 | 0.098 |  |  |  | 0.33123 | 0.36282
ep_windon_wind_c_won-DEU_0033 | Aggregated Plant | windon | DEU | 2016 |  |  |  | active | elc_won-DEU_0033 | 0.03 |  |  |  | 0.33123 | 0.36282
ep_windon_wind_c_won-DEU_0033 | Aggregated Plant | windon | DEU | 2017 |  |  |  | active | elc_won-DEU_0033 | 0.185 |  |  |  | 0.33123 | 0.36282
ep_windon_wind_c_won-DEU_0033 | Aggregated Plant | windon | DEU | 2018 |  |  |  | active | elc_won-DEU_0033 | 0.055 |  |  |  | 0.33123 | 0.36282
ep_windon_wind_c_won-DEU_0033 | Aggregated Plant | windon | DEU | 2022 |  |  |  | active | elc_won-DEU_0033 | 0.01 |  |  |  | 0.33123 | 0.36282
ep_windon_wind_c_won-DEU_0034 | Aggregated Plant | windon | DEU | 1999 |  |  |  | active | elc_won-DEU_0034 | 0.016 |  |  |  | 0.33123 | 0.43159
ep_windon_wind_c_won-DEU_0034 | Aggregated Plant | windon | DEU | 2000 |  |  |  | active | elc_won-DEU_0034 | 0.035 |  |  |  | 0.33123 | 0.43159
ep_windon_wind_c_won-DEU_0034 | Aggregated Plant | windon | DEU | 2001 |  |  |  | active | elc_won-DEU_0034 | 0.02 |  |  |  | 0.33123 | 0.43159
ep_windon_wind_c_won-DEU_0034 | Aggregated Plant | windon | DEU | 2002 |  |  |  | active | elc_won-DEU_0034 | 0.043 |  |  |  | 0.33123 | 0.43159
ep_windon_wind_c_won-DEU_0034 | Aggregated Plant | windon | DEU | 2003 |  |  |  | active | elc_won-DEU_0034 | 0.018 |  |  |  | 0.33123 | 0.43159
ep_windon_wind_c_won-DEU_0034 | Aggregated Plant | windon | DEU | 2005 |  |  |  | active | elc_won-DEU_0034 | 0.012 |  |  |  | 0.33123 | 0.43159
ep_windon_wind_c_won-DEU_0034 | Aggregated Plant | windon | DEU | 2006 |  |  |  | active | elc_won-DEU_0034 | 0.01 |  |  |  | 0.33123 | 0.43159
ep_windon_wind_c_won-DEU_0034 | Aggregated Plant | windon | DEU | 2010 |  |  |  | active | elc_won-DEU_0034 | 0.012 |  |  |  | 0.33123 | 0.43159
ep_windon_wind_c_won-DEU_0034 | Aggregated Plant | windon | DEU | 2011 |  |  |  | active | elc_won-DEU_0034 | 0.013 |  |  |  | 0.33123 | 0.43159
ep_windon_wind_c_won-DEU_0034 | Aggregated Plant | windon | DEU | 2012 |  |  |  | active | elc_won-DEU_0034 | 0.012 |  |  |  | 0.33123 | 0.43159
ep_windon_wind_c_won-DEU_0034 | Aggregated Plant | windon | DEU | 2013 |  |  |  | active | elc_won-DEU_0034 | 0.048 |  |  |  | 0.33123 | 0.43159
ep_windon_wind_c_won-DEU_0034 | Aggregated Plant | windon | DEU | 2014 |  |  |  | active | elc_won-DEU_0034 | 0.064 |  |  |  | 0.33123 | 0.43159
ep_windon_wind_c_won-DEU_0034 | Aggregated Plant | windon | DEU | 2015 |  |  |  | active | elc_won-DEU_0034 | 0.085 |  |  |  | 0.33123 | 0.43159
ep_windon_wind_c_won-DEU_0034 | Aggregated Plant | windon | DEU | 2017 |  |  |  | active | elc_won-DEU_0034 | 0.108 |  |  |  | 0.33123 | 0.43159
ep_windon_wind_c_won-DEU_0034 | Aggregated Plant | windon | DEU | 2018 |  |  |  | active | elc_won-DEU_0034 | 0.038 |  |  |  | 0.33123 | 0.43159
ep_windon_wind_c_won-DEU_0034 | Aggregated Plant | windon | DEU | 2023 |  |  |  | active | elc_won-DEU_0034 | 0.012 |  |  |  | 0.33123 | 0.43159
ep_windon_wind_c_won-DEU_0035 | Aggregated Plant | windon | DEU | 1996 |  |  |  | active | elc_won-DEU_0035 | 0.045 |  |  |  | 0.33123 | 0.55646
ep_windon_wind_c_won-DEU_0035 | Aggregated Plant | windon | DEU | 1997 |  |  |  | active | elc_won-DEU_0035 | 0.02 |  |  |  | 0.33123 | 0.55646
ep_windon_wind_c_won-DEU_0035 | Aggregated Plant | windon | DEU | 2013 |  |  |  | active | elc_won-DEU_0035 | 0.03 |  |  |  | 0.33123 | 0.55646
ep_windon_wind_c_won-DEU_0035 | Aggregated Plant | windon | DEU | 2014 |  |  |  | active | elc_won-DEU_0035 | 0.03 |  |  |  | 0.33123 | 0.55646
ep_windon_wind_c_won-DEU_0035 | Aggregated Plant | windon | DEU | 2017 |  |  |  | active | elc_won-DEU_0035 | 0.037 |  |  |  | 0.33123 | 0.55646
ep_windon_wind_c_won-DEU_0038 | Aggregated Plant | windon | DEU | 2017 |  |  |  | active | elc_won-DEU_0038 | 0.034 |  |  |  | 0.33123 | 0.15003
ep_windon_wind_c_won-DEU_0038 | Aggregated Plant | windon | DEU | 2021 |  |  |  | active | elc_won-DEU_0038 | 0.013 |  |  |  | 0.33123 | 0.15003
ep_windon_wind_c_won-DEU_0038 | Aggregated Plant | windon | DEU | 2023 |  |  |  | active | elc_won-DEU_0038 | 0.021 |  |  |  | 0.33123 | 0.15003
ep_windon_wind_c_won-DEU_0039 | Aggregated Plant | windon | DEU | 2007 |  |  |  | active | elc_won-DEU_0039 | 0.028 |  |  |  | 0.33123 | 0.16531
ep_windon_wind_c_won-DEU_0039 | Aggregated Plant | windon | DEU | 2021 |  |  |  | active | elc_won-DEU_0039 | 0.017 |  |  |  | 0.33123 | 0.16531
ep_windon_wind_c_won-DEU_0040 | Aggregated Plant | windon | DEU | 2017 |  |  |  | active | elc_won-DEU_0040 | 0.015 |  |  |  | 0.33123 | 0.19204
ep_windon_wind_c_won-DEU_0040 | Aggregated Plant | windon | DEU | 2018 |  |  |  | active | elc_won-DEU_0040 | 0.033 |  |  |  | 0.33123 | 0.19204
ep_windon_wind_c_won-DEU_0041 | Aggregated Plant | windon | DEU | 2014 |  |  |  | active | elc_won-DEU_0041 | 0.015 |  |  |  | 0.33123 | 0.19961
ep_windon_wind_c_won-DEU_0041 | Aggregated Plant | windon | DEU | 2017 |  |  |  | active | elc_won-DEU_0041 | 0.02 |  |  |  | 0.33123 | 0.19961
ep_windon_wind_c_won-DEU_0041 | Aggregated Plant | windon | DEU | 2018 |  |  |  | active | elc_won-DEU_0041 | 0.021 |  |  |  | 0.33123 | 0.19961
ep_windon_wind_c_won-DEU_0041 | Aggregated Plant | windon | DEU | 2019 |  |  |  | active | elc_won-DEU_0041 | 0.014 |  |  |  | 0.33123 | 0.19961
ep_windon_wind_c_won-DEU_0042 | Aggregated Plant | windon | DEU | 2009 |  |  |  | active | elc_won-DEU_0042 | 0.01 |  |  |  | 0.33123 | 0.20722
ep_windon_wind_c_won-DEU_0042 | Aggregated Plant | windon | DEU | 2011 |  |  |  | active | elc_won-DEU_0042 | 0.012 |  |  |  | 0.33123 | 0.20722
ep_windon_wind_c_won-DEU_0042 | Aggregated Plant | windon | DEU | 2012 |  |  |  | active | elc_won-DEU_0042 | 0.073 |  |  |  | 0.33123 | 0.20722
ep_windon_wind_c_won-DEU_0042 | Aggregated Plant | windon | DEU | 2013 |  |  |  | active | elc_won-DEU_0042 | 0.078 |  |  |  | 0.33123 | 0.20722
ep_windon_wind_c_won-DEU_0042 | Aggregated Plant | windon | DEU | 2014 |  |  |  | active | elc_won-DEU_0042 | 0.03 |  |  |  | 0.33123 | 0.20722
ep_windon_wind_c_won-DEU_0042 | Aggregated Plant | windon | DEU | 2015 |  |  |  | active | elc_won-DEU_0042 | 0.027 |  |  |  | 0.33123 | 0.20722
ep_windon_wind_c_won-DEU_0042 | Aggregated Plant | windon | DEU | 2023 |  |  |  | active | elc_won-DEU_0042 | 0.022 |  |  |  | 0.33123 | 0.20722
ep_windon_wind_c_won-DEU_0043 | Aggregated Plant | windon | DEU | 2014 |  |  |  | active | elc_won-DEU_0043 | 0.017 |  |  |  | 0.33123 | 0.22135
ep_windon_wind_c_won-DEU_0043 | Aggregated Plant | windon | DEU | 2018 |  |  |  | active | elc_won-DEU_0043 | 0.033 |  |  |  | 0.33123 | 0.22135
ep_windon_wind_c_won-DEU_0043 | Aggregated Plant | windon | DEU | 2020 |  |  |  | active | elc_won-DEU_0043 | 0.017 |  |  |  | 0.33123 | 0.22135
ep_windon_wind_c_won-DEU_0044 | Aggregated Plant | windon | DEU | 2013 |  |  |  | active | elc_won-DEU_0044 | 0.064 |  |  |  | 0.33123 | 0.25438
ep_windon_wind_c_won-DEU_0044 | Aggregated Plant | windon | DEU | 2014 |  |  |  | active | elc_won-DEU_0044 | 0.012 |  |  |  | 0.33123 | 0.25438
ep_windon_wind_c_won-DEU_0044 | Aggregated Plant | windon | DEU | 2015 |  |  |  | active | elc_won-DEU_0044 | 0.033 |  |  |  | 0.33123 | 0.25438
ep_windon_wind_c_won-DEU_0044 | Aggregated Plant | windon | DEU | 2016 |  |  |  | active | elc_won-DEU_0044 | 0.018 |  |  |  | 0.33123 | 0.25438
ep_windon_wind_c_won-DEU_0044 | Aggregated Plant | windon | DEU | 2017 |  |  |  | active | elc_won-DEU_0044 | 0.051 |  |  |  | 0.33123 | 0.25438
ep_windon_wind_c_won-DEU_0044 | Aggregated Plant | windon | DEU | 2022 |  |  |  | active | elc_won-DEU_0044 | 0.018 |  |  |  | 0.33123 | 0.25438
ep_windon_wind_c_won-DEU_0044 | Aggregated Plant | windon | DEU | 2023 |  |  |  | active | elc_won-DEU_0044 | 0.014 |  |  |  | 0.33123 | 0.25438
ep_windon_wind_c_won-DEU_0045 | Aggregated Plant | windon | DEU | 2016 |  |  |  | active | elc_won-DEU_0045 | 0.015 |  |  |  | 0.33123 | 0.30124
ep_windon_wind_c_won-DEU_0045 | Aggregated Plant | windon | DEU | 2022 |  |  |  | active | elc_won-DEU_0045 | 0.014 |  |  |  | 0.33123 | 0.30124
ep_windon_wind_c_won-DEU_0045 | Aggregated Plant | windon | DEU | 2024 |  |  |  | active | elc_won-DEU_0045 | 0.024 |  |  |  | 0.33123 | 0.30124
ep_windon_wind_c_won-DEU_0046 | Aggregated Plant | windon | DEU | 2004 |  |  |  | active | elc_won-DEU_0046 | 0.024 |  |  |  | 0.33123 | 0.33067
ep_windon_wind_c_won-DEU_0046 | Aggregated Plant | windon | DEU | 2009 |  |  |  | active | elc_won-DEU_0046 | 0.02 |  |  |  | 0.33123 | 0.33067
ep_windon_wind_c_won-DEU_0046 | Aggregated Plant | windon | DEU | 2011 |  |  |  | active | elc_won-DEU_0046 | 0.025 |  |  |  | 0.33123 | 0.33067
ep_windon_wind_c_won-DEU_0046 | Aggregated Plant | windon | DEU | 2013 |  |  |  | active | elc_won-DEU_0046 | 0.056 |  |  |  | 0.33123 | 0.33067
ep_windon_wind_c_won-DEU_0046 | Aggregated Plant | windon | DEU | 2015 |  |  |  | active | elc_won-DEU_0046 | 0.012 |  |  |  | 0.33123 | 0.33067
ep_windon_wind_c_won-DEU_0046 | Aggregated Plant | windon | DEU | 2016 |  |  |  | active | elc_won-DEU_0046 | 0.059 |  |  |  | 0.33123 | 0.33067
ep_windon_wind_c_won-DEU_0046 | Aggregated Plant | windon | DEU | 2018 |  |  |  | active | elc_won-DEU_0046 | 0.029 |  |  |  | 0.33123 | 0.33067
ep_windon_wind_c_won-DEU_0046 | Aggregated Plant | windon | DEU | 2022 |  |  |  | active | elc_won-DEU_0046 | 0.079 |  |  |  | 0.33123 | 0.33067
ep_windon_wind_c_won-DEU_0046 | Aggregated Plant | windon | DEU | 2023 |  |  |  | active | elc_won-DEU_0046 | 0.028 |  |  |  | 0.33123 | 0.33067
ep_windon_wind_c_won-DEU_0048 | Aggregated Plant | windon | DEU | 2002 |  |  |  | active | elc_won-DEU_0048 | 0.04 |  |  |  | 0.33123 | 0.32802
ep_windon_wind_c_won-DEU_0048 | Aggregated Plant | windon | DEU | 2004 |  |  |  | active | elc_won-DEU_0048 | 0.018 |  |  |  | 0.33123 | 0.32802
ep_windon_wind_c_won-DEU_0048 | Aggregated Plant | windon | DEU | 2005 |  |  |  | active | elc_won-DEU_0048 | 0.033 |  |  |  | 0.33123 | 0.32802
ep_windon_wind_c_won-DEU_0048 | Aggregated Plant | windon | DEU | 2006 |  |  |  | active | elc_won-DEU_0048 | 0.01 |  |  |  | 0.33123 | 0.32802
ep_windon_wind_c_won-DEU_0048 | Aggregated Plant | windon | DEU | 2012 |  |  |  | active | elc_won-DEU_0048 | 0.036 |  |  |  | 0.33123 | 0.32802
ep_windon_wind_c_won-DEU_0048 | Aggregated Plant | windon | DEU | 2014 |  |  |  | active | elc_won-DEU_0048 | 0.015 |  |  |  | 0.33123 | 0.32802
ep_windon_wind_c_won-DEU_0048 | Aggregated Plant | windon | DEU | 2016 |  |  |  | active | elc_won-DEU_0048 | 0.018 |  |  |  | 0.33123 | 0.32802
ep_windon_wind_c_won-DEU_0048 | Aggregated Plant | windon | DEU | 2017 |  |  |  | active | elc_won-DEU_0048 | 0.054 |  |  |  | 0.33123 | 0.32802
ep_windon_wind_c_won-DEU_0048 | Aggregated Plant | windon | DEU | 2018 |  |  |  | active | elc_won-DEU_0048 | 0.012 |  |  |  | 0.33123 | 0.32802
ep_windon_wind_c_won-DEU_0049 | Aggregated Plant | windon | DEU | 2000 |  |  |  | active | elc_won-DEU_0049 | 0.012 |  |  |  | 0.33123 | 0.34579
ep_windon_wind_c_won-DEU_0049 | Aggregated Plant | windon | DEU | 2002 |  |  |  | active | elc_won-DEU_0049 | 0.054 |  |  |  | 0.33123 | 0.34579
ep_windon_wind_c_won-DEU_0049 | Aggregated Plant | windon | DEU | 2003 |  |  |  | active | elc_won-DEU_0049 | 0.012 |  |  |  | 0.33123 | 0.34579
ep_windon_wind_c_won-DEU_0049 | Aggregated Plant | windon | DEU | 2004 |  |  |  | active | elc_won-DEU_0049 | 0.071 |  |  |  | 0.33123 | 0.34579
ep_windon_wind_c_won-DEU_0049 | Aggregated Plant | windon | DEU | 2005 |  |  |  | active | elc_won-DEU_0049 | 0.012 |  |  |  | 0.33123 | 0.34579
ep_windon_wind_c_won-DEU_0049 | Aggregated Plant | windon | DEU | 2006 |  |  |  | active | elc_won-DEU_0049 | 0.024 |  |  |  | 0.33123 | 0.34579
ep_windon_wind_c_won-DEU_0049 | Aggregated Plant | windon | DEU | 2009 |  |  |  | active | elc_won-DEU_0049 | 0.012 |  |  |  | 0.33123 | 0.34579
ep_windon_wind_c_won-DEU_0049 | Aggregated Plant | windon | DEU | 2012 |  |  |  | active | elc_won-DEU_0049 | 0.016 |  |  |  | 0.33123 | 0.34579
ep_windon_wind_c_won-DEU_0049 | Aggregated Plant | windon | DEU | 2014 |  |  |  | active | elc_won-DEU_0049 | 0.012 |  |  |  | 0.33123 | 0.34579
ep_windon_wind_c_won-DEU_0049 | Aggregated Plant | windon | DEU | 2015 |  |  |  | active | elc_won-DEU_0049 | 0.026 |  |  |  | 0.33123 | 0.34579
ep_windon_wind_c_won-DEU_0049 | Aggregated Plant | windon | DEU | 2016 |  |  |  | active | elc_won-DEU_0049 | 0.105 |  |  |  | 0.33123 | 0.34579
ep_windon_wind_c_won-DEU_0049 | Aggregated Plant | windon | DEU | 2017 |  |  |  | active | elc_won-DEU_0049 | 0.031 |  |  |  | 0.33123 | 0.34579
ep_windon_wind_c_won-DEU_0049 | Aggregated Plant | windon | DEU | 2021 |  |  |  | active | elc_won-DEU_0049 | 0.037 |  |  |  | 0.33123 | 0.34579
ep_windon_wind_c_won-DEU_0049 | Aggregated Plant | windon | DEU | 2023 |  |  |  | active | elc_won-DEU_0049 | 0.115 |  |  |  | 0.33123 | 0.34579
ep_windon_wind_c_won-DEU_0050 | Aggregated Plant | windon | DEU | 2000 |  |  |  | active | elc_won-DEU_0050 | 0.022 |  |  |  | 0.33123 | 0.39697
ep_windon_wind_c_won-DEU_0050 | Aggregated Plant | windon | DEU | 2001 |  |  |  | active | elc_won-DEU_0050 | 0.011 |  |  |  | 0.33123 | 0.39697
ep_windon_wind_c_won-DEU_0050 | Aggregated Plant | windon | DEU | 2008 |  |  |  | active | elc_won-DEU_0050 | 0.01 |  |  |  | 0.33123 | 0.39697
ep_windon_wind_c_won-DEU_0050 | Aggregated Plant | windon | DEU | 2011 |  |  |  | active | elc_won-DEU_0050 | 0.018 |  |  |  | 0.33123 | 0.39697
ep_windon_wind_c_won-DEU_0050 | Aggregated Plant | windon | DEU | 2012 |  |  |  | active | elc_won-DEU_0050 | 0.016 |  |  |  | 0.33123 | 0.39697
ep_windon_wind_c_won-DEU_0050 | Aggregated Plant | windon | DEU | 2014 |  |  |  | active | elc_won-DEU_0050 | 0.045 |  |  |  | 0.33123 | 0.39697
ep_windon_wind_c_won-DEU_0050 | Aggregated Plant | windon | DEU | 2015 |  |  |  | active | elc_won-DEU_0050 | 0.093 |  |  |  | 0.33123 | 0.39697
ep_windon_wind_c_won-DEU_0050 | Aggregated Plant | windon | DEU | 2016 |  |  |  | active | elc_won-DEU_0050 | 0.058 |  |  |  | 0.33123 | 0.39697
ep_windon_wind_c_won-DEU_0050 | Aggregated Plant | windon | DEU | 2017 |  |  |  | active | elc_won-DEU_0050 | 0.062 |  |  |  | 0.33123 | 0.39697
ep_windon_wind_c_won-DEU_0050 | Aggregated Plant | windon | DEU | 2018 |  |  |  | active | elc_won-DEU_0050 | 0.122 |  |  |  | 0.33123 | 0.39697
ep_windon_wind_c_won-DEU_0050 | Aggregated Plant | windon | DEU | 2019 |  |  |  | active | elc_won-DEU_0050 | 0.014 |  |  |  | 0.33123 | 0.39697
ep_windon_wind_c_won-DEU_0051 | Aggregated Plant | windon | DEU | 1998 |  |  |  | active | elc_won-DEU_0051 | 0.014 |  |  |  | 0.33123 | 0.51172
ep_windon_wind_c_won-DEU_0051 | Aggregated Plant | windon | DEU | 1999 |  |  |  | active | elc_won-DEU_0051 | 0.035 |  |  |  | 0.33123 | 0.51172
ep_windon_wind_c_won-DEU_0051 | Aggregated Plant | windon | DEU | 2001 |  |  |  | active | elc_won-DEU_0051 | 0.011 |  |  |  | 0.33123 | 0.51172
ep_windon_wind_c_won-DEU_0051 | Aggregated Plant | windon | DEU | 2006 |  |  |  | active | elc_won-DEU_0051 | 0.012 |  |  |  | 0.33123 | 0.51172
ep_windon_wind_c_won-DEU_0051 | Aggregated Plant | windon | DEU | 2009 |  |  |  | active | elc_won-DEU_0051 | 0.026 |  |  |  | 0.33123 | 0.51172
ep_windon_wind_c_won-DEU_0051 | Aggregated Plant | windon | DEU | 2010 |  |  |  | active | elc_won-DEU_0051 | 0.01 |  |  |  | 0.33123 | 0.51172
ep_windon_wind_c_won-DEU_0051 | Aggregated Plant | windon | DEU | 2012 |  |  |  | active | elc_won-DEU_0051 | 0.046 |  |  |  | 0.33123 | 0.51172
ep_windon_wind_c_won-DEU_0051 | Aggregated Plant | windon | DEU | 2016 |  |  |  | active | elc_won-DEU_0051 | 0.027 |  |  |  | 0.33123 | 0.51172
ep_windon_wind_c_won-DEU_0052 | Aggregated Plant | windon | DEU | 2016 |  |  |  | active | elc_won-DEU_0052 | 0.021 |  |  |  | 0.33123 | 0.56455
ep_windon_wind_c_won-DEU_0053 | Aggregated Plant | windon | DEU | 2007 |  |  |  | active | elc_won-DEU_0053 | 0.016 |  |  |  | 0.33123 | 0.573
ep_windon_wind_c_won-DEU_0053 | Aggregated Plant | windon | DEU | 2011 |  |  |  | active | elc_won-DEU_0053 | 0.025 |  |  |  | 0.33123 | 0.573
ep_windon_wind_c_won-DEU_0053 | Aggregated Plant | windon | DEU | 2013 |  |  |  | active | elc_won-DEU_0053 | 0.014 |  |  |  | 0.33123 | 0.573
ep_windon_wind_c_won-DEU_0053 | Aggregated Plant | windon | DEU | 2014 |  |  |  | active | elc_won-DEU_0053 | 0.063 |  |  |  | 0.33123 | 0.573
ep_windon_wind_c_won-DEU_0053 | Aggregated Plant | windon | DEU | 2015 |  |  |  | active | elc_won-DEU_0053 | 0.031 |  |  |  | 0.33123 | 0.573
ep_windon_wind_c_won-DEU_0053 | Aggregated Plant | windon | DEU | 2016 |  |  |  | active | elc_won-DEU_0053 | 0.01 |  |  |  | 0.33123 | 0.573
ep_windon_wind_c_won-DEU_0053 | Aggregated Plant | windon | DEU | 2017 |  |  |  | active | elc_won-DEU_0053 | 0.051 |  |  |  | 0.33123 | 0.573
ep_windon_wind_c_won-DEU_0053 | Aggregated Plant | windon | DEU | 2020 |  |  |  | active | elc_won-DEU_0053 | 0.062 |  |  |  | 0.33123 | 0.573
ep_windon_wind_c_won-DEU_0057 | Aggregated Plant | windon | DEU | 2022 |  |  |  | active | elc_won-DEU_0057 | 0.014 |  |  |  | 0.33123 | 0.18006
ep_windon_wind_c_won-DEU_0058 | Aggregated Plant | windon | DEU | 2013 |  |  |  | active | elc_won-DEU_0058 | 0.016 |  |  |  | 0.33123 | 0.20858
ep_windon_wind_c_won-DEU_0058 | Aggregated Plant | windon | DEU | 2015 |  |  |  | active | elc_won-DEU_0058 | 0.042 |  |  |  | 0.33123 | 0.20858
ep_windon_wind_c_won-DEU_0058 | Aggregated Plant | windon | DEU | 2017 |  |  |  | active | elc_won-DEU_0058 | 0.015 |  |  |  | 0.33123 | 0.20858
ep_windon_wind_c_won-DEU_0058 | Aggregated Plant | windon | DEU | 2018 |  |  |  | active | elc_won-DEU_0058 | 0.012 |  |  |  | 0.33123 | 0.20858
ep_windon_wind_c_won-DEU_0058 | Aggregated Plant | windon | DEU | 2023 |  |  |  | active | elc_won-DEU_0058 | 0.014 |  |  |  | 0.33123 | 0.20858
ep_windon_wind_c_won-DEU_0059 | Aggregated Plant | windon | DEU | 2013 |  |  |  | active | elc_won-DEU_0059 | 0.024 |  |  |  | 0.33123 | 0.21996
ep_windon_wind_c_won-DEU_0059 | Aggregated Plant | windon | DEU | 2016 |  |  |  | active | elc_won-DEU_0059 | 0.017 |  |  |  | 0.33123 | 0.21996
ep_windon_wind_c_won-DEU_0059 | Aggregated Plant | windon | DEU | 2018 |  |  |  | active | elc_won-DEU_0059 | 0.034 |  |  |  | 0.33123 | 0.21996
ep_windon_wind_c_won-DEU_0060 | Aggregated Plant | windon | DEU | 2005 |  |  |  | active | elc_won-DEU_0060 | 0.011 |  |  |  | 0.33123 | 0.23331
ep_windon_wind_c_won-DEU_0060 | Aggregated Plant | windon | DEU | 2012 |  |  |  | active | elc_won-DEU_0060 | 0.032 |  |  |  | 0.33123 | 0.23331
ep_windon_wind_c_won-DEU_0060 | Aggregated Plant | windon | DEU | 2013 |  |  |  | active | elc_won-DEU_0060 | 0.015 |  |  |  | 0.33123 | 0.23331
ep_windon_wind_c_won-DEU_0060 | Aggregated Plant | windon | DEU | 2014 |  |  |  | active | elc_won-DEU_0060 | 0.078 |  |  |  | 0.33123 | 0.23331
ep_windon_wind_c_won-DEU_0060 | Aggregated Plant | windon | DEU | 2015 |  |  |  | active | elc_won-DEU_0060 | 0.015 |  |  |  | 0.33123 | 0.23331
ep_windon_wind_c_won-DEU_0060 | Aggregated Plant | windon | DEU | 2016 |  |  |  | active | elc_won-DEU_0060 | 0.013 |  |  |  | 0.33123 | 0.23331
ep_windon_wind_c_won-DEU_0060 | Aggregated Plant | windon | DEU | 2017 |  |  |  | active | elc_won-DEU_0060 | 0.01 |  |  |  | 0.33123 | 0.23331
ep_windon_wind_c_won-DEU_0060 | Aggregated Plant | windon | DEU | 2023 |  |  |  | active | elc_won-DEU_0060 | 0.028 |  |  |  | 0.33123 | 0.23331
ep_windon_wind_c_won-DEU_0061 | Aggregated Plant | windon | DEU | 2000 |  |  |  | active | elc_won-DEU_0061 | 0.02 |  |  |  | 0.33123 | 0.25017
ep_windon_wind_c_won-DEU_0061 | Aggregated Plant | windon | DEU | 2003 |  |  |  | active | elc_won-DEU_0061 | 0.01 |  |  |  | 0.33123 | 0.25017
ep_windon_wind_c_won-DEU_0061 | Aggregated Plant | windon | DEU | 2012 |  |  |  | active | elc_won-DEU_0061 | 0.032 |  |  |  | 0.33123 | 0.25017
ep_windon_wind_c_won-DEU_0061 | Aggregated Plant | windon | DEU | 2013 |  |  |  | active | elc_won-DEU_0061 | 0.016 |  |  |  | 0.33123 | 0.25017
ep_windon_wind_c_won-DEU_0061 | Aggregated Plant | windon | DEU | 2014 |  |  |  | active | elc_won-DEU_0061 | 0.012 |  |  |  | 0.33123 | 0.25017
ep_windon_wind_c_won-DEU_0061 | Aggregated Plant | windon | DEU | 2015 |  |  |  | active | elc_won-DEU_0061 | 0.047 |  |  |  | 0.33123 | 0.25017
ep_windon_wind_c_won-DEU_0061 | Aggregated Plant | windon | DEU | 2016 |  |  |  | active | elc_won-DEU_0061 | 0.061 |  |  |  | 0.33123 | 0.25017
ep_windon_wind_c_won-DEU_0061 | Aggregated Plant | windon | DEU | 2017 |  |  |  | active | elc_won-DEU_0061 | 0.033 |  |  |  | 0.33123 | 0.25017
ep_windon_wind_c_won-DEU_0061 | Aggregated Plant | windon | DEU | 2018 |  |  |  | active | elc_won-DEU_0061 | 0.033 |  |  |  | 0.33123 | 0.25017
ep_windon_wind_c_won-DEU_0061 | Aggregated Plant | windon | DEU | 2023 |  |  |  | active | elc_won-DEU_0061 | 0.021 |  |  |  | 0.33123 | 0.25017
ep_windon_wind_c_won-DEU_0061 | Aggregated Plant | windon | DEU | 2024 |  |  |  | active | elc_won-DEU_0061 | 0.017 |  |  |  | 0.33123 | 0.25017
ep_windon_wind_c_won-DEU_0062 | Aggregated Plant | windon | DEU | 2006 |  |  |  | active | elc_won-DEU_0062 | 0.018 |  |  |  | 0.33123 | 0.2692
ep_windon_wind_c_won-DEU_0062 | Aggregated Plant | windon | DEU | 2007 |  |  |  | active | elc_won-DEU_0062 | 0.012 |  |  |  | 0.33123 | 0.2692
ep_windon_wind_c_won-DEU_0062 | Aggregated Plant | windon | DEU | 2009 |  |  |  | active | elc_won-DEU_0062 | 0.014 |  |  |  | 0.33123 | 0.2692
ep_windon_wind_c_won-DEU_0062 | Aggregated Plant | windon | DEU | 2012 |  |  |  | active | elc_won-DEU_0062 | 0.014 |  |  |  | 0.33123 | 0.2692
ep_windon_wind_c_won-DEU_0062 | Aggregated Plant | windon | DEU | 2014 |  |  |  | active | elc_won-DEU_0062 | 0.024 |  |  |  | 0.33123 | 0.2692
ep_windon_wind_c_won-DEU_0062 | Aggregated Plant | windon | DEU | 2016 |  |  |  | active | elc_won-DEU_0062 | 0.012 |  |  |  | 0.33123 | 0.2692
ep_windon_wind_c_won-DEU_0062 | Aggregated Plant | windon | DEU | 2017 |  |  |  | active | elc_won-DEU_0062 | 0.017 |  |  |  | 0.33123 | 0.2692
ep_windon_wind_c_won-DEU_0062 | Aggregated Plant | windon | DEU | 2022 |  |  |  | active | elc_won-DEU_0062 | 0.014 |  |  |  | 0.33123 | 0.2692
ep_windon_wind_c_won-DEU_0063 | Aggregated Plant | windon | DEU | 1997 |  |  |  | active | elc_won-DEU_0063 | 0.011 |  |  |  | 0.33123 | 0.29423
ep_windon_wind_c_won-DEU_0063 | Aggregated Plant | windon | DEU | 1998 |  |  |  | active | elc_won-DEU_0063 | 0.036 |  |  |  | 0.33123 | 0.29423
ep_windon_wind_c_won-DEU_0063 | Aggregated Plant | windon | DEU | 2001 |  |  |  | active | elc_won-DEU_0063 | 0.054 |  |  |  | 0.33123 | 0.29423
ep_windon_wind_c_won-DEU_0063 | Aggregated Plant | windon | DEU | 2002 |  |  |  | active | elc_won-DEU_0063 | 0.023 |  |  |  | 0.33123 | 0.29423
ep_windon_wind_c_won-DEU_0063 | Aggregated Plant | windon | DEU | 2003 |  |  |  | active | elc_won-DEU_0063 | 0.016 |  |  |  | 0.33123 | 0.29423
ep_windon_wind_c_won-DEU_0063 | Aggregated Plant | windon | DEU | 2015 |  |  |  | active | elc_won-DEU_0063 | 0.039 |  |  |  | 0.33123 | 0.29423
ep_windon_wind_c_won-DEU_0063 | Aggregated Plant | windon | DEU | 2016 |  |  |  | active | elc_won-DEU_0063 | 0.097 |  |  |  | 0.33123 | 0.29423
ep_windon_wind_c_won-DEU_0063 | Aggregated Plant | windon | DEU | 2018 |  |  |  | active | elc_won-DEU_0063 | 0.015 |  |  |  | 0.33123 | 0.29423
ep_windon_wind_c_won-DEU_0063 | Aggregated Plant | windon | DEU | 2020 |  |  |  | active | elc_won-DEU_0063 | 0.051 |  |  |  | 0.33123 | 0.29423
ep_windon_wind_c_won-DEU_0063 | Aggregated Plant | windon | DEU | 2022 |  |  |  | active | elc_won-DEU_0063 | 0.082 |  |  |  | 0.33123 | 0.29423
ep_windon_wind_c_won-DEU_0063 | Aggregated Plant | windon | DEU | 2023 |  |  |  | active | elc_won-DEU_0063 | 0.036 |  |  |  | 0.33123 | 0.29423
ep_windon_wind_c_won-DEU_0063 | Aggregated Plant | windon | DEU | 2024 |  |  |  | active | elc_won-DEU_0063 | 0.058 |  |  |  | 0.33123 | 0.29423
ep_windon_wind_c_won-DEU_0064 | Aggregated Plant | windon | DEU | 2018 |  |  |  | active | elc_won-DEU_0064 | 0.048 |  |  |  | 0.33123 | 0.30229
ep_windon_wind_c_won-DEU_0064 | Aggregated Plant | windon | DEU | 2023 |  |  |  | active | elc_won-DEU_0064 | 0.051 |  |  |  | 0.33123 | 0.30229
ep_windon_wind_c_won-DEU_0064 | Aggregated Plant | windon | DEU | 2024 |  |  |  | active | elc_won-DEU_0064 | 0.029 |  |  |  | 0.33123 | 0.30229
ep_windon_wind_c_won-DEU_0065 | Aggregated Plant | windon | DEU | 1998 |  |  |  | active | elc_won-DEU_0065 | 0.016 |  |  |  | 0.33123 | 0.32131
ep_windon_wind_c_won-DEU_0065 | Aggregated Plant | windon | DEU | 2002 |  |  |  | active | elc_won-DEU_0065 | 0.014 |  |  |  | 0.33123 | 0.32131
ep_windon_wind_c_won-DEU_0065 | Aggregated Plant | windon | DEU | 2003 |  |  |  | active | elc_won-DEU_0065 | 0.053 |  |  |  | 0.33123 | 0.32131
ep_windon_wind_c_won-DEU_0065 | Aggregated Plant | windon | DEU | 2005 |  |  |  | active | elc_won-DEU_0065 | 0.022 |  |  |  | 0.33123 | 0.32131
ep_windon_wind_c_won-DEU_0065 | Aggregated Plant | windon | DEU | 2007 |  |  |  | active | elc_won-DEU_0065 | 0.012 |  |  |  | 0.33123 | 0.32131
ep_windon_wind_c_won-DEU_0065 | Aggregated Plant | windon | DEU | 2009 |  |  |  | active | elc_won-DEU_0065 | 0.012 |  |  |  | 0.33123 | 0.32131
ep_windon_wind_c_won-DEU_0065 | Aggregated Plant | windon | DEU | 2010 |  |  |  | active | elc_won-DEU_0065 | 0.016 |  |  |  | 0.33123 | 0.32131
ep_windon_wind_c_won-DEU_0065 | Aggregated Plant | windon | DEU | 2012 |  |  |  | active | elc_won-DEU_0065 | 0.016 |  |  |  | 0.33123 | 0.32131
ep_windon_wind_c_won-DEU_0065 | Aggregated Plant | windon | DEU | 2016 |  |  |  | active | elc_won-DEU_0065 | 0.015 |  |  |  | 0.33123 | 0.32131
ep_windon_wind_c_won-DEU_0065 | Aggregated Plant | windon | DEU | 2020 |  |  |  | active | elc_won-DEU_0065 | 0.013 |  |  |  | 0.33123 | 0.32131
ep_windon_wind_c_won-DEU_0065 | Aggregated Plant | windon | DEU | 2021 |  |  |  | active | elc_won-DEU_0065 | 0.084 |  |  |  | 0.33123 | 0.32131
ep_windon_wind_c_won-DEU_0065 | Aggregated Plant | windon | DEU | 2022 |  |  |  | active | elc_won-DEU_0065 | 0.017 |  |  |  | 0.33123 | 0.32131
ep_windon_wind_c_won-DEU_0065 | Aggregated Plant | windon | DEU | 2023 |  |  |  | active | elc_won-DEU_0065 | 0.021 |  |  |  | 0.33123 | 0.32131
ep_windon_wind_c_won-DEU_0066 | Aggregated Plant | windon | DEU | 2002 |  |  |  | active | elc_won-DEU_0066 | 0.01 |  |  |  | 0.33123 | 0.33057
ep_windon_wind_c_won-DEU_0066 | Aggregated Plant | windon | DEU | 2003 |  |  |  | active | elc_won-DEU_0066 | 0.04 |  |  |  | 0.33123 | 0.33057
ep_windon_wind_c_won-DEU_0066 | Aggregated Plant | windon | DEU | 2005 |  |  |  | active | elc_won-DEU_0066 | 0.024 |  |  |  | 0.33123 | 0.33057
ep_windon_wind_c_won-DEU_0066 | Aggregated Plant | windon | DEU | 2006 |  |  |  | active | elc_won-DEU_0066 | 0.03 |  |  |  | 0.33123 | 0.33057
ep_windon_wind_c_won-DEU_0066 | Aggregated Plant | windon | DEU | 2010 |  |  |  | active | elc_won-DEU_0066 | 0.022 |  |  |  | 0.33123 | 0.33057
ep_windon_wind_c_won-DEU_0066 | Aggregated Plant | windon | DEU | 2011 |  |  |  | active | elc_won-DEU_0066 | 0.063 |  |  |  | 0.33123 | 0.33057
ep_windon_wind_c_won-DEU_0066 | Aggregated Plant | windon | DEU | 2012 |  |  |  | active | elc_won-DEU_0066 | 0.014 |  |  |  | 0.33123 | 0.33057
ep_windon_wind_c_won-DEU_0066 | Aggregated Plant | windon | DEU | 2015 |  |  |  | active | elc_won-DEU_0066 | 0.017 |  |  |  | 0.33123 | 0.33057
ep_windon_wind_c_won-DEU_0066 | Aggregated Plant | windon | DEU | 2016 |  |  |  | active | elc_won-DEU_0066 | 0.017 |  |  |  | 0.33123 | 0.33057
ep_windon_wind_c_won-DEU_0066 | Aggregated Plant | windon | DEU | 2017 |  |  |  | active | elc_won-DEU_0066 | 0.027 |  |  |  | 0.33123 | 0.33057
ep_windon_wind_c_won-DEU_0066 | Aggregated Plant | windon | DEU | 2019 |  |  |  | active | elc_won-DEU_0066 | 0.017 |  |  |  | 0.33123 | 0.33057
ep_windon_wind_c_won-DEU_0066 | Aggregated Plant | windon | DEU | 2020 |  |  |  | active | elc_won-DEU_0066 | 0.014 |  |  |  | 0.33123 | 0.33057
ep_windon_wind_c_won-DEU_0066 | Aggregated Plant | windon | DEU | 2021 |  |  |  | active | elc_won-DEU_0066 | 0.013 |  |  |  | 0.33123 | 0.33057
ep_windon_wind_c_won-DEU_0066 | Aggregated Plant | windon | DEU | 2023 |  |  |  | active | elc_won-DEU_0066 | 0.038 |  |  |  | 0.33123 | 0.33057
ep_windon_wind_c_won-DEU_0066 | Aggregated Plant | windon | DEU | 2025 |  |  |  | active | elc_won-DEU_0066 | 0.083 |  |  |  | 0.33123 | 0.33057
ep_windon_wind_c_won-DEU_0067 | Aggregated Plant | windon | DEU | 2003 |  |  |  | active | elc_won-DEU_0067 | 0.013 |  |  |  | 0.33123 | 0.34319
ep_windon_wind_c_won-DEU_0067 | Aggregated Plant | windon | DEU | 2004 |  |  |  | active | elc_won-DEU_0067 | 0.027 |  |  |  | 0.33123 | 0.34319
ep_windon_wind_c_won-DEU_0067 | Aggregated Plant | windon | DEU | 2006 |  |  |  | active | elc_won-DEU_0067 | 0.051 |  |  |  | 0.33123 | 0.34319
ep_windon_wind_c_won-DEU_0067 | Aggregated Plant | windon | DEU | 2007 |  |  |  | active | elc_won-DEU_0067 | 0.046 |  |  |  | 0.33123 | 0.34319
ep_windon_wind_c_won-DEU_0067 | Aggregated Plant | windon | DEU | 2008 |  |  |  | active | elc_won-DEU_0067 | 0.018 |  |  |  | 0.33123 | 0.34319
ep_windon_wind_c_won-DEU_0067 | Aggregated Plant | windon | DEU | 2009 |  |  |  | active | elc_won-DEU_0067 | 0.058 |  |  |  | 0.33123 | 0.34319
ep_windon_wind_c_won-DEU_0067 | Aggregated Plant | windon | DEU | 2013 |  |  |  | active | elc_won-DEU_0067 | 0.02 |  |  |  | 0.33123 | 0.34319
ep_windon_wind_c_won-DEU_0067 | Aggregated Plant | windon | DEU | 2015 |  |  |  | active | elc_won-DEU_0067 | 0.071 |  |  |  | 0.33123 | 0.34319
ep_windon_wind_c_won-DEU_0067 | Aggregated Plant | windon | DEU | 2016 |  |  |  | active | elc_won-DEU_0067 | 0.057 |  |  |  | 0.33123 | 0.34319
ep_windon_wind_c_won-DEU_0067 | Aggregated Plant | windon | DEU | 2017 |  |  |  | active | elc_won-DEU_0067 | 0.078 |  |  |  | 0.33123 | 0.34319
ep_windon_wind_c_won-DEU_0067 | Aggregated Plant | windon | DEU | 2018 |  |  |  | active | elc_won-DEU_0067 | 0.012 |  |  |  | 0.33123 | 0.34319
ep_windon_wind_c_won-DEU_0067 | Aggregated Plant | windon | DEU | 2019 |  |  |  | active | elc_won-DEU_0067 | 0.014 |  |  |  | 0.33123 | 0.34319
ep_windon_wind_c_won-DEU_0067 | Aggregated Plant | windon | DEU | 2021 |  |  |  | active | elc_won-DEU_0067 | 0.028 |  |  |  | 0.33123 | 0.34319
ep_windon_wind_c_won-DEU_0067 | Aggregated Plant | windon | DEU | 2022 |  |  |  | active | elc_won-DEU_0067 | 0.127 |  |  |  | 0.33123 | 0.34319
ep_windon_wind_c_won-DEU_0067 | Aggregated Plant | windon | DEU | 2023 |  |  |  | active | elc_won-DEU_0067 | 0.023 |  |  |  | 0.33123 | 0.34319
ep_windon_wind_c_won-DEU_0068 | Aggregated Plant | windon | DEU | 1997 |  |  |  | active | elc_won-DEU_0068 | 0.018 |  |  |  | 0.33123 | 0.39415
ep_windon_wind_c_won-DEU_0068 | Aggregated Plant | windon | DEU | 2001 |  |  |  | active | elc_won-DEU_0068 | 0.023 |  |  |  | 0.33123 | 0.39415
ep_windon_wind_c_won-DEU_0068 | Aggregated Plant | windon | DEU | 2002 |  |  |  | active | elc_won-DEU_0068 | 0.011 |  |  |  | 0.33123 | 0.39415
ep_windon_wind_c_won-DEU_0068 | Aggregated Plant | windon | DEU | 2003 |  |  |  | active | elc_won-DEU_0068 | 0.01 |  |  |  | 0.33123 | 0.39415
ep_windon_wind_c_won-DEU_0068 | Aggregated Plant | windon | DEU | 2004 |  |  |  | active | elc_won-DEU_0068 | 0.036 |  |  |  | 0.33123 | 0.39415
ep_windon_wind_c_won-DEU_0068 | Aggregated Plant | windon | DEU | 2007 |  |  |  | active | elc_won-DEU_0068 | 0.025 |  |  |  | 0.33123 | 0.39415
ep_windon_wind_c_won-DEU_0068 | Aggregated Plant | windon | DEU | 2010 |  |  |  | active | elc_won-DEU_0068 | 0.067 |  |  |  | 0.33123 | 0.39415
ep_windon_wind_c_won-DEU_0068 | Aggregated Plant | windon | DEU | 2011 |  |  |  | active | elc_won-DEU_0068 | 0.01 |  |  |  | 0.33123 | 0.39415
ep_windon_wind_c_won-DEU_0068 | Aggregated Plant | windon | DEU | 2012 |  |  |  | active | elc_won-DEU_0068 | 0.014 |  |  |  | 0.33123 | 0.39415
ep_windon_wind_c_won-DEU_0068 | Aggregated Plant | windon | DEU | 2013 |  |  |  | active | elc_won-DEU_0068 | 0.012 |  |  |  | 0.33123 | 0.39415
ep_windon_wind_c_won-DEU_0068 | Aggregated Plant | windon | DEU | 2014 |  |  |  | active | elc_won-DEU_0068 | 0.103 |  |  |  | 0.33123 | 0.39415
ep_windon_wind_c_won-DEU_0068 | Aggregated Plant | windon | DEU | 2015 |  |  |  | active | elc_won-DEU_0068 | 0.089 |  |  |  | 0.33123 | 0.39415
ep_windon_wind_c_won-DEU_0068 | Aggregated Plant | windon | DEU | 2016 |  |  |  | active | elc_won-DEU_0068 | 0.103 |  |  |  | 0.33123 | 0.39415
ep_windon_wind_c_won-DEU_0068 | Aggregated Plant | windon | DEU | 2017 |  |  |  | active | elc_won-DEU_0068 | 0.037 |  |  |  | 0.33123 | 0.39415
ep_windon_wind_c_won-DEU_0068 | Aggregated Plant | windon | DEU | 2019 |  |  |  | active | elc_won-DEU_0068 | 0.017 |  |  |  | 0.33123 | 0.39415
ep_windon_wind_c_won-DEU_0068 | Aggregated Plant | windon | DEU | 2021 |  |  |  | active | elc_won-DEU_0068 | 0.055 |  |  |  | 0.33123 | 0.39415
ep_windon_wind_c_won-DEU_0068 | Aggregated Plant | windon | DEU | 2022 |  |  |  | active | elc_won-DEU_0068 | 0.077 |  |  |  | 0.33123 | 0.39415
ep_windon_wind_c_won-DEU_0068 | Aggregated Plant | windon | DEU | 2023 |  |  |  | active | elc_won-DEU_0068 | 0.092 |  |  |  | 0.33123 | 0.39415
ep_windon_wind_c_won-DEU_0069 | Aggregated Plant | windon | DEU | 1999 |  |  |  | active | elc_won-DEU_0069 | 0.015 |  |  |  | 0.33123 | 0.43448
ep_windon_wind_c_won-DEU_0069 | Aggregated Plant | windon | DEU | 2001 |  |  |  | active | elc_won-DEU_0069 | 0.032 |  |  |  | 0.33123 | 0.43448
ep_windon_wind_c_won-DEU_0069 | Aggregated Plant | windon | DEU | 2002 |  |  |  | active | elc_won-DEU_0069 | 0.03 |  |  |  | 0.33123 | 0.43448
ep_windon_wind_c_won-DEU_0069 | Aggregated Plant | windon | DEU | 2003 |  |  |  | active | elc_won-DEU_0069 | 0.013 |  |  |  | 0.33123 | 0.43448
ep_windon_wind_c_won-DEU_0069 | Aggregated Plant | windon | DEU | 2009 |  |  |  | active | elc_won-DEU_0069 | 0.035 |  |  |  | 0.33123 | 0.43448
ep_windon_wind_c_won-DEU_0069 | Aggregated Plant | windon | DEU | 2010 |  |  |  | active | elc_won-DEU_0069 | 0.042 |  |  |  | 0.33123 | 0.43448
ep_windon_wind_c_won-DEU_0069 | Aggregated Plant | windon | DEU | 2012 |  |  |  | active | elc_won-DEU_0069 | 0.043 |  |  |  | 0.33123 | 0.43448
ep_windon_wind_c_won-DEU_0069 | Aggregated Plant | windon | DEU | 2013 |  |  |  | active | elc_won-DEU_0069 | 0.024 |  |  |  | 0.33123 | 0.43448
ep_windon_wind_c_won-DEU_0069 | Aggregated Plant | windon | DEU | 2014 |  |  |  | active | elc_won-DEU_0069 | 0.191 |  |  |  | 0.33123 | 0.43448
ep_windon_wind_c_won-DEU_0069 | Aggregated Plant | windon | DEU | 2015 |  |  |  | active | elc_won-DEU_0069 | 0.29 |  |  |  | 0.33123 | 0.43448
ep_windon_wind_c_won-DEU_0069 | Aggregated Plant | windon | DEU | 2016 |  |  |  | active | elc_won-DEU_0069 | 0.055 |  |  |  | 0.33123 | 0.43448
ep_windon_wind_c_won-DEU_0069 | Aggregated Plant | windon | DEU | 2017 |  |  |  | active | elc_won-DEU_0069 | 0.076 |  |  |  | 0.33123 | 0.43448
ep_windon_wind_c_won-DEU_0069 | Aggregated Plant | windon | DEU | 2021 |  |  |  | active | elc_won-DEU_0069 | 0.013 |  |  |  | 0.33123 | 0.43448
ep_windon_wind_c_won-DEU_0069 | Aggregated Plant | windon | DEU | 2022 |  |  |  | active | elc_won-DEU_0069 | 0.058 |  |  |  | 0.33123 | 0.43448
ep_windon_wind_c_won-DEU_0069 | Aggregated Plant | windon | DEU | 2023 |  |  |  | active | elc_won-DEU_0069 | 0.241 |  |  |  | 0.33123 | 0.43448
ep_windon_wind_c_won-DEU_0069 | Aggregated Plant | windon | DEU | 2024 |  |  |  | active | elc_won-DEU_0069 | 0.052 |  |  |  | 0.33123 | 0.43448
ep_windon_wind_c_won-DEU_0070 | Aggregated Plant | windon | DEU | 2003 |  |  |  | active | elc_won-DEU_0070 | 0.01 |  |  |  | 0.33123 | 0.44728
ep_windon_wind_c_won-DEU_0070 | Aggregated Plant | windon | DEU | 2006 |  |  |  | active | elc_won-DEU_0070 | 0.018 |  |  |  | 0.33123 | 0.44728
ep_windon_wind_c_won-DEU_0070 | Aggregated Plant | windon | DEU | 2007 |  |  |  | active | elc_won-DEU_0070 | 0.024 |  |  |  | 0.33123 | 0.44728
ep_windon_wind_c_won-DEU_0070 | Aggregated Plant | windon | DEU | 2008 |  |  |  | active | elc_won-DEU_0070 | 0.023 |  |  |  | 0.33123 | 0.44728
ep_windon_wind_c_won-DEU_0070 | Aggregated Plant | windon | DEU | 2009 |  |  |  | active | elc_won-DEU_0070 | 0.035 |  |  |  | 0.33123 | 0.44728
ep_windon_wind_c_won-DEU_0070 | Aggregated Plant | windon | DEU | 2010 |  |  |  | active | elc_won-DEU_0070 | 0.01 |  |  |  | 0.33123 | 0.44728
ep_windon_wind_c_won-DEU_0070 | Aggregated Plant | windon | DEU | 2011 |  |  |  | active | elc_won-DEU_0070 | 0.037 |  |  |  | 0.33123 | 0.44728
ep_windon_wind_c_won-DEU_0070 | Aggregated Plant | windon | DEU | 2012 |  |  |  | active | elc_won-DEU_0070 | 0.046 |  |  |  | 0.33123 | 0.44728
ep_windon_wind_c_won-DEU_0070 | Aggregated Plant | windon | DEU | 2013 |  |  |  | active | elc_won-DEU_0070 | 0.073 |  |  |  | 0.33123 | 0.44728
ep_windon_wind_c_won-DEU_0070 | Aggregated Plant | windon | DEU | 2014 |  |  |  | active | elc_won-DEU_0070 | 0.626 |  |  |  | 0.33123 | 0.44728
ep_windon_wind_c_won-DEU_0070 | Aggregated Plant | windon | DEU | 2015 |  |  |  | active | elc_won-DEU_0070 | 0.211 |  |  |  | 0.33123 | 0.44728
ep_windon_wind_c_won-DEU_0070 | Aggregated Plant | windon | DEU | 2016 |  |  |  | active | elc_won-DEU_0070 | 0.015 |  |  |  | 0.33123 | 0.44728
ep_windon_wind_c_won-DEU_0070 | Aggregated Plant | windon | DEU | 2017 |  |  |  | active | elc_won-DEU_0070 | 0.081 |  |  |  | 0.33123 | 0.44728
ep_windon_wind_c_won-DEU_0070 | Aggregated Plant | windon | DEU | 2018 |  |  |  | active | elc_won-DEU_0070 | 0.01 |  |  |  | 0.33123 | 0.44728
ep_windon_wind_c_won-DEU_0070 | Aggregated Plant | windon | DEU | 2019 |  |  |  | active | elc_won-DEU_0070 | 0.01 |  |  |  | 0.33123 | 0.44728
ep_windon_wind_c_won-DEU_0070 | Aggregated Plant | windon | DEU | 2021 |  |  |  | active | elc_won-DEU_0070 | 0.051 |  |  |  | 0.33123 | 0.44728
ep_windon_wind_c_won-DEU_0070 | Aggregated Plant | windon | DEU | 2022 |  |  |  | active | elc_won-DEU_0070 | 0.14 |  |  |  | 0.33123 | 0.44728
ep_windon_wind_c_won-DEU_0070 | Aggregated Plant | windon | DEU | 2023 |  |  |  | active | elc_won-DEU_0070 | 0.122 |  |  |  | 0.33123 | 0.44728
ep_windon_wind_c_won-DEU_0070 | Aggregated Plant | windon | DEU | 2024 |  |  |  | active | elc_won-DEU_0070 | 0.044 |  |  |  | 0.33123 | 0.44728
ep_windon_wind_c_won-DEU_0072 | Aggregated Plant | windon | DEU | 2019 |  |  |  | active | elc_won-DEU_0072 | 0.011 |  |  |  | 0.33123 | 0.18934
ep_windon_wind_c_won-DEU_0073 | Aggregated Plant | windon | DEU | 2018 |  |  |  | active | elc_won-DEU_0073 | 0.012 |  |  |  | 0.33123 | 0.19109
ep_windon_wind_c_won-DEU_0074 | Aggregated Plant | windon | DEU | 2006 |  |  |  | active | elc_won-DEU_0074 | 0.01 |  |  |  | 0.33123 | 0.20417
ep_windon_wind_c_won-DEU_0074 | Aggregated Plant | windon | DEU | 2009 |  |  |  | active | elc_won-DEU_0074 | 0.011 |  |  |  | 0.33123 | 0.20417
ep_windon_wind_c_won-DEU_0074 | Aggregated Plant | windon | DEU | 2015 |  |  |  | active | elc_won-DEU_0074 | 0.033 |  |  |  | 0.33123 | 0.20417
ep_windon_wind_c_won-DEU_0074 | Aggregated Plant | windon | DEU | 2016 |  |  |  | active | elc_won-DEU_0074 | 0.044 |  |  |  | 0.33123 | 0.20417
ep_windon_wind_c_won-DEU_0074 | Aggregated Plant | windon | DEU | 2017 |  |  |  | active | elc_won-DEU_0074 | 0.076 |  |  |  | 0.33123 | 0.20417
ep_windon_wind_c_won-DEU_0074 | Aggregated Plant | windon | DEU | 2021 |  |  |  | active | elc_won-DEU_0074 | 0.017 |  |  |  | 0.33123 | 0.20417
ep_windon_wind_c_won-DEU_0074 | Aggregated Plant | windon | DEU | 2024 |  |  |  | active | elc_won-DEU_0074 | 0.039 |  |  |  | 0.33123 | 0.20417
ep_windon_wind_c_won-DEU_0075 | Aggregated Plant | windon | DEU | 2004 |  |  |  | active | elc_won-DEU_0075 | 0.01 |  |  |  | 0.33123 | 0.22666
ep_windon_wind_c_won-DEU_0075 | Aggregated Plant | windon | DEU | 2012 |  |  |  | active | elc_won-DEU_0075 | 0.053 |  |  |  | 0.33123 | 0.22666
ep_windon_wind_c_won-DEU_0075 | Aggregated Plant | windon | DEU | 2015 |  |  |  | active | elc_won-DEU_0075 | 0.047 |  |  |  | 0.33123 | 0.22666
ep_windon_wind_c_won-DEU_0075 | Aggregated Plant | windon | DEU | 2016 |  |  |  | active | elc_won-DEU_0075 | 0.041 |  |  |  | 0.33123 | 0.22666
ep_windon_wind_c_won-DEU_0075 | Aggregated Plant | windon | DEU | 2017 |  |  |  | active | elc_won-DEU_0075 | 0.078 |  |  |  | 0.33123 | 0.22666
ep_windon_wind_c_won-DEU_0075 | Aggregated Plant | windon | DEU | 2018 |  |  |  | active | elc_won-DEU_0075 | 0.029 |  |  |  | 0.33123 | 0.22666
ep_windon_wind_c_won-DEU_0075 | Aggregated Plant | windon | DEU | 2022 |  |  |  | active | elc_won-DEU_0075 | 0.013 |  |  |  | 0.33123 | 0.22666
ep_windon_wind_c_won-DEU_0076 | Aggregated Plant | windon | DEU | 2002 |  |  |  | active | elc_won-DEU_0076 | 0.011 |  |  |  | 0.33123 | 0.2233
ep_windon_wind_c_won-DEU_0076 | Aggregated Plant | windon | DEU | 2006 |  |  |  | active | elc_won-DEU_0076 | 0.056 |  |  |  | 0.33123 | 0.2233
ep_windon_wind_c_won-DEU_0076 | Aggregated Plant | windon | DEU | 2007 |  |  |  | active | elc_won-DEU_0076 | 0.018 |  |  |  | 0.33123 | 0.2233
ep_windon_wind_c_won-DEU_0076 | Aggregated Plant | windon | DEU | 2012 |  |  |  | active | elc_won-DEU_0076 | 0.027 |  |  |  | 0.33123 | 0.2233
ep_windon_wind_c_won-DEU_0076 | Aggregated Plant | windon | DEU | 2014 |  |  |  | active | elc_won-DEU_0076 | 0.015 |  |  |  | 0.33123 | 0.2233
ep_windon_wind_c_won-DEU_0076 | Aggregated Plant | windon | DEU | 2016 |  |  |  | active | elc_won-DEU_0076 | 0.012 |  |  |  | 0.33123 | 0.2233
ep_windon_wind_c_won-DEU_0077 | Aggregated Plant | windon | DEU | 2002 |  |  |  | active | elc_won-DEU_0077 | 0.011 |  |  |  | 0.33123 | 0.22963
ep_windon_wind_c_won-DEU_0077 | Aggregated Plant | windon | DEU | 2015 |  |  |  | active | elc_won-DEU_0077 | 0.07 |  |  |  | 0.33123 | 0.22963
ep_windon_wind_c_won-DEU_0077 | Aggregated Plant | windon | DEU | 2017 |  |  |  | active | elc_won-DEU_0077 | 0.01 |  |  |  | 0.33123 | 0.22963
ep_windon_wind_c_won-DEU_0077 | Aggregated Plant | windon | DEU | 2018 |  |  |  | active | elc_won-DEU_0077 | 0.043 |  |  |  | 0.33123 | 0.22963
ep_windon_wind_c_won-DEU_0077 | Aggregated Plant | windon | DEU | 2020 |  |  |  | active | elc_won-DEU_0077 | 0.031 |  |  |  | 0.33123 | 0.22963
ep_windon_wind_c_won-DEU_0077 | Aggregated Plant | windon | DEU | 2023 |  |  |  | active | elc_won-DEU_0077 | 0.014 |  |  |  | 0.33123 | 0.22963
ep_windon_wind_c_won-DEU_0078 | Aggregated Plant | windon | DEU | 2014 |  |  |  | active | elc_won-DEU_0078 | 0.015 |  |  |  | 0.33123 | 0.25016
ep_windon_wind_c_won-DEU_0078 | Aggregated Plant | windon | DEU | 2015 |  |  |  | active | elc_won-DEU_0078 | 0.03 |  |  |  | 0.33123 | 0.25016
ep_windon_wind_c_won-DEU_0078 | Aggregated Plant | windon | DEU | 2016 |  |  |  | active | elc_won-DEU_0078 | 0.017 |  |  |  | 0.33123 | 0.25016
ep_windon_wind_c_won-DEU_0078 | Aggregated Plant | windon | DEU | 2017 |  |  |  | active | elc_won-DEU_0078 | 0.04 |  |  |  | 0.33123 | 0.25016
ep_windon_wind_c_won-DEU_0078 | Aggregated Plant | windon | DEU | 2018 |  |  |  | active | elc_won-DEU_0078 | 0.047 |  |  |  | 0.33123 | 0.25016
ep_windon_wind_c_won-DEU_0078 | Aggregated Plant | windon | DEU | 2021 |  |  |  | active | elc_won-DEU_0078 | 0.038 |  |  |  | 0.33123 | 0.25016
ep_windon_wind_c_won-DEU_0078 | Aggregated Plant | windon | DEU | 2023 |  |  |  | active | elc_won-DEU_0078 | 0.069 |  |  |  | 0.33123 | 0.25016
ep_windon_wind_c_won-DEU_0078 | Aggregated Plant | windon | DEU | 2024 |  |  |  | active | elc_won-DEU_0078 | 0.02 |  |  |  | 0.33123 | 0.25016
ep_windon_wind_c_won-DEU_0079 | Aggregated Plant | windon | DEU | 2013 |  |  |  | active | elc_won-DEU_0079 | 0.015 |  |  |  | 0.33123 | 0.26071
ep_windon_wind_c_won-DEU_0079 | Aggregated Plant | windon | DEU | 2014 |  |  |  | active | elc_won-DEU_0079 | 0.012 |  |  |  | 0.33123 | 0.26071
ep_windon_wind_c_won-DEU_0079 | Aggregated Plant | windon | DEU | 2016 |  |  |  | active | elc_won-DEU_0079 | 0.095 |  |  |  | 0.33123 | 0.26071
ep_windon_wind_c_won-DEU_0079 | Aggregated Plant | windon | DEU | 2017 |  |  |  | active | elc_won-DEU_0079 | 0.039 |  |  |  | 0.33123 | 0.26071
ep_windon_wind_c_won-DEU_0079 | Aggregated Plant | windon | DEU | 2021 |  |  |  | active | elc_won-DEU_0079 | 0.021 |  |  |  | 0.33123 | 0.26071
ep_windon_wind_c_won-DEU_0080 | Aggregated Plant | windon | DEU | 2018 |  |  |  | active | elc_won-DEU_0080 | 0.015 |  |  |  | 0.33123 | 0.26017
ep_windon_wind_c_won-DEU_0080 | Aggregated Plant | windon | DEU | 2024 |  |  |  | active | elc_won-DEU_0080 | 0.05 |  |  |  | 0.33123 | 0.26017
ep_windon_wind_c_won-DEU_0081 | Aggregated Plant | windon | DEU | 2001 |  |  |  | active | elc_won-DEU_0081 | 0.016 |  |  |  | 0.33123 | 0.2914
ep_windon_wind_c_won-DEU_0081 | Aggregated Plant | windon | DEU | 2004 |  |  |  | active | elc_won-DEU_0081 | 0.013 |  |  |  | 0.33123 | 0.2914
ep_windon_wind_c_won-DEU_0081 | Aggregated Plant | windon | DEU | 2007 |  |  |  | active | elc_won-DEU_0081 | 0.01 |  |  |  | 0.33123 | 0.2914
ep_windon_wind_c_won-DEU_0081 | Aggregated Plant | windon | DEU | 2009 |  |  |  | active | elc_won-DEU_0081 | 0.01 |  |  |  | 0.33123 | 0.2914
ep_windon_wind_c_won-DEU_0081 | Aggregated Plant | windon | DEU | 2010 |  |  |  | active | elc_won-DEU_0081 | 0.006 |  |  |  | 0.33123 | 0.2914
ep_windon_wind_c_won-DEU_0081 | Aggregated Plant | windon | DEU | 2015 |  |  |  | active | elc_won-DEU_0081 | 0.05 |  |  |  | 0.33123 | 0.2914
ep_windon_wind_c_won-DEU_0081 | Aggregated Plant | windon | DEU | 2019 |  |  |  | active | elc_won-DEU_0081 | 0.011 |  |  |  | 0.33123 | 0.2914
ep_windon_wind_c_won-DEU_0081 | Aggregated Plant | windon | DEU | 2022 |  |  |  | active | elc_won-DEU_0081 | 0.011 |  |  |  | 0.33123 | 0.2914
ep_windon_wind_c_won-DEU_0081 | Aggregated Plant | windon | DEU | 2023 |  |  |  | active | elc_won-DEU_0081 | 0.018 |  |  |  | 0.33123 | 0.2914
ep_windon_wind_c_won-DEU_0082 | Aggregated Plant | windon | DEU | 1998 |  |  |  | active | elc_won-DEU_0082 | 0.012 |  |  |  | 0.33123 | 0.31474
ep_windon_wind_c_won-DEU_0082 | Aggregated Plant | windon | DEU | 2000 |  |  |  | active | elc_won-DEU_0082 | 0.013 |  |  |  | 0.33123 | 0.31474
ep_windon_wind_c_won-DEU_0082 | Aggregated Plant | windon | DEU | 2005 |  |  |  | active | elc_won-DEU_0082 | 0.02 |  |  |  | 0.33123 | 0.31474
ep_windon_wind_c_won-DEU_0082 | Aggregated Plant | windon | DEU | 2009 |  |  |  | active | elc_won-DEU_0082 | 0.058 |  |  |  | 0.33123 | 0.31474
ep_windon_wind_c_won-DEU_0082 | Aggregated Plant | windon | DEU | 2012 |  |  |  | active | elc_won-DEU_0082 | 0.016 |  |  |  | 0.33123 | 0.31474
ep_windon_wind_c_won-DEU_0082 | Aggregated Plant | windon | DEU | 2013 |  |  |  | active | elc_won-DEU_0082 | 0.015 |  |  |  | 0.33123 | 0.31474
ep_windon_wind_c_won-DEU_0082 | Aggregated Plant | windon | DEU | 2015 |  |  |  | active | elc_won-DEU_0082 | 0.035 |  |  |  | 0.33123 | 0.31474
ep_windon_wind_c_won-DEU_0082 | Aggregated Plant | windon | DEU | 2016 |  |  |  | active | elc_won-DEU_0082 | 0.013 |  |  |  | 0.33123 | 0.31474
ep_windon_wind_c_won-DEU_0082 | Aggregated Plant | windon | DEU | 2017 |  |  |  | active | elc_won-DEU_0082 | 0.013 |  |  |  | 0.33123 | 0.31474
ep_windon_wind_c_won-DEU_0083 | Aggregated Plant | windon | DEU | 2001 |  |  |  | active | elc_won-DEU_0083 | 0.02 |  |  |  | 0.33123 | 0.33385
ep_windon_wind_c_won-DEU_0083 | Aggregated Plant | windon | DEU | 2003 |  |  |  | active | elc_won-DEU_0083 | 0.017 |  |  |  | 0.33123 | 0.33385
ep_windon_wind_c_won-DEU_0083 | Aggregated Plant | windon | DEU | 2004 |  |  |  | active | elc_won-DEU_0083 | 0.022 |  |  |  | 0.33123 | 0.33385
ep_windon_wind_c_won-DEU_0083 | Aggregated Plant | windon | DEU | 2005 |  |  |  | active | elc_won-DEU_0083 | 0.024 |  |  |  | 0.33123 | 0.33385
ep_windon_wind_c_won-DEU_0083 | Aggregated Plant | windon | DEU | 2006 |  |  |  | active | elc_won-DEU_0083 | 0.012 |  |  |  | 0.33123 | 0.33385
ep_windon_wind_c_won-DEU_0083 | Aggregated Plant | windon | DEU | 2009 |  |  |  | active | elc_won-DEU_0083 | 0.032 |  |  |  | 0.33123 | 0.33385
ep_windon_wind_c_won-DEU_0083 | Aggregated Plant | windon | DEU | 2011 |  |  |  | active | elc_won-DEU_0083 | 0.018 |  |  |  | 0.33123 | 0.33385
ep_windon_wind_c_won-DEU_0083 | Aggregated Plant | windon | DEU | 2012 |  |  |  | active | elc_won-DEU_0083 | 0.04 |  |  |  | 0.33123 | 0.33385
ep_windon_wind_c_won-DEU_0083 | Aggregated Plant | windon | DEU | 2014 |  |  |  | active | elc_won-DEU_0083 | 0.026 |  |  |  | 0.33123 | 0.33385
ep_windon_wind_c_won-DEU_0083 | Aggregated Plant | windon | DEU | 2015 |  |  |  | active | elc_won-DEU_0083 | 0.043 |  |  |  | 0.33123 | 0.33385
ep_windon_wind_c_won-DEU_0083 | Aggregated Plant | windon | DEU | 2017 |  |  |  | active | elc_won-DEU_0083 | 0.012 |  |  |  | 0.33123 | 0.33385
ep_windon_wind_c_won-DEU_0083 | Aggregated Plant | windon | DEU | 2022 |  |  |  | active | elc_won-DEU_0083 | 0.048 |  |  |  | 0.33123 | 0.33385
ep_windon_wind_c_won-DEU_0083 | Aggregated Plant | windon | DEU | 2023 |  |  |  | active | elc_won-DEU_0083 | 0.04 |  |  |  | 0.33123 | 0.33385
ep_windon_wind_c_won-DEU_0084 | Aggregated Plant | windon | DEU | 2001 |  |  |  | active | elc_won-DEU_0084 | 0.035 |  |  |  | 0.33123 | 0.34366
ep_windon_wind_c_won-DEU_0084 | Aggregated Plant | windon | DEU | 2004 |  |  |  | active | elc_won-DEU_0084 | 0.022 |  |  |  | 0.33123 | 0.34366
ep_windon_wind_c_won-DEU_0084 | Aggregated Plant | windon | DEU | 2012 |  |  |  | active | elc_won-DEU_0084 | 0.057 |  |  |  | 0.33123 | 0.34366
ep_windon_wind_c_won-DEU_0084 | Aggregated Plant | windon | DEU | 2015 |  |  |  | active | elc_won-DEU_0084 | 0.012 |  |  |  | 0.33123 | 0.34366
ep_windon_wind_c_won-DEU_0084 | Aggregated Plant | windon | DEU | 2017 |  |  |  | active | elc_won-DEU_0084 | 0.052 |  |  |  | 0.33123 | 0.34366
ep_windon_wind_c_won-DEU_0084 | Aggregated Plant | windon | DEU | 2023 |  |  |  | active | elc_won-DEU_0084 | 0.041 |  |  |  | 0.33123 | 0.34366
ep_windon_wind_c_won-DEU_0084 | Aggregated Plant | windon | DEU | 2024 |  |  |  | active | elc_won-DEU_0084 | 0.011 |  |  |  | 0.33123 | 0.34366
ep_windon_wind_c_won-DEU_0085 | Aggregated Plant | windon | DEU | 1999 |  |  |  | active | elc_won-DEU_0085 | 0.027 |  |  |  | 0.33123 | 0.36077
ep_windon_wind_c_won-DEU_0085 | Aggregated Plant | windon | DEU | 2001 |  |  |  | active | elc_won-DEU_0085 | 0.025 |  |  |  | 0.33123 | 0.36077
ep_windon_wind_c_won-DEU_0085 | Aggregated Plant | windon | DEU | 2003 |  |  |  | active | elc_won-DEU_0085 | 0.016 |  |  |  | 0.33123 | 0.36077
ep_windon_wind_c_won-DEU_0085 | Aggregated Plant | windon | DEU | 2005 |  |  |  | active | elc_won-DEU_0085 | 0.016 |  |  |  | 0.33123 | 0.36077
ep_windon_wind_c_won-DEU_0085 | Aggregated Plant | windon | DEU | 2010 |  |  |  | active | elc_won-DEU_0085 | 0.018 |  |  |  | 0.33123 | 0.36077
ep_windon_wind_c_won-DEU_0085 | Aggregated Plant | windon | DEU | 2011 |  |  |  | active | elc_won-DEU_0085 | 0.01 |  |  |  | 0.33123 | 0.36077
ep_windon_wind_c_won-DEU_0085 | Aggregated Plant | windon | DEU | 2013 |  |  |  | active | elc_won-DEU_0085 | 0.028 |  |  |  | 0.33123 | 0.36077
ep_windon_wind_c_won-DEU_0085 | Aggregated Plant | windon | DEU | 2015 |  |  |  | active | elc_won-DEU_0085 | 0.023 |  |  |  | 0.33123 | 0.36077
ep_windon_wind_c_won-DEU_0085 | Aggregated Plant | windon | DEU | 2016 |  |  |  | active | elc_won-DEU_0085 | 0.069 |  |  |  | 0.33123 | 0.36077
ep_windon_wind_c_won-DEU_0085 | Aggregated Plant | windon | DEU | 2017 |  |  |  | active | elc_won-DEU_0085 | 0.032 |  |  |  | 0.33123 | 0.36077
ep_windon_wind_c_won-DEU_0085 | Aggregated Plant | windon | DEU | 2018 |  |  |  | active | elc_won-DEU_0085 | 0.017 |  |  |  | 0.33123 | 0.36077
ep_windon_wind_c_won-DEU_0085 | Aggregated Plant | windon | DEU | 2022 |  |  |  | active | elc_won-DEU_0085 | 0.027 |  |  |  | 0.33123 | 0.36077
ep_windon_wind_c_won-DEU_0085 | Aggregated Plant | windon | DEU | 2023 |  |  |  | active | elc_won-DEU_0085 | 0.108 |  |  |  | 0.33123 | 0.36077
ep_windon_wind_c_won-DEU_0085 | Aggregated Plant | windon | DEU | 2024 |  |  |  | active | elc_won-DEU_0085 | 0.047 |  |  |  | 0.33123 | 0.36077
ep_windon_wind_c_won-DEU_0086 | Aggregated Plant | windon | DEU | 2001 |  |  |  | active | elc_won-DEU_0086 | 0.037 |  |  |  | 0.33123 | 0.41233
ep_windon_wind_c_won-DEU_0086 | Aggregated Plant | windon | DEU | 2004 |  |  |  | active | elc_won-DEU_0086 | 0.012 |  |  |  | 0.33123 | 0.41233
ep_windon_wind_c_won-DEU_0086 | Aggregated Plant | windon | DEU | 2013 |  |  |  | active | elc_won-DEU_0086 | 0.019 |  |  |  | 0.33123 | 0.41233
ep_windon_wind_c_won-DEU_0086 | Aggregated Plant | windon | DEU | 2014 |  |  |  | active | elc_won-DEU_0086 | 0.026 |  |  |  | 0.33123 | 0.41233
ep_windon_wind_c_won-DEU_0086 | Aggregated Plant | windon | DEU | 2015 |  |  |  | active | elc_won-DEU_0086 | 0.062 |  |  |  | 0.33123 | 0.41233
ep_windon_wind_c_won-DEU_0086 | Aggregated Plant | windon | DEU | 2016 |  |  |  | active | elc_won-DEU_0086 | 0.057 |  |  |  | 0.33123 | 0.41233
ep_windon_wind_c_won-DEU_0086 | Aggregated Plant | windon | DEU | 2017 |  |  |  | active | elc_won-DEU_0086 | 0.015 |  |  |  | 0.33123 | 0.41233
ep_windon_wind_c_won-DEU_0086 | Aggregated Plant | windon | DEU | 2021 |  |  |  | active | elc_won-DEU_0086 | 0.017 |  |  |  | 0.33123 | 0.41233
ep_windon_wind_c_won-DEU_0086 | Aggregated Plant | windon | DEU | 2022 |  |  |  | active | elc_won-DEU_0086 | 0.046 |  |  |  | 0.33123 | 0.41233
ep_windon_wind_c_won-DEU_0087 | Aggregated Plant | windon | DEU | 2015 |  |  |  | active | elc_won-DEU_0087 | 0.01 |  |  |  | 0.33123 | 0.45349
ep_windon_wind_c_won-DEU_0087 | Aggregated Plant | windon | DEU | 2017 |  |  |  | active | elc_won-DEU_0087 | 0.036 |  |  |  | 0.33123 | 0.45349
ep_windon_wind_c_won-DEU_0087 | Aggregated Plant | windon | DEU | 2021 |  |  |  | active | elc_won-DEU_0087 | 0.011 |  |  |  | 0.33123 | 0.45349
ep_windon_wind_c_won-DEU_0087 | Aggregated Plant | windon | DEU | 2022 |  |  |  | active | elc_won-DEU_0087 | 0.035 |  |  |  | 0.33123 | 0.45349
ep_windon_wind_c_won-DEU_0087 | Aggregated Plant | windon | DEU | 2023 |  |  |  | active | elc_won-DEU_0087 | 0.018 |  |  |  | 0.33123 | 0.45349
ep_windon_wind_c_won-DEU_0089 | Aggregated Plant | windon | DEU | 2016 |  |  |  | active | elc_won-DEU_0089 | 0.012 |  |  |  | 0.33123 | 0.19543
ep_windon_wind_c_won-DEU_0090 | Aggregated Plant | windon | DEU | 2013 |  |  |  | active | elc_won-DEU_0090 | 0.019 |  |  |  | 0.33123 | 0.18446
ep_windon_wind_c_won-DEU_0090 | Aggregated Plant | windon | DEU | 2016 |  |  |  | active | elc_won-DEU_0090 | 0.019 |  |  |  | 0.33123 | 0.18446
ep_windon_wind_c_won-DEU_0091 | Aggregated Plant | windon | DEU | 2007 |  |  |  | active | elc_won-DEU_0091 | 0.014 |  |  |  | 0.33123 | 0.21287
ep_windon_wind_c_won-DEU_0091 | Aggregated Plant | windon | DEU | 2012 |  |  |  | active | elc_won-DEU_0091 | 0.018 |  |  |  | 0.33123 | 0.21287
ep_windon_wind_c_won-DEU_0091 | Aggregated Plant | windon | DEU | 2015 |  |  |  | active | elc_won-DEU_0091 | 0.013 |  |  |  | 0.33123 | 0.21287
ep_windon_wind_c_won-DEU_0091 | Aggregated Plant | windon | DEU | 2016 |  |  |  | active | elc_won-DEU_0091 | 0.095 |  |  |  | 0.33123 | 0.21287
ep_windon_wind_c_won-DEU_0091 | Aggregated Plant | windon | DEU | 2017 |  |  |  | active | elc_won-DEU_0091 | 0.042 |  |  |  | 0.33123 | 0.21287
ep_windon_wind_c_won-DEU_0091 | Aggregated Plant | windon | DEU | 2021 |  |  |  | active | elc_won-DEU_0091 | 0.038 |  |  |  | 0.33123 | 0.21287
ep_windon_wind_c_won-DEU_0092 | Aggregated Plant | windon | DEU | 2011 |  |  |  | active | elc_won-DEU_0092 | 0.014 |  |  |  | 0.33123 | 0.22526
ep_windon_wind_c_won-DEU_0092 | Aggregated Plant | windon | DEU | 2014 |  |  |  | active | elc_won-DEU_0092 | 0.039 |  |  |  | 0.33123 | 0.22526
ep_windon_wind_c_won-DEU_0092 | Aggregated Plant | windon | DEU | 2015 |  |  |  | active | elc_won-DEU_0092 | 0.01 |  |  |  | 0.33123 | 0.22526
ep_windon_wind_c_won-DEU_0092 | Aggregated Plant | windon | DEU | 2016 |  |  |  | active | elc_won-DEU_0092 | 0.01 |  |  |  | 0.33123 | 0.22526
ep_windon_wind_c_won-DEU_0092 | Aggregated Plant | windon | DEU | 2017 |  |  |  | active | elc_won-DEU_0092 | 0.01 |  |  |  | 0.33123 | 0.22526
ep_windon_wind_c_won-DEU_0092 | Aggregated Plant | windon | DEU | 2018 |  |  |  | active | elc_won-DEU_0092 | 0.015 |  |  |  | 0.33123 | 0.22526
ep_windon_wind_c_won-DEU_0093 | Aggregated Plant | windon | DEU | 2012 |  |  |  | active | elc_won-DEU_0093 | 0.012 |  |  |  | 0.33123 | 0.21593
ep_windon_wind_c_won-DEU_0093 | Aggregated Plant | windon | DEU | 2013 |  |  |  | active | elc_won-DEU_0093 | 0.012 |  |  |  | 0.33123 | 0.21593
ep_windon_wind_c_won-DEU_0093 | Aggregated Plant | windon | DEU | 2014 |  |  |  | active | elc_won-DEU_0093 | 0.01 |  |  |  | 0.33123 | 0.21593
ep_windon_wind_c_won-DEU_0093 | Aggregated Plant | windon | DEU | 2015 |  |  |  | active | elc_won-DEU_0093 | 0.012 |  |  |  | 0.33123 | 0.21593
ep_windon_wind_c_won-DEU_0093 | Aggregated Plant | windon | DEU | 2022 |  |  |  | active | elc_won-DEU_0093 | 0.012 |  |  |  | 0.33123 | 0.21593
ep_windon_wind_c_won-DEU_0094 | Aggregated Plant | windon | DEU | 2012 |  |  |  | active | elc_won-DEU_0094 | 0.012 |  |  |  | 0.33123 | 0.21709
ep_windon_wind_c_won-DEU_0094 | Aggregated Plant | windon | DEU | 2014 |  |  |  | active | elc_won-DEU_0094 | 0.037 |  |  |  | 0.33123 | 0.21709
ep_windon_wind_c_won-DEU_0094 | Aggregated Plant | windon | DEU | 2015 |  |  |  | active | elc_won-DEU_0094 | 0.024 |  |  |  | 0.33123 | 0.21709
ep_windon_wind_c_won-DEU_0094 | Aggregated Plant | windon | DEU | 2016 |  |  |  | active | elc_won-DEU_0094 | 0.013 |  |  |  | 0.33123 | 0.21709
ep_windon_wind_c_won-DEU_0094 | Aggregated Plant | windon | DEU | 2017 |  |  |  | active | elc_won-DEU_0094 | 0.034 |  |  |  | 0.33123 | 0.21709
ep_windon_wind_c_won-DEU_0094 | Aggregated Plant | windon | DEU | 2019 |  |  |  | active | elc_won-DEU_0094 | 0.014 |  |  |  | 0.33123 | 0.21709
ep_windon_wind_c_won-DEU_0094 | Aggregated Plant | windon | DEU | 2022 |  |  |  | active | elc_won-DEU_0094 | 0.012 |  |  |  | 0.33123 | 0.21709
ep_windon_wind_c_won-DEU_0094 | Aggregated Plant | windon | DEU | 2023 |  |  |  | active | elc_won-DEU_0094 | 0.012 |  |  |  | 0.33123 | 0.21709
ep_windon_wind_c_won-DEU_0095 | Aggregated Plant | windon | DEU | 2005 |  |  |  | active | elc_won-DEU_0095 | 0.022 |  |  |  | 0.33123 | 0.24454
ep_windon_wind_c_won-DEU_0095 | Aggregated Plant | windon | DEU | 2019 |  |  |  | active | elc_won-DEU_0095 | 0.012 |  |  |  | 0.33123 | 0.24454
ep_windon_wind_c_won-DEU_0096 | Aggregated Plant | windon | DEU | 2000 |  |  |  | active | elc_won-DEU_0096 | 0.01 |  |  |  | 0.33123 | 0.27184
ep_windon_wind_c_won-DEU_0096 | Aggregated Plant | windon | DEU | 2001 |  |  |  | active | elc_won-DEU_0096 | 0.029 |  |  |  | 0.33123 | 0.27184
ep_windon_wind_c_won-DEU_0096 | Aggregated Plant | windon | DEU | 2002 |  |  |  | active | elc_won-DEU_0096 | 0.024 |  |  |  | 0.33123 | 0.27184
ep_windon_wind_c_won-DEU_0096 | Aggregated Plant | windon | DEU | 2003 |  |  |  | active | elc_won-DEU_0096 | 0.041 |  |  |  | 0.33123 | 0.27184
ep_windon_wind_c_won-DEU_0096 | Aggregated Plant | windon | DEU | 2006 |  |  |  | active | elc_won-DEU_0096 | 0.064 |  |  |  | 0.33123 | 0.27184
ep_windon_wind_c_won-DEU_0096 | Aggregated Plant | windon | DEU | 2011 |  |  |  | active | elc_won-DEU_0096 | 0.014 |  |  |  | 0.33123 | 0.27184
ep_windon_wind_c_won-DEU_0096 | Aggregated Plant | windon | DEU | 2012 |  |  |  | active | elc_won-DEU_0096 | 0.01 |  |  |  | 0.33123 | 0.27184
ep_windon_wind_c_won-DEU_0096 | Aggregated Plant | windon | DEU | 2014 |  |  |  | active | elc_won-DEU_0096 | 0.043 |  |  |  | 0.33123 | 0.27184
ep_windon_wind_c_won-DEU_0096 | Aggregated Plant | windon | DEU | 2015 |  |  |  | active | elc_won-DEU_0096 | 0.11 |  |  |  | 0.33123 | 0.27184
ep_windon_wind_c_won-DEU_0096 | Aggregated Plant | windon | DEU | 2016 |  |  |  | active | elc_won-DEU_0096 | 0.012 |  |  |  | 0.33123 | 0.27184
ep_windon_wind_c_won-DEU_0096 | Aggregated Plant | windon | DEU | 2018 |  |  |  | active | elc_won-DEU_0096 | 0.021 |  |  |  | 0.33123 | 0.27184
ep_windon_wind_c_won-DEU_0096 | Aggregated Plant | windon | DEU | 2021 |  |  |  | active | elc_won-DEU_0096 | 0.011 |  |  |  | 0.33123 | 0.27184
ep_windon_wind_c_won-DEU_0096 | Aggregated Plant | windon | DEU | 2022 |  |  |  | active | elc_won-DEU_0096 | 0.015 |  |  |  | 0.33123 | 0.27184
ep_windon_wind_c_won-DEU_0096 | Aggregated Plant | windon | DEU | 2023 |  |  |  | active | elc_won-DEU_0096 | 0.012 |  |  |  | 0.33123 | 0.27184
ep_windon_wind_c_won-DEU_0097 | Aggregated Plant | windon | DEU | 2003 |  |  |  | active | elc_won-DEU_0097 | 0.016 |  |  |  | 0.33123 | 0.27358
ep_windon_wind_c_won-DEU_0097 | Aggregated Plant | windon | DEU | 2016 |  |  |  | active | elc_won-DEU_0097 | 0.036 |  |  |  | 0.33123 | 0.27358
ep_windon_wind_c_won-DEU_0097 | Aggregated Plant | windon | DEU | 2017 |  |  |  | active | elc_won-DEU_0097 | 0.025 |  |  |  | 0.33123 | 0.27358
ep_windon_wind_c_won-DEU_0097 | Aggregated Plant | windon | DEU | 2018 |  |  |  | active | elc_won-DEU_0097 | 0.043 |  |  |  | 0.33123 | 0.27358
ep_windon_wind_c_won-DEU_0097 | Aggregated Plant | windon | DEU | 2019 |  |  |  | active | elc_won-DEU_0097 | 0.029 |  |  |  | 0.33123 | 0.27358
ep_windon_wind_c_won-DEU_0098 | Aggregated Plant | windon | DEU | 2000 |  |  |  | active | elc_won-DEU_0098 | 0.017 |  |  |  | 0.33123 | 0.29345
ep_windon_wind_c_won-DEU_0098 | Aggregated Plant | windon | DEU | 2006 |  |  |  | active | elc_won-DEU_0098 | 0.045 |  |  |  | 0.33123 | 0.29345
ep_windon_wind_c_won-DEU_0098 | Aggregated Plant | windon | DEU | 2010 |  |  |  | active | elc_won-DEU_0098 | 0.01 |  |  |  | 0.33123 | 0.29345
ep_windon_wind_c_won-DEU_0098 | Aggregated Plant | windon | DEU | 2015 |  |  |  | active | elc_won-DEU_0098 | 0.08 |  |  |  | 0.33123 | 0.29345
ep_windon_wind_c_won-DEU_0098 | Aggregated Plant | windon | DEU | 2020 |  |  |  | active | elc_won-DEU_0098 | 0.042 |  |  |  | 0.33123 | 0.29345
ep_windon_wind_c_won-DEU_0098 | Aggregated Plant | windon | DEU | 2022 |  |  |  | active | elc_won-DEU_0098 | 0.039 |  |  |  | 0.33123 | 0.29345
ep_windon_wind_c_won-DEU_0098 | Aggregated Plant | windon | DEU | 2023 |  |  |  | active | elc_won-DEU_0098 | 0.06 |  |  |  | 0.33123 | 0.29345
ep_windon_wind_c_won-DEU_0098 | Aggregated Plant | windon | DEU | 2024 |  |  |  | active | elc_won-DEU_0098 | 0.096 |  |  |  | 0.33123 | 0.29345
ep_windon_wind_c_won-DEU_0099 | Aggregated Plant | windon | DEU | 2000 |  |  |  | active | elc_won-DEU_0099 | 0.022 |  |  |  | 0.33123 | 0.31104
ep_windon_wind_c_won-DEU_0099 | Aggregated Plant | windon | DEU | 2001 |  |  |  | active | elc_won-DEU_0099 | 0.012 |  |  |  | 0.33123 | 0.31104
ep_windon_wind_c_won-DEU_0099 | Aggregated Plant | windon | DEU | 2008 |  |  |  | active | elc_won-DEU_0099 | 0.016 |  |  |  | 0.33123 | 0.31104
ep_windon_wind_c_won-DEU_0099 | Aggregated Plant | windon | DEU | 2009 |  |  |  | active | elc_won-DEU_0099 | 0.03 |  |  |  | 0.33123 | 0.31104
ep_windon_wind_c_won-DEU_0099 | Aggregated Plant | windon | DEU | 2010 |  |  |  | active | elc_won-DEU_0099 | 0.012 |  |  |  | 0.33123 | 0.31104
ep_windon_wind_c_won-DEU_0099 | Aggregated Plant | windon | DEU | 2017 |  |  |  | active | elc_won-DEU_0099 | 0.035 |  |  |  | 0.33123 | 0.31104
ep_windon_wind_c_won-DEU_0099 | Aggregated Plant | windon | DEU | 2021 |  |  |  | active | elc_won-DEU_0099 | 0.051 |  |  |  | 0.33123 | 0.31104
ep_windon_wind_c_won-DEU_0099 | Aggregated Plant | windon | DEU | 2022 |  |  |  | active | elc_won-DEU_0099 | 0.068 |  |  |  | 0.33123 | 0.31104
ep_windon_wind_c_won-DEU_0100 | Aggregated Plant | windon | DEU | 2002 |  |  |  | active | elc_won-DEU_0100 | 0.037 |  |  |  | 0.33123 | 0.33441
ep_windon_wind_c_won-DEU_0100 | Aggregated Plant | windon | DEU | 2003 |  |  |  | active | elc_won-DEU_0100 | 0.064 |  |  |  | 0.33123 | 0.33441
ep_windon_wind_c_won-DEU_0100 | Aggregated Plant | windon | DEU | 2006 |  |  |  | active | elc_won-DEU_0100 | 0.063 |  |  |  | 0.33123 | 0.33441
ep_windon_wind_c_won-DEU_0100 | Aggregated Plant | windon | DEU | 2009 |  |  |  | active | elc_won-DEU_0100 | 0.01 |  |  |  | 0.33123 | 0.33441
ep_windon_wind_c_won-DEU_0100 | Aggregated Plant | windon | DEU | 2014 |  |  |  | active | elc_won-DEU_0100 | 0.014 |  |  |  | 0.33123 | 0.33441
ep_windon_wind_c_won-DEU_0100 | Aggregated Plant | windon | DEU | 2015 |  |  |  | active | elc_won-DEU_0100 | 0.011 |  |  |  | 0.33123 | 0.33441
ep_windon_wind_c_won-DEU_0100 | Aggregated Plant | windon | DEU | 2017 |  |  |  | active | elc_won-DEU_0100 | 0.031 |  |  |  | 0.33123 | 0.33441
ep_windon_wind_c_won-DEU_0100 | Aggregated Plant | windon | DEU | 2018 |  |  |  | active | elc_won-DEU_0100 | 0.022 |  |  |  | 0.33123 | 0.33441
ep_windon_wind_c_won-DEU_0100 | Aggregated Plant | windon | DEU | 2021 |  |  |  | active | elc_won-DEU_0100 | 0.074 |  |  |  | 0.33123 | 0.33441
ep_windon_wind_c_won-DEU_0100 | Aggregated Plant | windon | DEU | 2023 |  |  |  | active | elc_won-DEU_0100 | 0.038 |  |  |  | 0.33123 | 0.33441
ep_windon_wind_c_won-DEU_0100 | Aggregated Plant | windon | DEU | 2024 |  |  |  | active | elc_won-DEU_0100 | 0.0745 |  |  |  | 0.33123 | 0.33441
ep_windon_wind_c_won-DEU_0101 | Aggregated Plant | windon | DEU | 2002 |  |  |  | active | elc_won-DEU_0101 | 0.014 |  |  |  | 0.33123 | 0.34216
ep_windon_wind_c_won-DEU_0101 | Aggregated Plant | windon | DEU | 2003 |  |  |  | active | elc_won-DEU_0101 | 0.018 |  |  |  | 0.33123 | 0.34216
ep_windon_wind_c_won-DEU_0101 | Aggregated Plant | windon | DEU | 2014 |  |  |  | active | elc_won-DEU_0101 | 0.012 |  |  |  | 0.33123 | 0.34216
ep_windon_wind_c_won-DEU_0101 | Aggregated Plant | windon | DEU | 2017 |  |  |  | active | elc_won-DEU_0101 | 0.085 |  |  |  | 0.33123 | 0.34216
ep_windon_wind_c_won-DEU_0101 | Aggregated Plant | windon | DEU | 2018 |  |  |  | active | elc_won-DEU_0101 | 0.035 |  |  |  | 0.33123 | 0.34216
ep_windon_wind_c_won-DEU_0101 | Aggregated Plant | windon | DEU | 2023 |  |  |  | active | elc_won-DEU_0101 | 0.038 |  |  |  | 0.33123 | 0.34216
ep_windon_wind_c_won-DEU_0102 | Aggregated Plant | windon | DEU | 2000 |  |  |  | active | elc_won-DEU_0102 | 0.012 |  |  |  | 0.33123 | 0.38202
ep_windon_wind_c_won-DEU_0102 | Aggregated Plant | windon | DEU | 2002 |  |  |  | active | elc_won-DEU_0102 | 0.01 |  |  |  | 0.33123 | 0.38202
ep_windon_wind_c_won-DEU_0102 | Aggregated Plant | windon | DEU | 2004 |  |  |  | active | elc_won-DEU_0102 | 0.011 |  |  |  | 0.33123 | 0.38202
ep_windon_wind_c_won-DEU_0102 | Aggregated Plant | windon | DEU | 2014 |  |  |  | active | elc_won-DEU_0102 | 0.03 |  |  |  | 0.33123 | 0.38202
ep_windon_wind_c_won-DEU_0102 | Aggregated Plant | windon | DEU | 2015 |  |  |  | active | elc_won-DEU_0102 | 0.102 |  |  |  | 0.33123 | 0.38202
ep_windon_wind_c_won-DEU_0102 | Aggregated Plant | windon | DEU | 2016 |  |  |  | active | elc_won-DEU_0102 | 0.063 |  |  |  | 0.33123 | 0.38202
ep_windon_wind_c_won-DEU_0102 | Aggregated Plant | windon | DEU | 2017 |  |  |  | active | elc_won-DEU_0102 | 0.02 |  |  |  | 0.33123 | 0.38202
ep_windon_wind_c_won-DEU_0102 | Aggregated Plant | windon | DEU | 2018 |  |  |  | active | elc_won-DEU_0102 | 0.031 |  |  |  | 0.33123 | 0.38202
ep_windon_wind_c_won-DEU_0102 | Aggregated Plant | windon | DEU | 2019 |  |  |  | active | elc_won-DEU_0102 | 0.002 |  |  |  | 0.33123 | 0.38202
ep_windon_wind_c_won-DEU_0102 | Aggregated Plant | windon | DEU | 2023 |  |  |  | active | elc_won-DEU_0102 | 0.017 |  |  |  | 0.33123 | 0.38202
ep_windon_wind_c_won-DEU_0102 | Aggregated Plant | windon | DEU | 2024 |  |  |  | active | elc_won-DEU_0102 | 0.066 |  |  |  | 0.33123 | 0.38202
ep_windon_wind_c_won-DEU_0103 | Aggregated Plant | windon | DEU | 2001 |  |  |  | active | elc_won-DEU_0103 | 0.014 |  |  |  | 0.33123 | 0.47396
ep_windon_wind_c_won-DEU_0105 | Aggregated Plant | windon | DEU | 2015 |  |  |  | active | elc_won-DEU_0105 | 0.024 |  |  |  | 0.33123 | 0.14866
ep_windon_wind_c_won-DEU_0105 | Aggregated Plant | windon | DEU | 2024 |  |  |  | active | elc_won-DEU_0105 | 0.017 |  |  |  | 0.33123 | 0.14866
ep_windon_wind_c_won-DEU_0106 | Aggregated Plant | windon | DEU | 2014 |  |  |  | active | elc_won-DEU_0106 | 0.024 |  |  |  | 0.33123 | 0.18204
ep_windon_wind_c_won-DEU_0106 | Aggregated Plant | windon | DEU | 2016 |  |  |  | active | elc_won-DEU_0106 | 0.014 |  |  |  | 0.33123 | 0.18204
ep_windon_wind_c_won-DEU_0107 | Aggregated Plant | windon | DEU | 2015 |  |  |  | active | elc_won-DEU_0107 | 0.034 |  |  |  | 0.33123 | 0.19308
ep_windon_wind_c_won-DEU_0107 | Aggregated Plant | windon | DEU | 2017 |  |  |  | active | elc_won-DEU_0107 | 0.053 |  |  |  | 0.33123 | 0.19308
ep_windon_wind_c_won-DEU_0108 | Aggregated Plant | windon | DEU | 2013 |  |  |  | active | elc_won-DEU_0108 | 0.012 |  |  |  | 0.33123 | 0.20696
ep_windon_wind_c_won-DEU_0108 | Aggregated Plant | windon | DEU | 2015 |  |  |  | active | elc_won-DEU_0108 | 0.012 |  |  |  | 0.33123 | 0.20696
ep_windon_wind_c_won-DEU_0109 | Aggregated Plant | windon | DEU | 2015 |  |  |  | active | elc_won-DEU_0109 | 0.024 |  |  |  | 0.33123 | 0.21071
ep_windon_wind_c_won-DEU_0109 | Aggregated Plant | windon | DEU | 2017 |  |  |  | active | elc_won-DEU_0109 | 0.029 |  |  |  | 0.33123 | 0.21071
ep_windon_wind_c_won-DEU_0110 | Aggregated Plant | windon | DEU | 2014 |  |  |  | active | elc_won-DEU_0110 | 0.028 |  |  |  | 0.33123 | 0.23431
ep_windon_wind_c_won-DEU_0110 | Aggregated Plant | windon | DEU | 2016 |  |  |  | active | elc_won-DEU_0110 | 0.027 |  |  |  | 0.33123 | 0.23431
ep_windon_wind_c_won-DEU_0110 | Aggregated Plant | windon | DEU | 2017 |  |  |  | active | elc_won-DEU_0110 | 0.017 |  |  |  | 0.33123 | 0.23431
ep_windon_wind_c_won-DEU_0110 | Aggregated Plant | windon | DEU | 2021 |  |  |  | active | elc_won-DEU_0110 | 0.012 |  |  |  | 0.33123 | 0.23431
ep_windon_wind_c_won-DEU_0111 | Aggregated Plant | windon | DEU | 2006 |  |  |  | active | elc_won-DEU_0111 | 0.022 |  |  |  | 0.33123 | 0.25625
ep_windon_wind_c_won-DEU_0112 | Aggregated Plant | windon | DEU | 2000 |  |  |  | active | elc_won-DEU_0112 | 0.012 |  |  |  | 0.33123 | 0.26354
ep_windon_wind_c_won-DEU_0112 | Aggregated Plant | windon | DEU | 2002 |  |  |  | active | elc_won-DEU_0112 | 0.024 |  |  |  | 0.33123 | 0.26354
ep_windon_wind_c_won-DEU_0112 | Aggregated Plant | windon | DEU | 2004 |  |  |  | active | elc_won-DEU_0112 | 0.034 |  |  |  | 0.33123 | 0.26354
ep_windon_wind_c_won-DEU_0112 | Aggregated Plant | windon | DEU | 2005 |  |  |  | active | elc_won-DEU_0112 | 0.012 |  |  |  | 0.33123 | 0.26354
ep_windon_wind_c_won-DEU_0112 | Aggregated Plant | windon | DEU | 2006 |  |  |  | active | elc_won-DEU_0112 | 0.159 |  |  |  | 0.33123 | 0.26354
ep_windon_wind_c_won-DEU_0112 | Aggregated Plant | windon | DEU | 2007 |  |  |  | active | elc_won-DEU_0112 | 0.016 |  |  |  | 0.33123 | 0.26354
ep_windon_wind_c_won-DEU_0112 | Aggregated Plant | windon | DEU | 2011 |  |  |  | active | elc_won-DEU_0112 | 0.01 |  |  |  | 0.33123 | 0.26354
ep_windon_wind_c_won-DEU_0112 | Aggregated Plant | windon | DEU | 2012 |  |  |  | active | elc_won-DEU_0112 | 0.058 |  |  |  | 0.33123 | 0.26354
ep_windon_wind_c_won-DEU_0112 | Aggregated Plant | windon | DEU | 2013 |  |  |  | active | elc_won-DEU_0112 | 0.029 |  |  |  | 0.33123 | 0.26354
ep_windon_wind_c_won-DEU_0112 | Aggregated Plant | windon | DEU | 2014 |  |  |  | active | elc_won-DEU_0112 | 0.026 |  |  |  | 0.33123 | 0.26354
ep_windon_wind_c_won-DEU_0112 | Aggregated Plant | windon | DEU | 2015 |  |  |  | active | elc_won-DEU_0112 | 0.012 |  |  |  | 0.33123 | 0.26354
ep_windon_wind_c_won-DEU_0112 | Aggregated Plant | windon | DEU | 2016 |  |  |  | active | elc_won-DEU_0112 | 0.033 |  |  |  | 0.33123 | 0.26354
ep_windon_wind_c_won-DEU_0112 | Aggregated Plant | windon | DEU | 2017 |  |  |  | active | elc_won-DEU_0112 | 0.023 |  |  |  | 0.33123 | 0.26354
ep_windon_wind_c_won-DEU_0112 | Aggregated Plant | windon | DEU | 2020 |  |  |  | active | elc_won-DEU_0112 | 0.013 |  |  |  | 0.33123 | 0.26354
ep_windon_wind_c_won-DEU_0112 | Aggregated Plant | windon | DEU | 2021 |  |  |  | active | elc_won-DEU_0112 | 0.011 |  |  |  | 0.33123 | 0.26354
ep_windon_wind_c_won-DEU_0112 | Aggregated Plant | windon | DEU | 2022 |  |  |  | active | elc_won-DEU_0112 | 0.024 |  |  |  | 0.33123 | 0.26354
ep_windon_wind_c_won-DEU_0113 | Aggregated Plant | windon | DEU | 2001 |  |  |  | active | elc_won-DEU_0113 | 0.021 |  |  |  | 0.33123 | 0.27671
ep_windon_wind_c_won-DEU_0113 | Aggregated Plant | windon | DEU | 2007 |  |  |  | active | elc_won-DEU_0113 | 0.01 |  |  |  | 0.33123 | 0.27671
ep_windon_wind_c_won-DEU_0113 | Aggregated Plant | windon | DEU | 2010 |  |  |  | active | elc_won-DEU_0113 | 0.016 |  |  |  | 0.33123 | 0.27671
ep_windon_wind_c_won-DEU_0113 | Aggregated Plant | windon | DEU | 2015 |  |  |  | active | elc_won-DEU_0113 | 0.036 |  |  |  | 0.33123 | 0.27671
ep_windon_wind_c_won-DEU_0113 | Aggregated Plant | windon | DEU | 2021 |  |  |  | active | elc_won-DEU_0113 | 0.017 |  |  |  | 0.33123 | 0.27671
ep_windon_wind_c_won-DEU_0114 | Aggregated Plant | windon | DEU | 1995 |  |  |  | active | elc_won-DEU_0114 | 0.032 |  |  |  | 0.33123 | 0.27891
ep_windon_wind_c_won-DEU_0114 | Aggregated Plant | windon | DEU | 1998 |  |  |  | active | elc_won-DEU_0114 | 0.01 |  |  |  | 0.33123 | 0.27891
ep_windon_wind_c_won-DEU_0114 | Aggregated Plant | windon | DEU | 1999 |  |  |  | active | elc_won-DEU_0114 | 0.028 |  |  |  | 0.33123 | 0.27891
ep_windon_wind_c_won-DEU_0114 | Aggregated Plant | windon | DEU | 2002 |  |  |  | active | elc_won-DEU_0114 | 0.022 |  |  |  | 0.33123 | 0.27891
ep_windon_wind_c_won-DEU_0114 | Aggregated Plant | windon | DEU | 2003 |  |  |  | active | elc_won-DEU_0114 | 0.212 |  |  |  | 0.33123 | 0.27891
ep_windon_wind_c_won-DEU_0114 | Aggregated Plant | windon | DEU | 2004 |  |  |  | active | elc_won-DEU_0114 | 0.113 |  |  |  | 0.33123 | 0.27891
ep_windon_wind_c_won-DEU_0114 | Aggregated Plant | windon | DEU | 2005 |  |  |  | active | elc_won-DEU_0114 | 0.099 |  |  |  | 0.33123 | 0.27891
ep_windon_wind_c_won-DEU_0114 | Aggregated Plant | windon | DEU | 2006 |  |  |  | active | elc_won-DEU_0114 | 0.078 |  |  |  | 0.33123 | 0.27891
ep_windon_wind_c_won-DEU_0114 | Aggregated Plant | windon | DEU | 2007 |  |  |  | active | elc_won-DEU_0114 | 0.01 |  |  |  | 0.33123 | 0.27891
ep_windon_wind_c_won-DEU_0114 | Aggregated Plant | windon | DEU | 2008 |  |  |  | active | elc_won-DEU_0114 | 0.01 |  |  |  | 0.33123 | 0.27891
ep_windon_wind_c_won-DEU_0114 | Aggregated Plant | windon | DEU | 2009 |  |  |  | active | elc_won-DEU_0114 | 0.012 |  |  |  | 0.33123 | 0.27891
ep_windon_wind_c_won-DEU_0114 | Aggregated Plant | windon | DEU | 2011 |  |  |  | active | elc_won-DEU_0114 | 0.026 |  |  |  | 0.33123 | 0.27891
ep_windon_wind_c_won-DEU_0114 | Aggregated Plant | windon | DEU | 2012 |  |  |  | active | elc_won-DEU_0114 | 0.024 |  |  |  | 0.33123 | 0.27891
ep_windon_wind_c_won-DEU_0114 | Aggregated Plant | windon | DEU | 2015 |  |  |  | active | elc_won-DEU_0114 | 0.11 |  |  |  | 0.33123 | 0.27891
ep_windon_wind_c_won-DEU_0114 | Aggregated Plant | windon | DEU | 2024 |  |  |  | active | elc_won-DEU_0114 | 0.102 |  |  |  | 0.33123 | 0.27891
ep_windon_wind_c_won-DEU_0115 | Aggregated Plant | windon | DEU | 2001 |  |  |  | active | elc_won-DEU_0115 | 0.046 |  |  |  | 0.33123 | 0.30601
ep_windon_wind_c_won-DEU_0115 | Aggregated Plant | windon | DEU | 2003 |  |  |  | active | elc_won-DEU_0115 | 0.016 |  |  |  | 0.33123 | 0.30601
ep_windon_wind_c_won-DEU_0115 | Aggregated Plant | windon | DEU | 2006 |  |  |  | active | elc_won-DEU_0115 | 0.032 |  |  |  | 0.33123 | 0.30601
ep_windon_wind_c_won-DEU_0115 | Aggregated Plant | windon | DEU | 2008 |  |  |  | active | elc_won-DEU_0115 | 0.048 |  |  |  | 0.33123 | 0.30601
ep_windon_wind_c_won-DEU_0115 | Aggregated Plant | windon | DEU | 2013 |  |  |  | active | elc_won-DEU_0115 | 0.015 |  |  |  | 0.33123 | 0.30601
ep_windon_wind_c_won-DEU_0115 | Aggregated Plant | windon | DEU | 2014 |  |  |  | active | elc_won-DEU_0115 | 0.037 |  |  |  | 0.33123 | 0.30601
ep_windon_wind_c_won-DEU_0115 | Aggregated Plant | windon | DEU | 2016 |  |  |  | active | elc_won-DEU_0115 | 0.017 |  |  |  | 0.33123 | 0.30601
ep_windon_wind_c_won-DEU_0115 | Aggregated Plant | windon | DEU | 2020 |  |  |  | active | elc_won-DEU_0115 | 0.022 |  |  |  | 0.33123 | 0.30601
ep_windon_wind_c_won-DEU_0115 | Aggregated Plant | windon | DEU | 2021 |  |  |  | active | elc_won-DEU_0115 | 0.025 |  |  |  | 0.33123 | 0.30601
ep_windon_wind_c_won-DEU_0115 | Aggregated Plant | windon | DEU | 2023 |  |  |  | active | elc_won-DEU_0115 | 0.025 |  |  |  | 0.33123 | 0.30601
ep_windon_wind_c_won-DEU_0115 | Aggregated Plant | windon | DEU | 2024 |  |  |  | active | elc_won-DEU_0115 | 0.033 |  |  |  | 0.33123 | 0.30601
ep_windon_wind_c_won-DEU_0116 | Aggregated Plant | windon | DEU | 2002 |  |  |  | active | elc_won-DEU_0116 | 0.04 |  |  |  | 0.33123 | 0.30755
ep_windon_wind_c_won-DEU_0116 | Aggregated Plant | windon | DEU | 2003 |  |  |  | active | elc_won-DEU_0116 | 0.014 |  |  |  | 0.33123 | 0.30755
ep_windon_wind_c_won-DEU_0116 | Aggregated Plant | windon | DEU | 2004 |  |  |  | active | elc_won-DEU_0116 | 0.014 |  |  |  | 0.33123 | 0.30755
ep_windon_wind_c_won-DEU_0116 | Aggregated Plant | windon | DEU | 2009 |  |  |  | active | elc_won-DEU_0116 | 0.048 |  |  |  | 0.33123 | 0.30755
ep_windon_wind_c_won-DEU_0116 | Aggregated Plant | windon | DEU | 2010 |  |  |  | active | elc_won-DEU_0116 | 0.024 |  |  |  | 0.33123 | 0.30755
ep_windon_wind_c_won-DEU_0116 | Aggregated Plant | windon | DEU | 2016 |  |  |  | active | elc_won-DEU_0116 | 0.01 |  |  |  | 0.33123 | 0.30755
ep_windon_wind_c_won-DEU_0116 | Aggregated Plant | windon | DEU | 2017 |  |  |  | active | elc_won-DEU_0116 | 0.017 |  |  |  | 0.33123 | 0.30755
ep_windon_wind_c_won-DEU_0116 | Aggregated Plant | windon | DEU | 2022 |  |  |  | active | elc_won-DEU_0116 | 0.039 |  |  |  | 0.33123 | 0.30755
ep_windon_wind_c_won-DEU_0116 | Aggregated Plant | windon | DEU | 2023 |  |  |  | active | elc_won-DEU_0116 | 0.044 |  |  |  | 0.33123 | 0.30755
ep_windon_wind_c_won-DEU_0116 | Aggregated Plant | windon | DEU | 2024 |  |  |  | active | elc_won-DEU_0116 | 0.021 |  |  |  | 0.33123 | 0.30755
ep_windon_wind_c_won-DEU_0117 | Aggregated Plant | windon | DEU | 2002 |  |  |  | active | elc_won-DEU_0117 | 0.014 |  |  |  | 0.33123 | 0.33808
ep_windon_wind_c_won-DEU_0117 | Aggregated Plant | windon | DEU | 2015 |  |  |  | active | elc_won-DEU_0117 | 0.055 |  |  |  | 0.33123 | 0.33808
ep_windon_wind_c_won-DEU_0117 | Aggregated Plant | windon | DEU | 2020 |  |  |  | active | elc_won-DEU_0117 | 0.036 |  |  |  | 0.33123 | 0.33808
ep_windon_wind_c_won-DEU_0117 | Aggregated Plant | windon | DEU | 2021 |  |  |  | active | elc_won-DEU_0117 | 0.026 |  |  |  | 0.33123 | 0.33808
ep_windon_wind_c_won-DEU_0117 | Aggregated Plant | windon | DEU | 2023 |  |  |  | active | elc_won-DEU_0117 | 0.029 |  |  |  | 0.33123 | 0.33808
ep_windon_wind_c_won-DEU_0118 | Aggregated Plant | windon | DEU | 1998 |  |  |  | active | elc_won-DEU_0118 | 0.016 |  |  |  | 0.33123 | 0.41805
ep_windon_wind_c_won-DEU_0118 | Aggregated Plant | windon | DEU | 2003 |  |  |  | active | elc_won-DEU_0118 | 0.012 |  |  |  | 0.33123 | 0.41805
ep_windon_wind_c_won-DEU_0118 | Aggregated Plant | windon | DEU | 2004 |  |  |  | active | elc_won-DEU_0118 | 0.012 |  |  |  | 0.33123 | 0.41805
ep_windon_wind_c_won-DEU_0118 | Aggregated Plant | windon | DEU | 2007 |  |  |  | active | elc_won-DEU_0118 | 0.016 |  |  |  | 0.33123 | 0.41805
ep_windon_wind_c_won-DEU_0118 | Aggregated Plant | windon | DEU | 2019 |  |  |  | active | elc_won-DEU_0118 | 0.019 |  |  |  | 0.33123 | 0.41805
ep_windon_wind_c_won-DEU_0118 | Aggregated Plant | windon | DEU | 2023 |  |  |  | active | elc_won-DEU_0118 | 0.034 |  |  |  | 0.33123 | 0.41805
ep_windon_wind_c_won-DEU_0119 | Aggregated Plant | windon | DEU | 2000 |  |  |  | active | elc_won-DEU_0119 | 0.032 |  |  |  | 0.33123 | 0.50785
ep_windon_wind_c_won-DEU_0119 | Aggregated Plant | windon | DEU | 2001 |  |  |  | active | elc_won-DEU_0119 | 0.015 |  |  |  | 0.33123 | 0.50785
ep_windon_wind_c_won-DEU_0119 | Aggregated Plant | windon | DEU | 2006 |  |  |  | active | elc_won-DEU_0119 | 0.058 |  |  |  | 0.33123 | 0.50785
ep_windon_wind_c_won-DEU_0119 | Aggregated Plant | windon | DEU | 2007 |  |  |  | active | elc_won-DEU_0119 | 0.088 |  |  |  | 0.33123 | 0.50785
ep_windon_wind_c_won-DEU_0119 | Aggregated Plant | windon | DEU | 2008 |  |  |  | active | elc_won-DEU_0119 | 0.014 |  |  |  | 0.33123 | 0.50785
ep_windon_wind_c_won-DEU_0119 | Aggregated Plant | windon | DEU | 2014 |  |  |  | active | elc_won-DEU_0119 | 0.015 |  |  |  | 0.33123 | 0.50785
ep_windon_wind_c_won-DEU_0119 | Aggregated Plant | windon | DEU | 2017 |  |  |  | active | elc_won-DEU_0119 | 0.017 |  |  |  | 0.33123 | 0.50785
ep_windon_wind_c_won-DEU_0119 | Aggregated Plant | windon | DEU | 2018 |  |  |  | active | elc_won-DEU_0119 | 0.024 |  |  |  | 0.33123 | 0.50785
ep_windon_wind_c_won-DEU_0119 | Aggregated Plant | windon | DEU | 2022 |  |  |  | active | elc_won-DEU_0119 | 0.034 |  |  |  | 0.33123 | 0.50785
ep_windon_wind_c_won-DEU_0119 | Aggregated Plant | windon | DEU | 2023 |  |  |  | active | elc_won-DEU_0119 | 0.059 |  |  |  | 0.33123 | 0.50785
ep_windon_wind_c_won-DEU_0124 | Aggregated Plant | windon | DEU | 2012 |  |  |  | active | elc_won-DEU_0124 | 0.013 |  |  |  | 0.33123 | 0.18492
ep_windon_wind_c_won-DEU_0124 | Aggregated Plant | windon | DEU | 2013 |  |  |  | active | elc_won-DEU_0124 | 0.012 |  |  |  | 0.33123 | 0.18492
ep_windon_wind_c_won-DEU_0125 | Aggregated Plant | windon | DEU | 2011 |  |  |  | active | elc_won-DEU_0125 | 0.012 |  |  |  | 0.33123 | 0.20381
ep_windon_wind_c_won-DEU_0125 | Aggregated Plant | windon | DEU | 2013 |  |  |  | active | elc_won-DEU_0125 | 0.012 |  |  |  | 0.33123 | 0.20381
ep_windon_wind_c_won-DEU_0125 | Aggregated Plant | windon | DEU | 2014 |  |  |  | active | elc_won-DEU_0125 | 0.013 |  |  |  | 0.33123 | 0.20381
ep_windon_wind_c_won-DEU_0125 | Aggregated Plant | windon | DEU | 2015 |  |  |  | active | elc_won-DEU_0125 | 0.012 |  |  |  | 0.33123 | 0.20381
ep_windon_wind_c_won-DEU_0126 | Aggregated Plant | windon | DEU | 2012 |  |  |  | active | elc_won-DEU_0126 | 0.012 |  |  |  | 0.33123 | 0.22159
ep_windon_wind_c_won-DEU_0126 | Aggregated Plant | windon | DEU | 2014 |  |  |  | active | elc_won-DEU_0126 | 0.012 |  |  |  | 0.33123 | 0.22159
ep_windon_wind_c_won-DEU_0126 | Aggregated Plant | windon | DEU | 2015 |  |  |  | active | elc_won-DEU_0126 | 0.015 |  |  |  | 0.33123 | 0.22159
ep_windon_wind_c_won-DEU_0126 | Aggregated Plant | windon | DEU | 2016 |  |  |  | active | elc_won-DEU_0126 | 0.01 |  |  |  | 0.33123 | 0.22159
ep_windon_wind_c_won-DEU_0126 | Aggregated Plant | windon | DEU | 2017 |  |  |  | active | elc_won-DEU_0126 | 0.028 |  |  |  | 0.33123 | 0.22159
ep_windon_wind_c_won-DEU_0127 | Aggregated Plant | windon | DEU | 2010 |  |  |  | active | elc_won-DEU_0127 | 0.01 |  |  |  | 0.33123 | 0.25068
ep_windon_wind_c_won-DEU_0127 | Aggregated Plant | windon | DEU | 2011 |  |  |  | active | elc_won-DEU_0127 | 0.012 |  |  |  | 0.33123 | 0.25068
ep_windon_wind_c_won-DEU_0127 | Aggregated Plant | windon | DEU | 2012 |  |  |  | active | elc_won-DEU_0127 | 0.036 |  |  |  | 0.33123 | 0.25068
ep_windon_wind_c_won-DEU_0127 | Aggregated Plant | windon | DEU | 2013 |  |  |  | active | elc_won-DEU_0127 | 0.012 |  |  |  | 0.33123 | 0.25068
ep_windon_wind_c_won-DEU_0127 | Aggregated Plant | windon | DEU | 2014 |  |  |  | active | elc_won-DEU_0127 | 0.012 |  |  |  | 0.33123 | 0.25068
ep_windon_wind_c_won-DEU_0127 | Aggregated Plant | windon | DEU | 2015 |  |  |  | active | elc_won-DEU_0127 | 0.06 |  |  |  | 0.33123 | 0.25068
ep_windon_wind_c_won-DEU_0127 | Aggregated Plant | windon | DEU | 2017 |  |  |  | active | elc_won-DEU_0127 | 0.061 |  |  |  | 0.33123 | 0.25068
ep_windon_wind_c_won-DEU_0127 | Aggregated Plant | windon | DEU | 2018 |  |  |  | active | elc_won-DEU_0127 | 0.01 |  |  |  | 0.33123 | 0.25068
ep_windon_wind_c_won-DEU_0128 | Aggregated Plant | windon | DEU | 2002 |  |  |  | active | elc_won-DEU_0128 | 0.012 |  |  |  | 0.33123 | 0.26678
ep_windon_wind_c_won-DEU_0128 | Aggregated Plant | windon | DEU | 2004 |  |  |  | active | elc_won-DEU_0128 | 0.011 |  |  |  | 0.33123 | 0.26678
ep_windon_wind_c_won-DEU_0128 | Aggregated Plant | windon | DEU | 2015 |  |  |  | active | elc_won-DEU_0128 | 0.012 |  |  |  | 0.33123 | 0.26678
ep_windon_wind_c_won-DEU_0128 | Aggregated Plant | windon | DEU | 2021 |  |  |  | active | elc_won-DEU_0128 | 0.013 |  |  |  | 0.33123 | 0.26678
ep_windon_wind_c_won-DEU_0129 | Aggregated Plant | windon | DEU | 1999 |  |  |  | active | elc_won-DEU_0129 | 0.011 |  |  |  | 0.33123 | 0.26276
ep_windon_wind_c_won-DEU_0129 | Aggregated Plant | windon | DEU | 2002 |  |  |  | active | elc_won-DEU_0129 | 0.067 |  |  |  | 0.33123 | 0.26276
ep_windon_wind_c_won-DEU_0129 | Aggregated Plant | windon | DEU | 2003 |  |  |  | active | elc_won-DEU_0129 | 0.048 |  |  |  | 0.33123 | 0.26276
ep_windon_wind_c_won-DEU_0129 | Aggregated Plant | windon | DEU | 2006 |  |  |  | active | elc_won-DEU_0129 | 0.024 |  |  |  | 0.33123 | 0.26276
ep_windon_wind_c_won-DEU_0129 | Aggregated Plant | windon | DEU | 2007 |  |  |  | active | elc_won-DEU_0129 | 0.028 |  |  |  | 0.33123 | 0.26276
ep_windon_wind_c_won-DEU_0129 | Aggregated Plant | windon | DEU | 2010 |  |  |  | active | elc_won-DEU_0129 | 0.028 |  |  |  | 0.33123 | 0.26276
ep_windon_wind_c_won-DEU_0129 | Aggregated Plant | windon | DEU | 2012 |  |  |  | active | elc_won-DEU_0129 | 0.024 |  |  |  | 0.33123 | 0.26276
ep_windon_wind_c_won-DEU_0129 | Aggregated Plant | windon | DEU | 2013 |  |  |  | active | elc_won-DEU_0129 | 0.034 |  |  |  | 0.33123 | 0.26276
ep_windon_wind_c_won-DEU_0129 | Aggregated Plant | windon | DEU | 2014 |  |  |  | active | elc_won-DEU_0129 | 0.029 |  |  |  | 0.33123 | 0.26276
ep_windon_wind_c_won-DEU_0129 | Aggregated Plant | windon | DEU | 2015 |  |  |  | active | elc_won-DEU_0129 | 0.039 |  |  |  | 0.33123 | 0.26276
ep_windon_wind_c_won-DEU_0129 | Aggregated Plant | windon | DEU | 2016 |  |  |  | active | elc_won-DEU_0129 | 0.012 |  |  |  | 0.33123 | 0.26276
ep_windon_wind_c_won-DEU_0129 | Aggregated Plant | windon | DEU | 2017 |  |  |  | active | elc_won-DEU_0129 | 0.014 |  |  |  | 0.33123 | 0.26276
ep_windon_wind_c_won-DEU_0129 | Aggregated Plant | windon | DEU | 2018 |  |  |  | active | elc_won-DEU_0129 | 0.035 |  |  |  | 0.33123 | 0.26276
ep_windon_wind_c_won-DEU_0129 | Aggregated Plant | windon | DEU | 2020 |  |  |  | active | elc_won-DEU_0129 | 0.026 |  |  |  | 0.33123 | 0.26276
ep_windon_wind_c_won-DEU_0129 | Aggregated Plant | windon | DEU | 2023 |  |  |  | active | elc_won-DEU_0129 | 0.013 |  |  |  | 0.33123 | 0.26276
ep_windon_wind_c_won-DEU_0129 | Aggregated Plant | windon | DEU | 2024 |  |  |  | active | elc_won-DEU_0129 | 0.014 |  |  |  | 0.33123 | 0.26276
ep_windon_wind_c_won-DEU_0129 | Aggregated Plant | windon | DEU | 2025 |  |  |  | active | elc_won-DEU_0129 | 0.028 |  |  |  | 0.33123 | 0.26276
ep_windon_wind_c_won-DEU_0130 | Aggregated Plant | windon | DEU | 1999 |  |  |  | active | elc_won-DEU_0130 | 0.042 |  |  |  | 0.33123 | 0.26662
ep_windon_wind_c_won-DEU_0130 | Aggregated Plant | windon | DEU | 2000 |  |  |  | active | elc_won-DEU_0130 | 0.012 |  |  |  | 0.33123 | 0.26662
ep_windon_wind_c_won-DEU_0130 | Aggregated Plant | windon | DEU | 2001 |  |  |  | active | elc_won-DEU_0130 | 0.087 |  |  |  | 0.33123 | 0.26662
ep_windon_wind_c_won-DEU_0130 | Aggregated Plant | windon | DEU | 2002 |  |  |  | active | elc_won-DEU_0130 | 0.092 |  |  |  | 0.33123 | 0.26662
ep_windon_wind_c_won-DEU_0130 | Aggregated Plant | windon | DEU | 2003 |  |  |  | active | elc_won-DEU_0130 | 0.037 |  |  |  | 0.33123 | 0.26662
ep_windon_wind_c_won-DEU_0130 | Aggregated Plant | windon | DEU | 2004 |  |  |  | active | elc_won-DEU_0130 | 0.022 |  |  |  | 0.33123 | 0.26662
ep_windon_wind_c_won-DEU_0130 | Aggregated Plant | windon | DEU | 2005 |  |  |  | active | elc_won-DEU_0130 | 0.082 |  |  |  | 0.33123 | 0.26662
ep_windon_wind_c_won-DEU_0130 | Aggregated Plant | windon | DEU | 2006 |  |  |  | active | elc_won-DEU_0130 | 0.018 |  |  |  | 0.33123 | 0.26662
ep_windon_wind_c_won-DEU_0130 | Aggregated Plant | windon | DEU | 2007 |  |  |  | active | elc_won-DEU_0130 | 0.064 |  |  |  | 0.33123 | 0.26662
ep_windon_wind_c_won-DEU_0130 | Aggregated Plant | windon | DEU | 2009 |  |  |  | active | elc_won-DEU_0130 | 0.072 |  |  |  | 0.33123 | 0.26662
ep_windon_wind_c_won-DEU_0130 | Aggregated Plant | windon | DEU | 2010 |  |  |  | active | elc_won-DEU_0130 | 0.064 |  |  |  | 0.33123 | 0.26662
ep_windon_wind_c_won-DEU_0130 | Aggregated Plant | windon | DEU | 2012 |  |  |  | active | elc_won-DEU_0130 | 0.052 |  |  |  | 0.33123 | 0.26662
ep_windon_wind_c_won-DEU_0130 | Aggregated Plant | windon | DEU | 2013 |  |  |  | active | elc_won-DEU_0130 | 0.062 |  |  |  | 0.33123 | 0.26662
ep_windon_wind_c_won-DEU_0130 | Aggregated Plant | windon | DEU | 2015 |  |  |  | active | elc_won-DEU_0130 | 0.044 |  |  |  | 0.33123 | 0.26662
ep_windon_wind_c_won-DEU_0130 | Aggregated Plant | windon | DEU | 2016 |  |  |  | active | elc_won-DEU_0130 | 0.015 |  |  |  | 0.33123 | 0.26662
ep_windon_wind_c_won-DEU_0130 | Aggregated Plant | windon | DEU | 2017 |  |  |  | active | elc_won-DEU_0130 | 0.012 |  |  |  | 0.33123 | 0.26662
ep_windon_wind_c_won-DEU_0130 | Aggregated Plant | windon | DEU | 2018 |  |  |  | active | elc_won-DEU_0130 | 0.014 |  |  |  | 0.33123 | 0.26662
ep_windon_wind_c_won-DEU_0130 | Aggregated Plant | windon | DEU | 2019 |  |  |  | active | elc_won-DEU_0130 | 0.022 |  |  |  | 0.33123 | 0.26662
ep_windon_wind_c_won-DEU_0130 | Aggregated Plant | windon | DEU | 2020 |  |  |  | active | elc_won-DEU_0130 | 0.054 |  |  |  | 0.33123 | 0.26662
ep_windon_wind_c_won-DEU_0130 | Aggregated Plant | windon | DEU | 2021 |  |  |  | active | elc_won-DEU_0130 | 0.041 |  |  |  | 0.33123 | 0.26662
ep_windon_wind_c_won-DEU_0130 | Aggregated Plant | windon | DEU | 2023 |  |  |  | active | elc_won-DEU_0130 | 0.032 |  |  |  | 0.33123 | 0.26662
ep_windon_wind_c_won-DEU_0130 | Aggregated Plant | windon | DEU | 2024 |  |  |  | active | elc_won-DEU_0130 | 0.05 |  |  |  | 0.33123 | 0.26662
ep_windon_wind_c_won-DEU_0131 | Aggregated Plant | windon | DEU | 2001 |  |  |  | active | elc_won-DEU_0131 | 0.016 |  |  |  | 0.33123 | 0.27244
ep_windon_wind_c_won-DEU_0131 | Aggregated Plant | windon | DEU | 2002 |  |  |  | active | elc_won-DEU_0131 | 0.024 |  |  |  | 0.33123 | 0.27244
ep_windon_wind_c_won-DEU_0131 | Aggregated Plant | windon | DEU | 2005 |  |  |  | active | elc_won-DEU_0131 | 0.022 |  |  |  | 0.33123 | 0.27244
ep_windon_wind_c_won-DEU_0131 | Aggregated Plant | windon | DEU | 2006 |  |  |  | active | elc_won-DEU_0131 | 0.038 |  |  |  | 0.33123 | 0.27244
ep_windon_wind_c_won-DEU_0131 | Aggregated Plant | windon | DEU | 2007 |  |  |  | active | elc_won-DEU_0131 | 0.07 |  |  |  | 0.33123 | 0.27244
ep_windon_wind_c_won-DEU_0131 | Aggregated Plant | windon | DEU | 2008 |  |  |  | active | elc_won-DEU_0131 | 0.068 |  |  |  | 0.33123 | 0.27244
ep_windon_wind_c_won-DEU_0131 | Aggregated Plant | windon | DEU | 2009 |  |  |  | active | elc_won-DEU_0131 | 0.07 |  |  |  | 0.33123 | 0.27244
ep_windon_wind_c_won-DEU_0131 | Aggregated Plant | windon | DEU | 2010 |  |  |  | active | elc_won-DEU_0131 | 0.012 |  |  |  | 0.33123 | 0.27244
ep_windon_wind_c_won-DEU_0131 | Aggregated Plant | windon | DEU | 2011 |  |  |  | active | elc_won-DEU_0131 | 0.013 |  |  |  | 0.33123 | 0.27244
ep_windon_wind_c_won-DEU_0131 | Aggregated Plant | windon | DEU | 2012 |  |  |  | active | elc_won-DEU_0131 | 0.045 |  |  |  | 0.33123 | 0.27244
ep_windon_wind_c_won-DEU_0131 | Aggregated Plant | windon | DEU | 2013 |  |  |  | active | elc_won-DEU_0131 | 0.018 |  |  |  | 0.33123 | 0.27244
ep_windon_wind_c_won-DEU_0131 | Aggregated Plant | windon | DEU | 2014 |  |  |  | active | elc_won-DEU_0131 | 0.018 |  |  |  | 0.33123 | 0.27244
ep_windon_wind_c_won-DEU_0131 | Aggregated Plant | windon | DEU | 2015 |  |  |  | active | elc_won-DEU_0131 | 0.063 |  |  |  | 0.33123 | 0.27244
ep_windon_wind_c_won-DEU_0131 | Aggregated Plant | windon | DEU | 2020 |  |  |  | active | elc_won-DEU_0131 | 0.01 |  |  |  | 0.33123 | 0.27244
ep_windon_wind_c_won-DEU_0132 | Aggregated Plant | windon | DEU | 2001 |  |  |  | active | elc_won-DEU_0132 | 0.17 |  |  |  | 0.33123 | 0.29111
ep_windon_wind_c_won-DEU_0132 | Aggregated Plant | windon | DEU | 2002 |  |  |  | active | elc_won-DEU_0132 | 0.042 |  |  |  | 0.33123 | 0.29111
ep_windon_wind_c_won-DEU_0132 | Aggregated Plant | windon | DEU | 2003 |  |  |  | active | elc_won-DEU_0132 | 0.012 |  |  |  | 0.33123 | 0.29111
ep_windon_wind_c_won-DEU_0132 | Aggregated Plant | windon | DEU | 2004 |  |  |  | active | elc_won-DEU_0132 | 0.055 |  |  |  | 0.33123 | 0.29111
ep_windon_wind_c_won-DEU_0132 | Aggregated Plant | windon | DEU | 2005 |  |  |  | active | elc_won-DEU_0132 | 0.012 |  |  |  | 0.33123 | 0.29111
ep_windon_wind_c_won-DEU_0132 | Aggregated Plant | windon | DEU | 2006 |  |  |  | active | elc_won-DEU_0132 | 0.026 |  |  |  | 0.33123 | 0.29111
ep_windon_wind_c_won-DEU_0132 | Aggregated Plant | windon | DEU | 2007 |  |  |  | active | elc_won-DEU_0132 | 0.014 |  |  |  | 0.33123 | 0.29111
ep_windon_wind_c_won-DEU_0132 | Aggregated Plant | windon | DEU | 2008 |  |  |  | active | elc_won-DEU_0132 | 0.03 |  |  |  | 0.33123 | 0.29111
ep_windon_wind_c_won-DEU_0132 | Aggregated Plant | windon | DEU | 2009 |  |  |  | active | elc_won-DEU_0132 | 0.02 |  |  |  | 0.33123 | 0.29111
ep_windon_wind_c_won-DEU_0132 | Aggregated Plant | windon | DEU | 2012 |  |  |  | active | elc_won-DEU_0132 | 0.057 |  |  |  | 0.33123 | 0.29111
ep_windon_wind_c_won-DEU_0132 | Aggregated Plant | windon | DEU | 2013 |  |  |  | active | elc_won-DEU_0132 | 0.012 |  |  |  | 0.33123 | 0.29111
ep_windon_wind_c_won-DEU_0132 | Aggregated Plant | windon | DEU | 2014 |  |  |  | active | elc_won-DEU_0132 | 0.08 |  |  |  | 0.33123 | 0.29111
ep_windon_wind_c_won-DEU_0132 | Aggregated Plant | windon | DEU | 2015 |  |  |  | active | elc_won-DEU_0132 | 0.128 |  |  |  | 0.33123 | 0.29111
ep_windon_wind_c_won-DEU_0132 | Aggregated Plant | windon | DEU | 2016 |  |  |  | active | elc_won-DEU_0132 | 0.085 |  |  |  | 0.33123 | 0.29111
ep_windon_wind_c_won-DEU_0132 | Aggregated Plant | windon | DEU | 2017 |  |  |  | active | elc_won-DEU_0132 | 0.02 |  |  |  | 0.33123 | 0.29111
ep_windon_wind_c_won-DEU_0132 | Aggregated Plant | windon | DEU | 2020 |  |  |  | active | elc_won-DEU_0132 | 0.019 |  |  |  | 0.33123 | 0.29111
ep_windon_wind_c_won-DEU_0132 | Aggregated Plant | windon | DEU | 2022 |  |  |  | active | elc_won-DEU_0132 | 0.041 |  |  |  | 0.33123 | 0.29111
ep_windon_wind_c_won-DEU_0132 | Aggregated Plant | windon | DEU | 2024 |  |  |  | active | elc_won-DEU_0132 | 0.017 |  |  |  | 0.33123 | 0.29111
ep_windon_wind_c_won-DEU_0132 | Aggregated Plant | windon | DEU | 2028 |  |  |  | active | elc_won-DEU_0132 | 0.066 |  |  |  | 0.33123 | 0.29111
ep_windon_wind_c_won-DEU_0133 | Aggregated Plant | windon | DEU | 2002 |  |  |  | active | elc_won-DEU_0133 | 0.056 |  |  |  | 0.33123 | 0.30241
ep_windon_wind_c_won-DEU_0133 | Aggregated Plant | windon | DEU | 2004 |  |  |  | active | elc_won-DEU_0133 | 0.018 |  |  |  | 0.33123 | 0.30241
ep_windon_wind_c_won-DEU_0133 | Aggregated Plant | windon | DEU | 2006 |  |  |  | active | elc_won-DEU_0133 | 0.02 |  |  |  | 0.33123 | 0.30241
ep_windon_wind_c_won-DEU_0133 | Aggregated Plant | windon | DEU | 2007 |  |  |  | active | elc_won-DEU_0133 | 0.02 |  |  |  | 0.33123 | 0.30241
ep_windon_wind_c_won-DEU_0133 | Aggregated Plant | windon | DEU | 2008 |  |  |  | active | elc_won-DEU_0133 | 0.01 |  |  |  | 0.33123 | 0.30241
ep_windon_wind_c_won-DEU_0133 | Aggregated Plant | windon | DEU | 2009 |  |  |  | active | elc_won-DEU_0133 | 0.034 |  |  |  | 0.33123 | 0.30241
ep_windon_wind_c_won-DEU_0133 | Aggregated Plant | windon | DEU | 2010 |  |  |  | active | elc_won-DEU_0133 | 0.014 |  |  |  | 0.33123 | 0.30241
ep_windon_wind_c_won-DEU_0133 | Aggregated Plant | windon | DEU | 2013 |  |  |  | active | elc_won-DEU_0133 | 0.03 |  |  |  | 0.33123 | 0.30241
ep_windon_wind_c_won-DEU_0133 | Aggregated Plant | windon | DEU | 2014 |  |  |  | active | elc_won-DEU_0133 | 0.041 |  |  |  | 0.33123 | 0.30241
ep_windon_wind_c_won-DEU_0133 | Aggregated Plant | windon | DEU | 2015 |  |  |  | active | elc_won-DEU_0133 | 0.047 |  |  |  | 0.33123 | 0.30241
ep_windon_wind_c_won-DEU_0133 | Aggregated Plant | windon | DEU | 2016 |  |  |  | active | elc_won-DEU_0133 | 0.018 |  |  |  | 0.33123 | 0.30241
ep_windon_wind_c_won-DEU_0133 | Aggregated Plant | windon | DEU | 2017 |  |  |  | active | elc_won-DEU_0133 | 0.112 |  |  |  | 0.33123 | 0.30241
ep_windon_wind_c_won-DEU_0133 | Aggregated Plant | windon | DEU | 2019 |  |  |  | active | elc_won-DEU_0133 | 0.014 |  |  |  | 0.33123 | 0.30241
ep_windon_wind_c_won-DEU_0133 | Aggregated Plant | windon | DEU | 2020 |  |  |  | active | elc_won-DEU_0133 | 0.027 |  |  |  | 0.33123 | 0.30241
ep_windon_wind_c_won-DEU_0133 | Aggregated Plant | windon | DEU | 2021 |  |  |  | active | elc_won-DEU_0133 | 0.025 |  |  |  | 0.33123 | 0.30241
ep_windon_wind_c_won-DEU_0133 | Aggregated Plant | windon | DEU | 2022 |  |  |  | active | elc_won-DEU_0133 | 0.048 |  |  |  | 0.33123 | 0.30241
ep_windon_wind_c_won-DEU_0133 | Aggregated Plant | windon | DEU | 2023 |  |  |  | active | elc_won-DEU_0133 | 0.11 |  |  |  | 0.33123 | 0.30241
ep_windon_wind_c_won-DEU_0134 | Aggregated Plant | windon | DEU | 1998 |  |  |  | active | elc_won-DEU_0134 | 0.01 |  |  |  | 0.33123 | 0.34983
ep_windon_wind_c_won-DEU_0134 | Aggregated Plant | windon | DEU | 1999 |  |  |  | active | elc_won-DEU_0134 | 0.012 |  |  |  | 0.33123 | 0.34983
ep_windon_wind_c_won-DEU_0134 | Aggregated Plant | windon | DEU | 2001 |  |  |  | active | elc_won-DEU_0134 | 0.037 |  |  |  | 0.33123 | 0.34983
ep_windon_wind_c_won-DEU_0134 | Aggregated Plant | windon | DEU | 2003 |  |  |  | active | elc_won-DEU_0134 | 0.041 |  |  |  | 0.33123 | 0.34983
ep_windon_wind_c_won-DEU_0134 | Aggregated Plant | windon | DEU | 2004 |  |  |  | active | elc_won-DEU_0134 | 0.062 |  |  |  | 0.33123 | 0.34983
ep_windon_wind_c_won-DEU_0134 | Aggregated Plant | windon | DEU | 2005 |  |  |  | active | elc_won-DEU_0134 | 0.01 |  |  |  | 0.33123 | 0.34983
ep_windon_wind_c_won-DEU_0134 | Aggregated Plant | windon | DEU | 2006 |  |  |  | active | elc_won-DEU_0134 | 0.032 |  |  |  | 0.33123 | 0.34983
ep_windon_wind_c_won-DEU_0134 | Aggregated Plant | windon | DEU | 2007 |  |  |  | active | elc_won-DEU_0134 | 0.06 |  |  |  | 0.33123 | 0.34983
ep_windon_wind_c_won-DEU_0134 | Aggregated Plant | windon | DEU | 2011 |  |  |  | active | elc_won-DEU_0134 | 0.014 |  |  |  | 0.33123 | 0.34983
ep_windon_wind_c_won-DEU_0134 | Aggregated Plant | windon | DEU | 2013 |  |  |  | active | elc_won-DEU_0134 | 0.033 |  |  |  | 0.33123 | 0.34983
ep_windon_wind_c_won-DEU_0134 | Aggregated Plant | windon | DEU | 2014 |  |  |  | active | elc_won-DEU_0134 | 0.048 |  |  |  | 0.33123 | 0.34983
ep_windon_wind_c_won-DEU_0134 | Aggregated Plant | windon | DEU | 2016 |  |  |  | active | elc_won-DEU_0134 | 0.023 |  |  |  | 0.33123 | 0.34983
ep_windon_wind_c_won-DEU_0134 | Aggregated Plant | windon | DEU | 2017 |  |  |  | active | elc_won-DEU_0134 | 0.031 |  |  |  | 0.33123 | 0.34983
ep_windon_wind_c_won-DEU_0134 | Aggregated Plant | windon | DEU | 2022 |  |  |  | active | elc_won-DEU_0134 | 0.01 |  |  |  | 0.33123 | 0.34983
ep_windon_wind_c_won-DEU_0135 | Aggregated Plant | windon | DEU | 2000 |  |  |  | active | elc_won-DEU_0135 | 0.014 |  |  |  | 0.33123 | 0.41321
ep_windon_wind_c_won-DEU_0135 | Aggregated Plant | windon | DEU | 2001 |  |  |  | active | elc_won-DEU_0135 | 0.024 |  |  |  | 0.33123 | 0.41321
ep_windon_wind_c_won-DEU_0135 | Aggregated Plant | windon | DEU | 2002 |  |  |  | active | elc_won-DEU_0135 | 0.012 |  |  |  | 0.33123 | 0.41321
ep_windon_wind_c_won-DEU_0135 | Aggregated Plant | windon | DEU | 2013 |  |  |  | active | elc_won-DEU_0135 | 0.026 |  |  |  | 0.33123 | 0.41321
ep_windon_wind_c_won-DEU_0135 | Aggregated Plant | windon | DEU | 2014 |  |  |  | active | elc_won-DEU_0135 | 0.139 |  |  |  | 0.33123 | 0.41321
ep_windon_wind_c_won-DEU_0135 | Aggregated Plant | windon | DEU | 2015 |  |  |  | active | elc_won-DEU_0135 | 0.083 |  |  |  | 0.33123 | 0.41321
ep_windon_wind_c_won-DEU_0135 | Aggregated Plant | windon | DEU | 2018 |  |  |  | active | elc_won-DEU_0135 | 0.03 |  |  |  | 0.33123 | 0.41321
ep_windon_wind_c_won-DEU_0135 | Aggregated Plant | windon | DEU | 2023 |  |  |  | active | elc_won-DEU_0135 | 0.021 |  |  |  | 0.33123 | 0.41321
ep_windon_wind_c_won-DEU_0136 | Aggregated Plant | windon | DEU | 2019 |  |  |  | active | elc_won-DEU_0136 | 0.011 |  |  |  | 0.33123 | 0.50001
ep_windon_wind_c_won-DEU_0141 | Aggregated Plant | windon | DEU | 2016 |  |  |  | active | elc_won-DEU_0141 | 0.012 |  |  |  | 0.33123 | 0.19874
ep_windon_wind_c_won-DEU_0141 | Aggregated Plant | windon | DEU | 2019 |  |  |  | active | elc_won-DEU_0141 | 0.011 |  |  |  | 0.33123 | 0.19874
ep_windon_wind_c_won-DEU_0143 | Aggregated Plant | windon | DEU | 2015 |  |  |  | active | elc_won-DEU_0143 | 0.012 |  |  |  | 0.33123 | 0.25034
ep_windon_wind_c_won-DEU_0144 | Aggregated Plant | windon | DEU | 2011 |  |  |  | active | elc_won-DEU_0144 | 0.01 |  |  |  | 0.33123 | 0.26439
ep_windon_wind_c_won-DEU_0144 | Aggregated Plant | windon | DEU | 2019 |  |  |  | active | elc_won-DEU_0144 | 0.024 |  |  |  | 0.33123 | 0.26439
ep_windon_wind_c_won-DEU_0144 | Aggregated Plant | windon | DEU | 2022 |  |  |  | active | elc_won-DEU_0144 | 0.011 |  |  |  | 0.33123 | 0.26439
ep_windon_wind_c_won-DEU_0145 | Aggregated Plant | windon | DEU | 2001 |  |  |  | active | elc_won-DEU_0145 | 0.018 |  |  |  | 0.33123 | 0.26585
ep_windon_wind_c_won-DEU_0145 | Aggregated Plant | windon | DEU | 2003 |  |  |  | active | elc_won-DEU_0145 | 0.014 |  |  |  | 0.33123 | 0.26585
ep_windon_wind_c_won-DEU_0145 | Aggregated Plant | windon | DEU | 2017 |  |  |  | active | elc_won-DEU_0145 | 0.029 |  |  |  | 0.33123 | 0.26585
ep_windon_wind_c_won-DEU_0146 | Aggregated Plant | windon | DEU | 2000 |  |  |  | active | elc_won-DEU_0146 | 0.02 |  |  |  | 0.33123 | 0.2725
ep_windon_wind_c_won-DEU_0146 | Aggregated Plant | windon | DEU | 2002 |  |  |  | active | elc_won-DEU_0146 | 0.02 |  |  |  | 0.33123 | 0.2725
ep_windon_wind_c_won-DEU_0146 | Aggregated Plant | windon | DEU | 2003 |  |  |  | active | elc_won-DEU_0146 | 0.026 |  |  |  | 0.33123 | 0.2725
ep_windon_wind_c_won-DEU_0146 | Aggregated Plant | windon | DEU | 2005 |  |  |  | active | elc_won-DEU_0146 | 0.078 |  |  |  | 0.33123 | 0.2725
ep_windon_wind_c_won-DEU_0146 | Aggregated Plant | windon | DEU | 2006 |  |  |  | active | elc_won-DEU_0146 | 0.02 |  |  |  | 0.33123 | 0.2725
ep_windon_wind_c_won-DEU_0146 | Aggregated Plant | windon | DEU | 2008 |  |  |  | active | elc_won-DEU_0146 | 0.032 |  |  |  | 0.33123 | 0.2725
ep_windon_wind_c_won-DEU_0146 | Aggregated Plant | windon | DEU | 2012 |  |  |  | active | elc_won-DEU_0146 | 0.01 |  |  |  | 0.33123 | 0.2725
ep_windon_wind_c_won-DEU_0146 | Aggregated Plant | windon | DEU | 2013 |  |  |  | active | elc_won-DEU_0146 | 0.01 |  |  |  | 0.33123 | 0.2725
ep_windon_wind_c_won-DEU_0146 | Aggregated Plant | windon | DEU | 2014 |  |  |  | active | elc_won-DEU_0146 | 0.01 |  |  |  | 0.33123 | 0.2725
ep_windon_wind_c_won-DEU_0146 | Aggregated Plant | windon | DEU | 2015 |  |  |  | active | elc_won-DEU_0146 | 0.025 |  |  |  | 0.33123 | 0.2725
ep_windon_wind_c_won-DEU_0146 | Aggregated Plant | windon | DEU | 2018 |  |  |  | active | elc_won-DEU_0146 | 0.016 |  |  |  | 0.33123 | 0.2725
ep_windon_wind_c_won-DEU_0147 | Aggregated Plant | windon | DEU | 2004 |  |  |  | active | elc_won-DEU_0147 | 0.015 |  |  |  | 0.33123 | 0.28272
ep_windon_wind_c_won-DEU_0147 | Aggregated Plant | windon | DEU | 2005 |  |  |  | active | elc_won-DEU_0147 | 0.015 |  |  |  | 0.33123 | 0.28272
ep_windon_wind_c_won-DEU_0147 | Aggregated Plant | windon | DEU | 2006 |  |  |  | active | elc_won-DEU_0147 | 0.018 |  |  |  | 0.33123 | 0.28272
ep_windon_wind_c_won-DEU_0147 | Aggregated Plant | windon | DEU | 2007 |  |  |  | active | elc_won-DEU_0147 | 0.029 |  |  |  | 0.33123 | 0.28272
ep_windon_wind_c_won-DEU_0147 | Aggregated Plant | windon | DEU | 2015 |  |  |  | active | elc_won-DEU_0147 | 0.044 |  |  |  | 0.33123 | 0.28272
ep_windon_wind_c_won-DEU_0147 | Aggregated Plant | windon | DEU | 2017 |  |  |  | active | elc_won-DEU_0147 | 0.04 |  |  |  | 0.33123 | 0.28272
ep_windon_wind_c_won-DEU_0147 | Aggregated Plant | windon | DEU | 2021 |  |  |  | active | elc_won-DEU_0147 | 0.024 |  |  |  | 0.33123 | 0.28272
ep_windon_wind_c_won-DEU_0147 | Aggregated Plant | windon | DEU | 2022 |  |  |  | active | elc_won-DEU_0147 | 0.013 |  |  |  | 0.33123 | 0.28272
ep_windon_wind_c_won-DEU_0148 | Aggregated Plant | windon | DEU | 2002 |  |  |  | active | elc_won-DEU_0148 | 0.014 |  |  |  | 0.33123 | 0.28413
ep_windon_wind_c_won-DEU_0148 | Aggregated Plant | windon | DEU | 2003 |  |  |  | active | elc_won-DEU_0148 | 0.03 |  |  |  | 0.33123 | 0.28413
ep_windon_wind_c_won-DEU_0148 | Aggregated Plant | windon | DEU | 2008 |  |  |  | active | elc_won-DEU_0148 | 0.026 |  |  |  | 0.33123 | 0.28413
ep_windon_wind_c_won-DEU_0148 | Aggregated Plant | windon | DEU | 2009 |  |  |  | active | elc_won-DEU_0148 | 0.022 |  |  |  | 0.33123 | 0.28413
ep_windon_wind_c_won-DEU_0148 | Aggregated Plant | windon | DEU | 2012 |  |  |  | active | elc_won-DEU_0148 | 0.01 |  |  |  | 0.33123 | 0.28413
ep_windon_wind_c_won-DEU_0149 | Aggregated Plant | windon | DEU | 2001 |  |  |  | active | elc_won-DEU_0149 | 0.035 |  |  |  | 0.33123 | 0.30302
ep_windon_wind_c_won-DEU_0149 | Aggregated Plant | windon | DEU | 2002 |  |  |  | active | elc_won-DEU_0149 | 0.029 |  |  |  | 0.33123 | 0.30302
ep_windon_wind_c_won-DEU_0149 | Aggregated Plant | windon | DEU | 2003 |  |  |  | active | elc_won-DEU_0149 | 0.035 |  |  |  | 0.33123 | 0.30302
ep_windon_wind_c_won-DEU_0149 | Aggregated Plant | windon | DEU | 2004 |  |  |  | active | elc_won-DEU_0149 | 0.02 |  |  |  | 0.33123 | 0.30302
ep_windon_wind_c_won-DEU_0149 | Aggregated Plant | windon | DEU | 2005 |  |  |  | active | elc_won-DEU_0149 | 0.035 |  |  |  | 0.33123 | 0.30302
ep_windon_wind_c_won-DEU_0149 | Aggregated Plant | windon | DEU | 2006 |  |  |  | active | elc_won-DEU_0149 | 0.02 |  |  |  | 0.33123 | 0.30302
ep_windon_wind_c_won-DEU_0149 | Aggregated Plant | windon | DEU | 2008 |  |  |  | active | elc_won-DEU_0149 | 0.012 |  |  |  | 0.33123 | 0.30302
ep_windon_wind_c_won-DEU_0149 | Aggregated Plant | windon | DEU | 2009 |  |  |  | active | elc_won-DEU_0149 | 0.056 |  |  |  | 0.33123 | 0.30302
ep_windon_wind_c_won-DEU_0149 | Aggregated Plant | windon | DEU | 2010 |  |  |  | active | elc_won-DEU_0149 | 0.01 |  |  |  | 0.33123 | 0.30302
ep_windon_wind_c_won-DEU_0149 | Aggregated Plant | windon | DEU | 2013 |  |  |  | active | elc_won-DEU_0149 | 0.026 |  |  |  | 0.33123 | 0.30302
ep_windon_wind_c_won-DEU_0149 | Aggregated Plant | windon | DEU | 2014 |  |  |  | active | elc_won-DEU_0149 | 0.024 |  |  |  | 0.33123 | 0.30302
ep_windon_wind_c_won-DEU_0149 | Aggregated Plant | windon | DEU | 2015 |  |  |  | active | elc_won-DEU_0149 | 0.028 |  |  |  | 0.33123 | 0.30302
ep_windon_wind_c_won-DEU_0149 | Aggregated Plant | windon | DEU | 2016 |  |  |  | active | elc_won-DEU_0149 | 0.024 |  |  |  | 0.33123 | 0.30302
ep_windon_wind_c_won-DEU_0149 | Aggregated Plant | windon | DEU | 2017 |  |  |  | active | elc_won-DEU_0149 | 0.035 |  |  |  | 0.33123 | 0.30302
ep_windon_wind_c_won-DEU_0150 | Aggregated Plant | windon | DEU | 1999 |  |  |  | active | elc_won-DEU_0150 | 0.013 |  |  |  | 0.33123 | 0.34606
ep_windon_wind_c_won-DEU_0150 | Aggregated Plant | windon | DEU | 2001 |  |  |  | active | elc_won-DEU_0150 | 0.011 |  |  |  | 0.33123 | 0.34606
ep_windon_wind_c_won-DEU_0150 | Aggregated Plant | windon | DEU | 2004 |  |  |  | active | elc_won-DEU_0150 | 0.014 |  |  |  | 0.33123 | 0.34606
ep_windon_wind_c_won-DEU_0150 | Aggregated Plant | windon | DEU | 2005 |  |  |  | active | elc_won-DEU_0150 | 0.026 |  |  |  | 0.33123 | 0.34606
ep_windon_wind_c_won-DEU_0150 | Aggregated Plant | windon | DEU | 2006 |  |  |  | active | elc_won-DEU_0150 | 0.031 |  |  |  | 0.33123 | 0.34606
ep_windon_wind_c_won-DEU_0150 | Aggregated Plant | windon | DEU | 2007 |  |  |  | active | elc_won-DEU_0150 | 0.018 |  |  |  | 0.33123 | 0.34606
ep_windon_wind_c_won-DEU_0150 | Aggregated Plant | windon | DEU | 2009 |  |  |  | active | elc_won-DEU_0150 | 0.015 |  |  |  | 0.33123 | 0.34606
ep_windon_wind_c_won-DEU_0150 | Aggregated Plant | windon | DEU | 2010 |  |  |  | active | elc_won-DEU_0150 | 0.037 |  |  |  | 0.33123 | 0.34606
ep_windon_wind_c_won-DEU_0150 | Aggregated Plant | windon | DEU | 2014 |  |  |  | active | elc_won-DEU_0150 | 0.043 |  |  |  | 0.33123 | 0.34606
ep_windon_wind_c_won-DEU_0150 | Aggregated Plant | windon | DEU | 2016 |  |  |  | active | elc_won-DEU_0150 | 0.059 |  |  |  | 0.33123 | 0.34606
ep_windon_wind_c_won-DEU_0150 | Aggregated Plant | windon | DEU | 2021 |  |  |  | active | elc_won-DEU_0150 | 0.043 |  |  |  | 0.33123 | 0.34606
ep_windon_wind_c_won-DEU_0150 | Aggregated Plant | windon | DEU | 2023 |  |  |  | active | elc_won-DEU_0150 | 0.017 |  |  |  | 0.33123 | 0.34606
ep_windon_wind_c_won-DEU_0151 | Aggregated Plant | windon | DEU | 2001 |  |  |  | active | elc_won-DEU_0151 | 0.018 |  |  |  | 0.33123 | 0.36917
ep_windon_wind_c_won-DEU_0151 | Aggregated Plant | windon | DEU | 2002 |  |  |  | active | elc_won-DEU_0151 | 0.017 |  |  |  | 0.33123 | 0.36917
ep_windon_wind_c_won-DEU_0151 | Aggregated Plant | windon | DEU | 2003 |  |  |  | active | elc_won-DEU_0151 | 0.01 |  |  |  | 0.33123 | 0.36917
ep_windon_wind_c_won-DEU_0151 | Aggregated Plant | windon | DEU | 2013 |  |  |  | active | elc_won-DEU_0151 | 0.063 |  |  |  | 0.33123 | 0.36917
ep_windon_wind_c_won-DEU_0151 | Aggregated Plant | windon | DEU | 2015 |  |  |  | active | elc_won-DEU_0151 | 0.018 |  |  |  | 0.33123 | 0.36917
ep_windon_wind_c_won-DEU_0151 | Aggregated Plant | windon | DEU | 2021 |  |  |  | active | elc_won-DEU_0151 | 0.058 |  |  |  | 0.33123 | 0.36917
ep_windon_wind_c_won-DEU_0152 | Aggregated Plant | windon | DEU | 2003 |  |  |  | active | elc_won-DEU_0152 | 0.046 |  |  |  | 0.33123 | 0.46793
ep_windon_wind_c_won-DEU_0152 | Aggregated Plant | windon | DEU | 2005 |  |  |  | active | elc_won-DEU_0152 | 0.016 |  |  |  | 0.33123 | 0.46793
ep_windon_wind_c_won-DEU_0152 | Aggregated Plant | windon | DEU | 2006 |  |  |  | active | elc_won-DEU_0152 | 0.018 |  |  |  | 0.33123 | 0.46793
ep_windon_wind_c_won-DEU_0152 | Aggregated Plant | windon | DEU | 2018 |  |  |  | active | elc_won-DEU_0152 | 0.02 |  |  |  | 0.33123 | 0.46793
ep_windon_wind_c_won-DEU_0159 | Aggregated Plant | windon | DEU | 2007 |  |  |  | active | elc_won-DEU_0159 | 0.036 |  |  |  | 0.33123 | 0.24916
ep_windon_wind_c_won-DEU_0159 | Aggregated Plant | windon | DEU | 2012 |  |  |  | active | elc_won-DEU_0159 | 0.01 |  |  |  | 0.33123 | 0.24916
ep_windon_wind_c_won-DEU_0159 | Aggregated Plant | windon | DEU | 2022 |  |  |  | active | elc_won-DEU_0159 | 0.019 |  |  |  | 0.33123 | 0.24916
ep_windon_wind_c_won-DEU_0160 | Aggregated Plant | windon | DEU | 1999 |  |  |  | active | elc_won-DEU_0160 | 0.033 |  |  |  | 0.33123 | 0.28283
ep_windon_wind_c_won-DEU_0160 | Aggregated Plant | windon | DEU | 2000 |  |  |  | active | elc_won-DEU_0160 | 0.034 |  |  |  | 0.33123 | 0.28283
ep_windon_wind_c_won-DEU_0160 | Aggregated Plant | windon | DEU | 2001 |  |  |  | active | elc_won-DEU_0160 | 0.011 |  |  |  | 0.33123 | 0.28283
ep_windon_wind_c_won-DEU_0160 | Aggregated Plant | windon | DEU | 2002 |  |  |  | active | elc_won-DEU_0160 | 0.012 |  |  |  | 0.33123 | 0.28283
ep_windon_wind_c_won-DEU_0160 | Aggregated Plant | windon | DEU | 2004 |  |  |  | active | elc_won-DEU_0160 | 0.014 |  |  |  | 0.33123 | 0.28283
ep_windon_wind_c_won-DEU_0160 | Aggregated Plant | windon | DEU | 2006 |  |  |  | active | elc_won-DEU_0160 | 0.011 |  |  |  | 0.33123 | 0.28283
ep_windon_wind_c_won-DEU_0160 | Aggregated Plant | windon | DEU | 2014 |  |  |  | active | elc_won-DEU_0160 | 0.024 |  |  |  | 0.33123 | 0.28283
ep_windon_wind_c_won-DEU_0160 | Aggregated Plant | windon | DEU | 2015 |  |  |  | active | elc_won-DEU_0160 | 0.039 |  |  |  | 0.33123 | 0.28283
ep_windon_wind_c_won-DEU_0160 | Aggregated Plant | windon | DEU | 2016 |  |  |  | active | elc_won-DEU_0160 | 0.013 |  |  |  | 0.33123 | 0.28283
ep_windon_wind_c_won-DEU_0160 | Aggregated Plant | windon | DEU | 2018 |  |  |  | active | elc_won-DEU_0160 | 0.025 |  |  |  | 0.33123 | 0.28283
ep_windon_wind_c_won-DEU_0160 | Aggregated Plant | windon | DEU | 2022 |  |  |  | active | elc_won-DEU_0160 | 0.012 |  |  |  | 0.33123 | 0.28283
ep_windon_wind_c_won-DEU_0161 | Aggregated Plant | windon | DEU | 2004 |  |  |  | active | elc_won-DEU_0161 | 0.017 |  |  |  | 0.33123 | 0.27944
ep_windon_wind_c_won-DEU_0161 | Aggregated Plant | windon | DEU | 2006 |  |  |  | active | elc_won-DEU_0161 | 0.058 |  |  |  | 0.33123 | 0.27944
ep_windon_wind_c_won-DEU_0161 | Aggregated Plant | windon | DEU | 2009 |  |  |  | active | elc_won-DEU_0161 | 0.016 |  |  |  | 0.33123 | 0.27944
ep_windon_wind_c_won-DEU_0161 | Aggregated Plant | windon | DEU | 2011 |  |  |  | active | elc_won-DEU_0161 | 0.016 |  |  |  | 0.33123 | 0.27944
ep_windon_wind_c_won-DEU_0161 | Aggregated Plant | windon | DEU | 2012 |  |  |  | active | elc_won-DEU_0161 | 0.058 |  |  |  | 0.33123 | 0.27944
ep_windon_wind_c_won-DEU_0161 | Aggregated Plant | windon | DEU | 2014 |  |  |  | active | elc_won-DEU_0161 | 0.02 |  |  |  | 0.33123 | 0.27944
ep_windon_wind_c_won-DEU_0161 | Aggregated Plant | windon | DEU | 2015 |  |  |  | active | elc_won-DEU_0161 | 0.01 |  |  |  | 0.33123 | 0.27944
ep_windon_wind_c_won-DEU_0161 | Aggregated Plant | windon | DEU | 2016 |  |  |  | active | elc_won-DEU_0161 | 0.039 |  |  |  | 0.33123 | 0.27944
ep_windon_wind_c_won-DEU_0161 | Aggregated Plant | windon | DEU | 2017 |  |  |  | active | elc_won-DEU_0161 | 0.028 |  |  |  | 0.33123 | 0.27944
ep_windon_wind_c_won-DEU_0161 | Aggregated Plant | windon | DEU | 2018 |  |  |  | active | elc_won-DEU_0161 | 0.026 |  |  |  | 0.33123 | 0.27944
ep_windon_wind_c_won-DEU_0162 | Aggregated Plant | windon | DEU | 2002 |  |  |  | active | elc_won-DEU_0162 | 0.04 |  |  |  | 0.33123 | 0.28226
ep_windon_wind_c_won-DEU_0162 | Aggregated Plant | windon | DEU | 2004 |  |  |  | active | elc_won-DEU_0162 | 0.026 |  |  |  | 0.33123 | 0.28226
ep_windon_wind_c_won-DEU_0162 | Aggregated Plant | windon | DEU | 2005 |  |  |  | active | elc_won-DEU_0162 | 0.016 |  |  |  | 0.33123 | 0.28226
ep_windon_wind_c_won-DEU_0162 | Aggregated Plant | windon | DEU | 2006 |  |  |  | active | elc_won-DEU_0162 | 0.096 |  |  |  | 0.33123 | 0.28226
ep_windon_wind_c_won-DEU_0162 | Aggregated Plant | windon | DEU | 2007 |  |  |  | active | elc_won-DEU_0162 | 0.038 |  |  |  | 0.33123 | 0.28226
ep_windon_wind_c_won-DEU_0162 | Aggregated Plant | windon | DEU | 2008 |  |  |  | active | elc_won-DEU_0162 | 0.032 |  |  |  | 0.33123 | 0.28226
ep_windon_wind_c_won-DEU_0162 | Aggregated Plant | windon | DEU | 2009 |  |  |  | active | elc_won-DEU_0162 | 0.078 |  |  |  | 0.33123 | 0.28226
ep_windon_wind_c_won-DEU_0162 | Aggregated Plant | windon | DEU | 2010 |  |  |  | active | elc_won-DEU_0162 | 0.037 |  |  |  | 0.33123 | 0.28226
ep_windon_wind_c_won-DEU_0162 | Aggregated Plant | windon | DEU | 2012 |  |  |  | active | elc_won-DEU_0162 | 0.018 |  |  |  | 0.33123 | 0.28226
ep_windon_wind_c_won-DEU_0162 | Aggregated Plant | windon | DEU | 2013 |  |  |  | active | elc_won-DEU_0162 | 0.017 |  |  |  | 0.33123 | 0.28226
ep_windon_wind_c_won-DEU_0162 | Aggregated Plant | windon | DEU | 2014 |  |  |  | active | elc_won-DEU_0162 | 0.015 |  |  |  | 0.33123 | 0.28226
ep_windon_wind_c_won-DEU_0162 | Aggregated Plant | windon | DEU | 2015 |  |  |  | active | elc_won-DEU_0162 | 0.073 |  |  |  | 0.33123 | 0.28226
ep_windon_wind_c_won-DEU_0162 | Aggregated Plant | windon | DEU | 2016 |  |  |  | active | elc_won-DEU_0162 | 0.094 |  |  |  | 0.33123 | 0.28226
ep_windon_wind_c_won-DEU_0162 | Aggregated Plant | windon | DEU | 2017 |  |  |  | active | elc_won-DEU_0162 | 0.032 |  |  |  | 0.33123 | 0.28226
ep_windon_wind_c_won-DEU_0162 | Aggregated Plant | windon | DEU | 2019 |  |  |  | active | elc_won-DEU_0162 | 0.022 |  |  |  | 0.33123 | 0.28226
ep_windon_wind_c_won-DEU_0162 | Aggregated Plant | windon | DEU | 2021 |  |  |  | active | elc_won-DEU_0162 | 0.017 |  |  |  | 0.33123 | 0.28226
ep_windon_wind_c_won-DEU_0162 | Aggregated Plant | windon | DEU | 2022 |  |  |  | active | elc_won-DEU_0162 | 0.019 |  |  |  | 0.33123 | 0.28226
ep_windon_wind_c_won-DEU_0162 | Aggregated Plant | windon | DEU | 2024 |  |  |  | active | elc_won-DEU_0162 | 0.028 |  |  |  | 0.33123 | 0.28226
ep_windon_wind_c_won-DEU_0163 | Aggregated Plant | windon | DEU | 2002 |  |  |  | active | elc_won-DEU_0163 | 0.015 |  |  |  | 0.33123 | 0.28992
ep_windon_wind_c_won-DEU_0163 | Aggregated Plant | windon | DEU | 2003 |  |  |  | active | elc_won-DEU_0163 | 0.032 |  |  |  | 0.33123 | 0.28992
ep_windon_wind_c_won-DEU_0163 | Aggregated Plant | windon | DEU | 2005 |  |  |  | active | elc_won-DEU_0163 | 0.078 |  |  |  | 0.33123 | 0.28992
ep_windon_wind_c_won-DEU_0163 | Aggregated Plant | windon | DEU | 2007 |  |  |  | active | elc_won-DEU_0163 | 0.023 |  |  |  | 0.33123 | 0.28992
ep_windon_wind_c_won-DEU_0163 | Aggregated Plant | windon | DEU | 2008 |  |  |  | active | elc_won-DEU_0163 | 0.014 |  |  |  | 0.33123 | 0.28992
ep_windon_wind_c_won-DEU_0163 | Aggregated Plant | windon | DEU | 2009 |  |  |  | active | elc_won-DEU_0163 | 0.016 |  |  |  | 0.33123 | 0.28992
ep_windon_wind_c_won-DEU_0163 | Aggregated Plant | windon | DEU | 2015 |  |  |  | active | elc_won-DEU_0163 | 0.018 |  |  |  | 0.33123 | 0.28992
ep_windon_wind_c_won-DEU_0163 | Aggregated Plant | windon | DEU | 2021 |  |  |  | active | elc_won-DEU_0163 | 0.01 |  |  |  | 0.33123 | 0.28992
ep_windon_wind_c_won-DEU_0163 | Aggregated Plant | windon | DEU | 2022 |  |  |  | active | elc_won-DEU_0163 | 0.017 |  |  |  | 0.33123 | 0.28992
ep_windon_wind_c_won-DEU_0163 | Aggregated Plant | windon | DEU | 2023 |  |  |  | active | elc_won-DEU_0163 | 0.017 |  |  |  | 0.33123 | 0.28992
ep_windon_wind_c_won-DEU_0163 | Aggregated Plant | windon | DEU | 2024 |  |  |  | active | elc_won-DEU_0163 | 0.034 |  |  |  | 0.33123 | 0.28992
ep_windon_wind_c_won-DEU_0164 | Aggregated Plant | windon | DEU | 2003 |  |  |  | active | elc_won-DEU_0164 | 0.032 |  |  |  | 0.33123 | 0.30232
ep_windon_wind_c_won-DEU_0164 | Aggregated Plant | windon | DEU | 2004 |  |  |  | active | elc_won-DEU_0164 | 0.014 |  |  |  | 0.33123 | 0.30232
ep_windon_wind_c_won-DEU_0164 | Aggregated Plant | windon | DEU | 2005 |  |  |  | active | elc_won-DEU_0164 | 0.034 |  |  |  | 0.33123 | 0.30232
ep_windon_wind_c_won-DEU_0166 | Aggregated Plant | windon | DEU | 2000 |  |  |  | active | elc_won-DEU_0166 | 0.013 |  |  |  | 0.33123 | 0.35032
ep_windon_wind_c_won-DEU_0166 | Aggregated Plant | windon | DEU | 2001 |  |  |  | active | elc_won-DEU_0166 | 0.018 |  |  |  | 0.33123 | 0.35032
ep_windon_wind_c_won-DEU_0166 | Aggregated Plant | windon | DEU | 2004 |  |  |  | active | elc_won-DEU_0166 | 0.018 |  |  |  | 0.33123 | 0.35032
ep_windon_wind_c_won-DEU_0166 | Aggregated Plant | windon | DEU | 2006 |  |  |  | active | elc_won-DEU_0166 | 0.01 |  |  |  | 0.33123 | 0.35032
ep_windon_wind_c_won-DEU_0166 | Aggregated Plant | windon | DEU | 2009 |  |  |  | active | elc_won-DEU_0166 | 0.048 |  |  |  | 0.33123 | 0.35032
ep_windon_wind_c_won-DEU_0166 | Aggregated Plant | windon | DEU | 2011 |  |  |  | active | elc_won-DEU_0166 | 0.042 |  |  |  | 0.33123 | 0.35032
ep_windon_wind_c_won-DEU_0166 | Aggregated Plant | windon | DEU | 2012 |  |  |  | active | elc_won-DEU_0166 | 0.117 |  |  |  | 0.33123 | 0.35032
ep_windon_wind_c_won-DEU_0166 | Aggregated Plant | windon | DEU | 2013 |  |  |  | active | elc_won-DEU_0166 | 0.141 |  |  |  | 0.33123 | 0.35032
ep_windon_wind_c_won-DEU_0166 | Aggregated Plant | windon | DEU | 2014 |  |  |  | active | elc_won-DEU_0166 | 0.014 |  |  |  | 0.33123 | 0.35032
ep_windon_wind_c_won-DEU_0166 | Aggregated Plant | windon | DEU | 2015 |  |  |  | active | elc_won-DEU_0166 | 0.027 |  |  |  | 0.33123 | 0.35032
ep_windon_wind_c_won-DEU_0166 | Aggregated Plant | windon | DEU | 2016 |  |  |  | active | elc_won-DEU_0166 | 0.03 |  |  |  | 0.33123 | 0.35032
ep_windon_wind_c_won-DEU_0166 | Aggregated Plant | windon | DEU | 2017 |  |  |  | active | elc_won-DEU_0166 | 0.03 |  |  |  | 0.33123 | 0.35032
ep_windon_wind_c_won-DEU_0166 | Aggregated Plant | windon | DEU | 2018 |  |  |  | active | elc_won-DEU_0166 | 0.035 |  |  |  | 0.33123 | 0.35032
ep_windon_wind_c_won-DEU_0166 | Aggregated Plant | windon | DEU | 2023 |  |  |  | active | elc_won-DEU_0166 | 0.023 |  |  |  | 0.33123 | 0.35032
ep_windon_wind_c_won-DEU_0167 | Aggregated Plant | windon | DEU | 2001 |  |  |  | active | elc_won-DEU_0167 | 0.014 |  |  |  | 0.33123 | 0.45911
ep_windon_wind_c_won-DEU_0167 | Aggregated Plant | windon | DEU | 2009 |  |  |  | active | elc_won-DEU_0167 | 0.01 |  |  |  | 0.33123 | 0.45911
ep_windon_wind_c_won-DEU_0167 | Aggregated Plant | windon | DEU | 2016 |  |  |  | active | elc_won-DEU_0167 | 0.033 |  |  |  | 0.33123 | 0.45911
ep_windon_wind_c_won-DEU_0167 | Aggregated Plant | windon | DEU | 2023 |  |  |  | active | elc_won-DEU_0167 | 0.016 |  |  |  | 0.33123 | 0.45911
ep_windon_wind_c_won-DEU_0173 | Aggregated Plant | windon | DEU | 2000 |  |  |  | active | elc_won-DEU_0173 | 0.01 |  |  |  | 0.33123 | 0.28532
ep_windon_wind_c_won-DEU_0173 | Aggregated Plant | windon | DEU | 2004 |  |  |  | active | elc_won-DEU_0173 | 0.026 |  |  |  | 0.33123 | 0.28532
ep_windon_wind_c_won-DEU_0173 | Aggregated Plant | windon | DEU | 2006 |  |  |  | active | elc_won-DEU_0173 | 0.02 |  |  |  | 0.33123 | 0.28532
ep_windon_wind_c_won-DEU_0173 | Aggregated Plant | windon | DEU | 2009 |  |  |  | active | elc_won-DEU_0173 | 0.01 |  |  |  | 0.33123 | 0.28532
ep_windon_wind_c_won-DEU_0173 | Aggregated Plant | windon | DEU | 2010 |  |  |  | active | elc_won-DEU_0173 | 0.032 |  |  |  | 0.33123 | 0.28532
ep_windon_wind_c_won-DEU_0173 | Aggregated Plant | windon | DEU | 2012 |  |  |  | active | elc_won-DEU_0173 | 0.021 |  |  |  | 0.33123 | 0.28532
ep_windon_wind_c_won-DEU_0173 | Aggregated Plant | windon | DEU | 2014 |  |  |  | active | elc_won-DEU_0173 | 0.141 |  |  |  | 0.33123 | 0.28532
ep_windon_wind_c_won-DEU_0173 | Aggregated Plant | windon | DEU | 2015 |  |  |  | active | elc_won-DEU_0173 | 0.177 |  |  |  | 0.33123 | 0.28532
ep_windon_wind_c_won-DEU_0173 | Aggregated Plant | windon | DEU | 2016 |  |  |  | active | elc_won-DEU_0173 | 0.051 |  |  |  | 0.33123 | 0.28532
ep_windon_wind_c_won-DEU_0173 | Aggregated Plant | windon | DEU | 2019 |  |  |  | active | elc_won-DEU_0173 | 0.021 |  |  |  | 0.33123 | 0.28532
ep_windon_wind_c_won-DEU_0173 | Aggregated Plant | windon | DEU | 2020 |  |  |  | active | elc_won-DEU_0173 | 0.033 |  |  |  | 0.33123 | 0.28532
ep_windon_wind_c_won-DEU_0173 | Aggregated Plant | windon | DEU | 2022 |  |  |  | active | elc_won-DEU_0173 | 0.022 |  |  |  | 0.33123 | 0.28532
ep_windon_wind_c_won-DEU_0174 | Aggregated Plant | windon | DEU | 2002 |  |  |  | active | elc_won-DEU_0174 | 0.024 |  |  |  | 0.33123 | 0.28237
ep_windon_wind_c_won-DEU_0174 | Aggregated Plant | windon | DEU | 2003 |  |  |  | active | elc_won-DEU_0174 | 0.115 |  |  |  | 0.33123 | 0.28237
ep_windon_wind_c_won-DEU_0174 | Aggregated Plant | windon | DEU | 2005 |  |  |  | active | elc_won-DEU_0174 | 0.077 |  |  |  | 0.33123 | 0.28237
ep_windon_wind_c_won-DEU_0174 | Aggregated Plant | windon | DEU | 2006 |  |  |  | active | elc_won-DEU_0174 | 0.027 |  |  |  | 0.33123 | 0.28237
ep_windon_wind_c_won-DEU_0174 | Aggregated Plant | windon | DEU | 2009 |  |  |  | active | elc_won-DEU_0174 | 0.054 |  |  |  | 0.33123 | 0.28237
ep_windon_wind_c_won-DEU_0174 | Aggregated Plant | windon | DEU | 2010 |  |  |  | active | elc_won-DEU_0174 | 0.04 |  |  |  | 0.33123 | 0.28237
ep_windon_wind_c_won-DEU_0174 | Aggregated Plant | windon | DEU | 2011 |  |  |  | active | elc_won-DEU_0174 | 0.028 |  |  |  | 0.33123 | 0.28237
ep_windon_wind_c_won-DEU_0174 | Aggregated Plant | windon | DEU | 2015 |  |  |  | active | elc_won-DEU_0174 | 0.014 |  |  |  | 0.33123 | 0.28237
ep_windon_wind_c_won-DEU_0174 | Aggregated Plant | windon | DEU | 2016 |  |  |  | active | elc_won-DEU_0174 | 0.085 |  |  |  | 0.33123 | 0.28237
ep_windon_wind_c_won-DEU_0174 | Aggregated Plant | windon | DEU | 2020 |  |  |  | active | elc_won-DEU_0174 | 0.019 |  |  |  | 0.33123 | 0.28237
ep_windon_wind_c_won-DEU_0174 | Aggregated Plant | windon | DEU | 2021 |  |  |  | active | elc_won-DEU_0174 | 0.011 |  |  |  | 0.33123 | 0.28237
ep_windon_wind_c_won-DEU_0174 | Aggregated Plant | windon | DEU | 2022 |  |  |  | active | elc_won-DEU_0174 | 0.02 |  |  |  | 0.33123 | 0.28237
ep_windon_wind_c_won-DEU_0175 | Aggregated Plant | windon | DEU | 2001 |  |  |  | active | elc_won-DEU_0175 | 0.015 |  |  |  | 0.33123 | 0.3021
ep_windon_wind_c_won-DEU_0175 | Aggregated Plant | windon | DEU | 2002 |  |  |  | active | elc_won-DEU_0175 | 0.02 |  |  |  | 0.33123 | 0.3021
ep_windon_wind_c_won-DEU_0175 | Aggregated Plant | windon | DEU | 2003 |  |  |  | active | elc_won-DEU_0175 | 0.014 |  |  |  | 0.33123 | 0.3021
ep_windon_wind_c_won-DEU_0175 | Aggregated Plant | windon | DEU | 2005 |  |  |  | active | elc_won-DEU_0175 | 0.071 |  |  |  | 0.33123 | 0.3021
ep_windon_wind_c_won-DEU_0175 | Aggregated Plant | windon | DEU | 2006 |  |  |  | active | elc_won-DEU_0175 | 0.048 |  |  |  | 0.33123 | 0.3021
ep_windon_wind_c_won-DEU_0175 | Aggregated Plant | windon | DEU | 2009 |  |  |  | active | elc_won-DEU_0175 | 0.03 |  |  |  | 0.33123 | 0.3021
ep_windon_wind_c_won-DEU_0175 | Aggregated Plant | windon | DEU | 2013 |  |  |  | active | elc_won-DEU_0175 | 0.015 |  |  |  | 0.33123 | 0.3021
ep_windon_wind_c_won-DEU_0175 | Aggregated Plant | windon | DEU | 2014 |  |  |  | active | elc_won-DEU_0175 | 0.016 |  |  |  | 0.33123 | 0.3021
ep_windon_wind_c_won-DEU_0175 | Aggregated Plant | windon | DEU | 2015 |  |  |  | active | elc_won-DEU_0175 | 0.02 |  |  |  | 0.33123 | 0.3021
ep_windon_wind_c_won-DEU_0175 | Aggregated Plant | windon | DEU | 2016 |  |  |  | active | elc_won-DEU_0175 | 0.066 |  |  |  | 0.33123 | 0.3021
ep_windon_wind_c_won-DEU_0175 | Aggregated Plant | windon | DEU | 2018 |  |  |  | active | elc_won-DEU_0175 | 0.038 |  |  |  | 0.33123 | 0.3021
ep_windon_wind_c_won-DEU_0175 | Aggregated Plant | windon | DEU | 2020 |  |  |  | active | elc_won-DEU_0175 | 0.013 |  |  |  | 0.33123 | 0.3021
ep_windon_wind_c_won-DEU_0175 | Aggregated Plant | windon | DEU | 2021 |  |  |  | active | elc_won-DEU_0175 | 0.065 |  |  |  | 0.33123 | 0.3021
ep_windon_wind_c_won-DEU_0175 | Aggregated Plant | windon | DEU | 2022 |  |  |  | active | elc_won-DEU_0175 | 0.036 |  |  |  | 0.33123 | 0.3021
ep_windon_wind_c_won-DEU_0175 | Aggregated Plant | windon | DEU | 2024 |  |  |  | active | elc_won-DEU_0175 | 0.038 |  |  |  | 0.33123 | 0.3021
ep_windon_wind_c_won-DEU_0175 | Aggregated Plant | windon | DEU | 2025 |  |  |  | active | elc_won-DEU_0175 | 0.018 |  |  |  | 0.33123 | 0.3021
ep_windon_wind_c_won-DEU_0175 | Aggregated Plant | windon | DEU | 2028 |  |  |  | active | elc_won-DEU_0175 | 0.013 |  |  |  | 0.33123 | 0.3021
ep_windon_wind_c_won-DEU_0176 | Aggregated Plant | windon | DEU | 2002 |  |  |  | active | elc_won-DEU_0176 | 0.016 |  |  |  | 0.33123 | 0.31646
ep_windon_wind_c_won-DEU_0176 | Aggregated Plant | windon | DEU | 2003 |  |  |  | active | elc_won-DEU_0176 | 0.015 |  |  |  | 0.33123 | 0.31646
ep_windon_wind_c_won-DEU_0176 | Aggregated Plant | windon | DEU | 2004 |  |  |  | active | elc_won-DEU_0176 | 0.015 |  |  |  | 0.33123 | 0.31646
ep_windon_wind_c_won-DEU_0176 | Aggregated Plant | windon | DEU | 2005 |  |  |  | active | elc_won-DEU_0176 | 0.012 |  |  |  | 0.33123 | 0.31646
ep_windon_wind_c_won-DEU_0176 | Aggregated Plant | windon | DEU | 2012 |  |  |  | active | elc_won-DEU_0176 | 0.014 |  |  |  | 0.33123 | 0.31646
ep_windon_wind_c_won-DEU_0176 | Aggregated Plant | windon | DEU | 2015 |  |  |  | active | elc_won-DEU_0176 | 0.018 |  |  |  | 0.33123 | 0.31646
ep_windon_wind_c_won-DEU_0176 | Aggregated Plant | windon | DEU | 2017 |  |  |  | active | elc_won-DEU_0176 | 0.019 |  |  |  | 0.33123 | 0.31646
ep_windon_wind_c_won-DEU_0176 | Aggregated Plant | windon | DEU | 2019 |  |  |  | active | elc_won-DEU_0176 | 0.017 |  |  |  | 0.33123 | 0.31646
ep_windon_wind_c_won-DEU_0176 | Aggregated Plant | windon | DEU | 2020 |  |  |  | active | elc_won-DEU_0176 | 0.017 |  |  |  | 0.33123 | 0.31646
ep_windon_wind_c_won-DEU_0176 | Aggregated Plant | windon | DEU | 2021 |  |  |  | active | elc_won-DEU_0176 | 0.011 |  |  |  | 0.33123 | 0.31646
ep_windon_wind_c_won-DEU_0176 | Aggregated Plant | windon | DEU | 2022 |  |  |  | active | elc_won-DEU_0176 | 0.063 |  |  |  | 0.33123 | 0.31646
ep_windon_wind_c_won-DEU_0176 | Aggregated Plant | windon | DEU | 2023 |  |  |  | active | elc_won-DEU_0176 | 0.011 |  |  |  | 0.33123 | 0.31646
ep_windon_wind_c_won-DEU_0176 | Aggregated Plant | windon | DEU | 2024 |  |  |  | active | elc_won-DEU_0176 | 0.023 |  |  |  | 0.33123 | 0.31646
ep_windon_wind_c_won-DEU_0177 | Aggregated Plant | windon | DEU | 1997 |  |  |  | active | elc_won-DEU_0177 | 0.038 |  |  |  | 0.33123 | 0.34049
ep_windon_wind_c_won-DEU_0177 | Aggregated Plant | windon | DEU | 1998 |  |  |  | active | elc_won-DEU_0177 | 0.017 |  |  |  | 0.33123 | 0.34049
ep_windon_wind_c_won-DEU_0177 | Aggregated Plant | windon | DEU | 1999 |  |  |  | active | elc_won-DEU_0177 | 0.013 |  |  |  | 0.33123 | 0.34049
ep_windon_wind_c_won-DEU_0177 | Aggregated Plant | windon | DEU | 2001 |  |  |  | active | elc_won-DEU_0177 | 0.024 |  |  |  | 0.33123 | 0.34049
ep_windon_wind_c_won-DEU_0177 | Aggregated Plant | windon | DEU | 2003 |  |  |  | active | elc_won-DEU_0177 | 0.054 |  |  |  | 0.33123 | 0.34049
ep_windon_wind_c_won-DEU_0177 | Aggregated Plant | windon | DEU | 2004 |  |  |  | active | elc_won-DEU_0177 | 0.036 |  |  |  | 0.33123 | 0.34049
ep_windon_wind_c_won-DEU_0177 | Aggregated Plant | windon | DEU | 2005 |  |  |  | active | elc_won-DEU_0177 | 0.01 |  |  |  | 0.33123 | 0.34049
ep_windon_wind_c_won-DEU_0177 | Aggregated Plant | windon | DEU | 2006 |  |  |  | active | elc_won-DEU_0177 | 0.016 |  |  |  | 0.33123 | 0.34049
ep_windon_wind_c_won-DEU_0177 | Aggregated Plant | windon | DEU | 2009 |  |  |  | active | elc_won-DEU_0177 | 0.067 |  |  |  | 0.33123 | 0.34049
ep_windon_wind_c_won-DEU_0177 | Aggregated Plant | windon | DEU | 2012 |  |  |  | active | elc_won-DEU_0177 | 0.04 |  |  |  | 0.33123 | 0.34049
ep_windon_wind_c_won-DEU_0177 | Aggregated Plant | windon | DEU | 2015 |  |  |  | active | elc_won-DEU_0177 | 0.23 |  |  |  | 0.33123 | 0.34049
ep_windon_wind_c_won-DEU_0177 | Aggregated Plant | windon | DEU | 2017 |  |  |  | active | elc_won-DEU_0177 | 0.034 |  |  |  | 0.33123 | 0.34049
ep_windon_wind_c_won-DEU_0177 | Aggregated Plant | windon | DEU | 2018 |  |  |  | active | elc_won-DEU_0177 | 0.108 |  |  |  | 0.33123 | 0.34049
ep_windon_wind_c_won-DEU_0177 | Aggregated Plant | windon | DEU | 2019 |  |  |  | active | elc_won-DEU_0177 | 0.029 |  |  |  | 0.33123 | 0.34049
ep_windon_wind_c_won-DEU_0177 | Aggregated Plant | windon | DEU | 2020 |  |  |  | active | elc_won-DEU_0177 | 0.022 |  |  |  | 0.33123 | 0.34049
ep_windon_wind_c_won-DEU_0177 | Aggregated Plant | windon | DEU | 2021 |  |  |  | active | elc_won-DEU_0177 | 0.084 |  |  |  | 0.33123 | 0.34049
ep_windon_wind_c_won-DEU_0177 | Aggregated Plant | windon | DEU | 2023 |  |  |  | active | elc_won-DEU_0177 | 0.04 |  |  |  | 0.33123 | 0.34049
ep_windon_wind_c_won-DEU_0177 | Aggregated Plant | windon | DEU | 2024 |  |  |  | active | elc_won-DEU_0177 | 0.039 |  |  |  | 0.33123 | 0.34049
ep_windon_wind_c_won-DEU_0178 | Aggregated Plant | windon | DEU | 1999 |  |  |  | active | elc_won-DEU_0178 | 0.011 |  |  |  | 0.33123 | 0.40295
ep_windon_wind_c_won-DEU_0178 | Aggregated Plant | windon | DEU | 2001 |  |  |  | active | elc_won-DEU_0178 | 0.023 |  |  |  | 0.33123 | 0.40295
ep_windon_wind_c_won-DEU_0178 | Aggregated Plant | windon | DEU | 2003 |  |  |  | active | elc_won-DEU_0178 | 0.014 |  |  |  | 0.33123 | 0.40295
ep_windon_wind_c_won-DEU_0178 | Aggregated Plant | windon | DEU | 2006 |  |  |  | active | elc_won-DEU_0178 | 0.016 |  |  |  | 0.33123 | 0.40295
ep_windon_wind_c_won-DEU_0178 | Aggregated Plant | windon | DEU | 2009 |  |  |  | active | elc_won-DEU_0178 | 0.024 |  |  |  | 0.33123 | 0.40295
ep_windon_wind_c_won-DEU_0178 | Aggregated Plant | windon | DEU | 2013 |  |  |  | active | elc_won-DEU_0178 | 0.06 |  |  |  | 0.33123 | 0.40295
ep_windon_wind_c_won-DEU_0178 | Aggregated Plant | windon | DEU | 2023 |  |  |  | active | elc_won-DEU_0178 | 0.011 |  |  |  | 0.33123 | 0.40295
ep_windon_wind_c_won-DEU_0179 | Aggregated Plant | windon | DEU | 2001 |  |  |  | active | elc_won-DEU_0179 | 0.027 |  |  |  | 0.33123 | 0.50527
ep_windon_wind_c_won-DEU_0182 | Aggregated Plant | windon | DEU | 2002 |  |  |  | active | elc_won-DEU_0182 | 0.012 |  |  |  | 0.33123 | 0.28788
ep_windon_wind_c_won-DEU_0182 | Aggregated Plant | windon | DEU | 2003 |  |  |  | active | elc_won-DEU_0182 | 0.023 |  |  |  | 0.33123 | 0.28788
ep_windon_wind_c_won-DEU_0182 | Aggregated Plant | windon | DEU | 2004 |  |  |  | active | elc_won-DEU_0182 | 0.018 |  |  |  | 0.33123 | 0.28788
ep_windon_wind_c_won-DEU_0182 | Aggregated Plant | windon | DEU | 2011 |  |  |  | active | elc_won-DEU_0182 | 0.046 |  |  |  | 0.33123 | 0.28788
ep_windon_wind_c_won-DEU_0182 | Aggregated Plant | windon | DEU | 2017 |  |  |  | active | elc_won-DEU_0182 | 0.02 |  |  |  | 0.33123 | 0.28788
ep_windon_wind_c_won-DEU_0183 | Aggregated Plant | windon | DEU | 2002 |  |  |  | active | elc_won-DEU_0183 | 0.01 |  |  |  | 0.33123 | 0.2956
ep_windon_wind_c_won-DEU_0183 | Aggregated Plant | windon | DEU | 2004 |  |  |  | active | elc_won-DEU_0183 | 0.01 |  |  |  | 0.33123 | 0.2956
ep_windon_wind_c_won-DEU_0183 | Aggregated Plant | windon | DEU | 2005 |  |  |  | active | elc_won-DEU_0183 | 0.044 |  |  |  | 0.33123 | 0.2956
ep_windon_wind_c_won-DEU_0183 | Aggregated Plant | windon | DEU | 2006 |  |  |  | active | elc_won-DEU_0183 | 0.012 |  |  |  | 0.33123 | 0.2956
ep_windon_wind_c_won-DEU_0183 | Aggregated Plant | windon | DEU | 2009 |  |  |  | active | elc_won-DEU_0183 | 0.067 |  |  |  | 0.33123 | 0.2956
ep_windon_wind_c_won-DEU_0183 | Aggregated Plant | windon | DEU | 2010 |  |  |  | active | elc_won-DEU_0183 | 0.02 |  |  |  | 0.33123 | 0.2956
ep_windon_wind_c_won-DEU_0183 | Aggregated Plant | windon | DEU | 2013 |  |  |  | active | elc_won-DEU_0183 | 0.011 |  |  |  | 0.33123 | 0.2956
ep_windon_wind_c_won-DEU_0183 | Aggregated Plant | windon | DEU | 2015 |  |  |  | active | elc_won-DEU_0183 | 0.014 |  |  |  | 0.33123 | 0.2956
ep_windon_wind_c_won-DEU_0183 | Aggregated Plant | windon | DEU | 2016 |  |  |  | active | elc_won-DEU_0183 | 0.037 |  |  |  | 0.33123 | 0.2956
ep_windon_wind_c_won-DEU_0183 | Aggregated Plant | windon | DEU | 2018 |  |  |  | active | elc_won-DEU_0183 | 0.016 |  |  |  | 0.33123 | 0.2956
ep_windon_wind_c_won-DEU_0183 | Aggregated Plant | windon | DEU | 2019 |  |  |  | active | elc_won-DEU_0183 | 0.011 |  |  |  | 0.33123 | 0.2956
ep_windon_wind_c_won-DEU_0183 | Aggregated Plant | windon | DEU | 2022 |  |  |  | active | elc_won-DEU_0183 | 0.022 |  |  |  | 0.33123 | 0.2956
ep_windon_wind_c_won-DEU_0183 | Aggregated Plant | windon | DEU | 2025 |  |  |  | active | elc_won-DEU_0183 | 0.05 |  |  |  | 0.33123 | 0.2956
ep_windon_wind_c_won-DEU_0184 | Aggregated Plant | windon | DEU | 2002 |  |  |  | active | elc_won-DEU_0184 | 0.053 |  |  |  | 0.33123 | 0.28641
ep_windon_wind_c_won-DEU_0184 | Aggregated Plant | windon | DEU | 2003 |  |  |  | active | elc_won-DEU_0184 | 0.014 |  |  |  | 0.33123 | 0.28641
ep_windon_wind_c_won-DEU_0184 | Aggregated Plant | windon | DEU | 2004 |  |  |  | active | elc_won-DEU_0184 | 0.02 |  |  |  | 0.33123 | 0.28641
ep_windon_wind_c_won-DEU_0184 | Aggregated Plant | windon | DEU | 2005 |  |  |  | active | elc_won-DEU_0184 | 0.031 |  |  |  | 0.33123 | 0.28641
ep_windon_wind_c_won-DEU_0184 | Aggregated Plant | windon | DEU | 2006 |  |  |  | active | elc_won-DEU_0184 | 0.01 |  |  |  | 0.33123 | 0.28641
ep_windon_wind_c_won-DEU_0184 | Aggregated Plant | windon | DEU | 2009 |  |  |  | active | elc_won-DEU_0184 | 0.012 |  |  |  | 0.33123 | 0.28641
ep_windon_wind_c_won-DEU_0184 | Aggregated Plant | windon | DEU | 2014 |  |  |  | active | elc_won-DEU_0184 | 0.089 |  |  |  | 0.33123 | 0.28641
ep_windon_wind_c_won-DEU_0184 | Aggregated Plant | windon | DEU | 2015 |  |  |  | active | elc_won-DEU_0184 | 0.017 |  |  |  | 0.33123 | 0.28641
ep_windon_wind_c_won-DEU_0184 | Aggregated Plant | windon | DEU | 2016 |  |  |  | active | elc_won-DEU_0184 | 0.02 |  |  |  | 0.33123 | 0.28641
ep_windon_wind_c_won-DEU_0184 | Aggregated Plant | windon | DEU | 2019 |  |  |  | active | elc_won-DEU_0184 | 0.014 |  |  |  | 0.33123 | 0.28641
ep_windon_wind_c_won-DEU_0184 | Aggregated Plant | windon | DEU | 2021 |  |  |  | active | elc_won-DEU_0184 | 0.057 |  |  |  | 0.33123 | 0.28641
ep_windon_wind_c_won-DEU_0184 | Aggregated Plant | windon | DEU | 2023 |  |  |  | active | elc_won-DEU_0184 | 0.017 |  |  |  | 0.33123 | 0.28641
ep_windon_wind_c_won-DEU_0184 | Aggregated Plant | windon | DEU | 2024 |  |  |  | active | elc_won-DEU_0184 | 0.034 |  |  |  | 0.33123 | 0.28641
ep_windon_wind_c_won-DEU_0185 | Aggregated Plant | windon | DEU | 2001 |  |  |  | active | elc_won-DEU_0185 | 0.034 |  |  |  | 0.33123 | 0.30527
ep_windon_wind_c_won-DEU_0185 | Aggregated Plant | windon | DEU | 2002 |  |  |  | active | elc_won-DEU_0185 | 0.018 |  |  |  | 0.33123 | 0.30527
ep_windon_wind_c_won-DEU_0185 | Aggregated Plant | windon | DEU | 2003 |  |  |  | active | elc_won-DEU_0185 | 0.018 |  |  |  | 0.33123 | 0.30527
ep_windon_wind_c_won-DEU_0185 | Aggregated Plant | windon | DEU | 2007 |  |  |  | active | elc_won-DEU_0185 | 0.01 |  |  |  | 0.33123 | 0.30527
ep_windon_wind_c_won-DEU_0185 | Aggregated Plant | windon | DEU | 2012 |  |  |  | active | elc_won-DEU_0185 | 0.012 |  |  |  | 0.33123 | 0.30527
ep_windon_wind_c_won-DEU_0185 | Aggregated Plant | windon | DEU | 2016 |  |  |  | active | elc_won-DEU_0185 | 0.023 |  |  |  | 0.33123 | 0.30527
ep_windon_wind_c_won-DEU_0185 | Aggregated Plant | windon | DEU | 2017 |  |  |  | active | elc_won-DEU_0185 | 0.044 |  |  |  | 0.33123 | 0.30527
ep_windon_wind_c_won-DEU_0185 | Aggregated Plant | windon | DEU | 2018 |  |  |  | active | elc_won-DEU_0185 | 0.008 |  |  |  | 0.33123 | 0.30527
ep_windon_wind_c_won-DEU_0185 | Aggregated Plant | windon | DEU | 2021 |  |  |  | active | elc_won-DEU_0185 | 0.029 |  |  |  | 0.33123 | 0.30527
ep_windon_wind_c_won-DEU_0185 | Aggregated Plant | windon | DEU | 2022 |  |  |  | active | elc_won-DEU_0185 | 0.042 |  |  |  | 0.33123 | 0.30527
ep_windon_wind_c_won-DEU_0185 | Aggregated Plant | windon | DEU | 2023 |  |  |  | active | elc_won-DEU_0185 | 0.025 |  |  |  | 0.33123 | 0.30527
ep_windon_wind_c_won-DEU_0185 | Aggregated Plant | windon | DEU | 2024 |  |  |  | active | elc_won-DEU_0185 | 0.021 |  |  |  | 0.33123 | 0.30527
ep_windon_wind_c_won-DEU_0186 | Aggregated Plant | windon | DEU | 2001 |  |  |  | active | elc_won-DEU_0186 | 0.028 |  |  |  | 0.33123 | 0.31364
ep_windon_wind_c_won-DEU_0186 | Aggregated Plant | windon | DEU | 2004 |  |  |  | active | elc_won-DEU_0186 | 0.014 |  |  |  | 0.33123 | 0.31364
ep_windon_wind_c_won-DEU_0186 | Aggregated Plant | windon | DEU | 2009 |  |  |  | active | elc_won-DEU_0186 | 0.026 |  |  |  | 0.33123 | 0.31364
ep_windon_wind_c_won-DEU_0187 | Aggregated Plant | windon | DEU | 1999 |  |  |  | active | elc_won-DEU_0187 | 0.012 |  |  |  | 0.33123 | 0.34724
ep_windon_wind_c_won-DEU_0187 | Aggregated Plant | windon | DEU | 2005 |  |  |  | active | elc_won-DEU_0187 | 0.026 |  |  |  | 0.33123 | 0.34724
ep_windon_wind_c_won-DEU_0187 | Aggregated Plant | windon | DEU | 2008 |  |  |  | active | elc_won-DEU_0187 | 0.044 |  |  |  | 0.33123 | 0.34724
ep_windon_wind_c_won-DEU_0187 | Aggregated Plant | windon | DEU | 2015 |  |  |  | active | elc_won-DEU_0187 | 0.094 |  |  |  | 0.33123 | 0.34724
ep_windon_wind_c_won-DEU_0187 | Aggregated Plant | windon | DEU | 2017 |  |  |  | active | elc_won-DEU_0187 | 0.01 |  |  |  | 0.33123 | 0.34724
ep_windon_wind_c_won-DEU_0187 | Aggregated Plant | windon | DEU | 2021 |  |  |  | active | elc_won-DEU_0187 | 0.031 |  |  |  | 0.33123 | 0.34724
ep_windon_wind_c_won-DEU_0187 | Aggregated Plant | windon | DEU | 2022 |  |  |  | active | elc_won-DEU_0187 | 0.011 |  |  |  | 0.33123 | 0.34724
ep_windon_wind_w1086825107-380 | Aggregated Plant | windon | DEU | 2022 |  |  |  | active | e_w1086825107-380 | 0.04584 |  |  |  | 0.33123 | 0.31605
ep_windon_wind_w1089769599-220 | Aggregated Plant | windon | DEU | 2022 |  |  |  | active | e_w1089769599-220 | 0.056592 |  |  |  | 0.33123 | 0.31605
ep_windon_wind_w1089769599-380 | Aggregated Plant | windon | DEU | 2022 |  |  |  | active | e_w1089769599-380 | 0.026032 |  |  |  | 0.33123 | 0.31605
ep_windon_wind_w1089911133-380 | Aggregated Plant | windon | DEU | 2022 |  |  |  | active | e_w1089911133-380 | 0.050933 |  |  |  | 0.33123 | 0.31605
ep_windon_wind_w1091984573-220 | Aggregated Plant | windon | DEU | 2022 |  |  |  | active | e_w1091984573-220 | 0.023203 |  |  |  | 0.33123 | 0.31605
ep_windon_wind_w1094015892-220 | Aggregated Plant | windon | DEU | 2022 |  |  |  | active | e_w1094015892-220 | 0.11318 |  |  |  | 0.33123 | 0.31605
ep_windon_wind_w1094015892-380 | Aggregated Plant | windon | DEU | 2022 |  |  |  | active | e_w1094015892-380 | 0.061119 |  |  |  | 0.33123 | 0.31605
ep_windon_wind_w109917397-380 | Aggregated Plant | windon | DEU | 2022 |  |  |  | active | e_w109917397-380 | 0.075267 |  |  |  | 0.33123 | 0.31605
ep_windon_wind_w1102237380-380 | Aggregated Plant | windon | DEU | 2022 |  |  |  | active | e_w1102237380-380 | 0.099036 |  |  |  | 0.33123 | 0.31605
ep_windon_wind_w1104947187-380 | Aggregated Plant | windon | DEU | 2022 |  |  |  | active | e_w1104947187-380 | 0.03056 |  |  |  | 0.33123 | 0.31605
ep_windon_wind_w1107961833-380 | Aggregated Plant | windon | DEU | 2022 |  |  |  | active | e_w1107961833-380 | 0.095641 |  |  |  | 0.33123 | 0.31605
ep_windon_wind_w1128250707-220 | Aggregated Plant | windon | DEU | 2022 |  |  |  | active | e_w1128250707-220 | 0.010187 |  |  |  | 0.33123 | 0.31605
ep_windon_wind_w114319248-380 | Aggregated Plant | windon | DEU | 2022 |  |  |  | active | e_w114319248-380 | 0.015846 |  |  |  | 0.33123 | 0.31605
ep_windon_wind_w1222597066-220 | Aggregated Plant | windon | DEU | 2022 |  |  |  | active | e_w1222597066-220 | 0.17374 |  |  |  | 0.33123 | 0.31605
ep_windon_wind_w1222597066-380 | Aggregated Plant | windon | DEU | 2022 |  |  |  | active | e_w1222597066-380 | 0.032823 |  |  |  | 0.33123 | 0.31605
ep_windon_wind_w1223405794-220 | Aggregated Plant | windon | DEU | 2022 |  |  |  | active | e_w1223405794-220 | 0.057724 |  |  |  | 0.33123 | 0.31605
ep_windon_wind_w1223405794-380 | Aggregated Plant | windon | DEU | 2022 |  |  |  | active | e_w1223405794-380 | 0.023769 |  |  |  | 0.33123 | 0.31605
ep_windon_wind_w1245867884-380 | Aggregated Plant | windon | DEU | 2022 |  |  |  | active | e_w1245867884-380 | 0.041312 |  |  |  | 0.33123 | 0.31605
ep_windon_wind_w1280364401-380 | Aggregated Plant | windon | DEU | 2022 |  |  |  | active | e_w1280364401-380 | 0.014148 |  |  |  | 0.33123 | 0.31605
ep_windon_wind_w1303270458-380 | Aggregated Plant | windon | DEU | 2022 |  |  |  | active | e_w1303270458-380 | 0.011884 |  |  |  | 0.33123 | 0.31605
ep_windon_wind_w143854536-380 | Aggregated Plant | windon | DEU | 2022 |  |  |  | active | e_w143854536-380 | 0.13243 |  |  |  | 0.33123 | 0.31605
ep_windon_wind_w143882655-220 | Aggregated Plant | windon | DEU | 2022 |  |  |  | active | e_w143882655-220 | 0.037917 |  |  |  | 0.33123 | 0.31605
ep_windon_wind_w143882655-380 | Aggregated Plant | windon | DEU | 2022 |  |  |  | active | e_w143882655-380 | 0.19751 |  |  |  | 0.33123 | 0.31605
ep_windon_wind_w145002769-380 | Aggregated Plant | windon | DEU | 2022 |  |  |  | active | e_w145002769-380 | 0.07074 |  |  |  | 0.33123 | 0.31605
ep_windon_wind_w148211527-380 | Aggregated Plant | windon | DEU | 2022 |  |  |  | active | e_w148211527-380 | 0.11941 |  |  |  | 0.33123 | 0.31605
ep_windon_wind_w148446247-380 | Aggregated Plant | windon | DEU | 2022 |  |  |  | active | e_w148446247-380 | 0.11941 |  |  |  | 0.33123 | 0.31605
ep_windon_wind_w149256409-380 | Aggregated Plant | windon | DEU | 2022 |  |  |  | active | e_w149256409-380 | 0.019241 |  |  |  | 0.33123 | 0.31605
ep_windon_wind_w149987048-220 | Aggregated Plant | windon | DEU | 2022 |  |  |  | active | e_w149987048-220 | 0.023769 |  |  |  | 0.33123 | 0.31605
ep_windon_wind_w150200540-380 | Aggregated Plant | windon | DEU | 2022 |  |  |  | active | e_w150200540-380 | 0.026032 |  |  |  | 0.33123 | 0.31605
ep_windon_wind_w151507370-220 | Aggregated Plant | windon | DEU | 2022 |  |  |  | active | e_w151507370-220 | 0.023769 |  |  |  | 0.33123 | 0.31605
ep_windon_wind_w152018146-380 | Aggregated Plant | windon | DEU | 2022 |  |  |  | active | e_w152018146-380 | 0.063383 |  |  |  | 0.33123 | 0.31605
ep_windon_wind_w152107815-380 | Aggregated Plant | windon | DEU | 2022 |  |  |  | active | e_w152107815-380 | 0.062251 |  |  |  | 0.33123 | 0.31605
ep_windon_wind_w152973139-380 | Aggregated Plant | windon | DEU | 2022 |  |  |  | active | e_w152973139-380 | 0.011884 |  |  |  | 0.33123 | 0.31605
ep_windon_wind_w156402422-220 | Aggregated Plant | windon | DEU | 2022 |  |  |  | active | e_w156402422-220 | 0.016978 |  |  |  | 0.33123 | 0.31605
ep_windon_wind_w156673636-380 | Aggregated Plant | windon | DEU | 2022 |  |  |  | active | e_w156673636-380 | 0.068476 |  |  |  | 0.33123 | 0.31605
ep_windon_wind_w156960655-380 | Aggregated Plant | windon | DEU | 2022 |  |  |  | active | e_w156960655-380 | 0.047537 |  |  |  | 0.33123 | 0.31605
ep_windon_wind_w157164284-220 | Aggregated Plant | windon | DEU | 2022 |  |  |  | active | e_w157164284-220 | 0.13865 |  |  |  | 0.33123 | 0.31605
ep_windon_wind_w157328339-380 | Aggregated Plant | windon | DEU | 2022 |  |  |  | active | e_w157328339-380 | 0.14714 |  |  |  | 0.33123 | 0.31605
ep_windon_wind_w157421333-220 | Aggregated Plant | windon | DEU | 2022 |  |  |  | active | e_w157421333-220 | 0.015846 |  |  |  | 0.33123 | 0.31605
ep_windon_wind_w160929097-220 | Aggregated Plant | windon | DEU | 2022 |  |  |  | active | e_w160929097-220 | 0.026032 |  |  |  | 0.33123 | 0.31605
ep_windon_wind_w170123812-220 | Aggregated Plant | windon | DEU | 2022 |  |  |  | active | e_w170123812-220 | 0.07357 |  |  |  | 0.33123 | 0.31605
ep_windon_wind_w170123812-400 | Aggregated Plant | windon | DEU | 2022 |  |  |  | active | e_w170123812-400 | 0.035653 |  |  |  | 0.33123 | 0.31605
ep_windon_wind_w173112252-220 | Aggregated Plant | windon | DEU | 2022 |  |  |  | active | e_w173112252-220 | 0.019807 |  |  |  | 0.33123 | 0.31605
ep_windon_wind_w202747445-380 | Aggregated Plant | windon | DEU | 2022 |  |  |  | active | e_w202747445-380 | 0.092245 |  |  |  | 0.33123 | 0.31605
ep_windon_wind_w202865177-380 | Aggregated Plant | windon | DEU | 2022 |  |  |  | active | e_w202865177-380 | 0.014148 |  |  |  | 0.33123 | 0.31605
ep_windon_wind_w206289192-380 | Aggregated Plant | windon | DEU | 2022 |  |  |  | active | e_w206289192-380 | 0.069042 |  |  |  | 0.33123 | 0.31605
ep_windon_wind_w229565743-220 | Aggregated Plant | windon | DEU | 2022 |  |  |  | active | e_w229565743-220 | 0.04584 |  |  |  | 0.33123 | 0.31605
ep_windon_wind_w22973052-220 | Aggregated Plant | windon | DEU | 2022 |  |  |  | active | e_w22973052-220 | 0.063949 |  |  |  | 0.33123 | 0.31605
ep_windon_wind_w23084417-220 | Aggregated Plant | windon | DEU | 2022 |  |  |  | active | e_w23084417-220 | 0.013016 |  |  |  | 0.33123 | 0.31605
ep_windon_wind_w234171369-380 | Aggregated Plant | windon | DEU | 2022 |  |  |  | active | e_w234171369-380 | 0.077531 |  |  |  | 0.33123 | 0.31605
ep_windon_wind_w23682013-220 | Aggregated Plant | windon | DEU | 2022 |  |  |  | active | e_w23682013-220 | 0.017544 |  |  |  | 0.33123 | 0.31605
ep_windon_wind_w23816140-220 | Aggregated Plant | windon | DEU | 2022 |  |  |  | active | e_w23816140-220 | 0.04301 |  |  |  | 0.33123 | 0.31605
ep_windon_wind_w23899043-380 | Aggregated Plant | windon | DEU | 2022 |  |  |  | active | e_w23899043-380 | 0.029994 |  |  |  | 0.33123 | 0.31605
ep_windon_wind_w24042358-380 | Aggregated Plant | windon | DEU | 2022 |  |  |  | active | e_w24042358-380 | 0.013582 |  |  |  | 0.33123 | 0.31605
ep_windon_wind_w24237879-220 | Aggregated Plant | windon | DEU | 2022 |  |  |  | active | e_w24237879-220 | 0.013582 |  |  |  | 0.33123 | 0.31605
ep_windon_wind_w24258096-380 | Aggregated Plant | windon | DEU | 2022 |  |  |  | active | e_w24258096-380 | 0.088284 |  |  |  | 0.33123 | 0.31605
ep_windon_wind_w24267175-220 | Aggregated Plant | windon | DEU | 2022 |  |  |  | active | e_w24267175-220 | 0.14997 |  |  |  | 0.33123 | 0.31605
ep_windon_wind_w24268944-380 | Aggregated Plant | windon | DEU | 2022 |  |  |  | active | e_w24268944-380 | 0.056592 |  |  |  | 0.33123 | 0.31605
ep_windon_wind_w24272541-220 | Aggregated Plant | windon | DEU | 2022 |  |  |  | active | e_w24272541-220 | 0.015846 |  |  |  | 0.33123 | 0.31605
ep_windon_wind_w24413992-380 | Aggregated Plant | windon | DEU | 2022 |  |  |  | active | e_w24413992-380 | 0.027164 |  |  |  | 0.33123 | 0.31605
ep_windon_wind_w24462228-220 | Aggregated Plant | windon | DEU | 2022 |  |  |  | active | e_w24462228-220 | 0.011318 |  |  |  | 0.33123 | 0.31605
ep_windon_wind_w24493551-380 | Aggregated Plant | windon | DEU | 2022 |  |  |  | active | e_w24493551-380 | 0.019807 |  |  |  | 0.33123 | 0.31605
ep_windon_wind_w24502420-380 | Aggregated Plant | windon | DEU | 2022 |  |  |  | active | e_w24502420-380 | 0.065647 |  |  |  | 0.33123 | 0.31605
ep_windon_wind_w24604789-380 | Aggregated Plant | windon | DEU | 2022 |  |  |  | active | e_w24604789-380 | 0.019807 |  |  |  | 0.33123 | 0.31605
ep_windon_wind_w24685992-380 | Aggregated Plant | windon | DEU | 2022 |  |  |  | active | e_w24685992-380 | 0.01528 |  |  |  | 0.33123 | 0.31605
ep_windon_wind_w24705761-220 | Aggregated Plant | windon | DEU | 2022 |  |  |  | active | e_w24705761-220 | 0.036785 |  |  |  | 0.33123 | 0.31605
ep_windon_wind_w24757392-380 | Aggregated Plant | windon | DEU | 2022 |  |  |  | active | e_w24757392-380 | 0.047537 |  |  |  | 0.33123 | 0.31605
ep_windon_wind_w24757393-380 | Aggregated Plant | windon | DEU | 2022 |  |  |  | active | e_w24757393-380 | 0.057724 |  |  |  | 0.33123 | 0.31605
ep_windon_wind_w24757833-380 | Aggregated Plant | windon | DEU | 2022 |  |  |  | active | e_w24757833-380 | 0.013582 |  |  |  | 0.33123 | 0.31605
ep_windon_wind_w24765111-220 | Aggregated Plant | windon | DEU | 2022 |  |  |  | active | e_w24765111-220 | 0.031692 |  |  |  | 0.33123 | 0.31605
ep_windon_wind_w24768051-220 | Aggregated Plant | windon | DEU | 2022 |  |  |  | active | e_w24768051-220 | 0.062817 |  |  |  | 0.33123 | 0.31605
ep_windon_wind_w24815262-220 | Aggregated Plant | windon | DEU | 2022 |  |  |  | active | e_w24815262-220 | 0.029428 |  |  |  | 0.33123 | 0.31605
ep_windon_wind_w24839976-380 | Aggregated Plant | windon | DEU | 2022 |  |  |  | active | e_w24839976-380 | 0.010752 |  |  |  | 0.33123 | 0.31605
ep_windon_wind_w25426571-380 | Aggregated Plant | windon | DEU | 2022 |  |  |  | active | e_w25426571-380 | 0.061119 |  |  |  | 0.33123 | 0.31605
ep_windon_wind_w259561755-380 | Aggregated Plant | windon | DEU | 2022 |  |  |  | active | e_w259561755-380 | 0.02773 |  |  |  | 0.33123 | 0.31605
ep_windon_wind_w25992879-380 | Aggregated Plant | windon | DEU | 2022 |  |  |  | active | e_w25992879-380 | 0.016412 |  |  |  | 0.33123 | 0.31605
ep_windon_wind_w26472665-220 | Aggregated Plant | windon | DEU | 2022 |  |  |  | active | e_w26472665-220 | 0.058856 |  |  |  | 0.33123 | 0.31605
ep_windon_wind_w26472665-380 | Aggregated Plant | windon | DEU | 2022 |  |  |  | active | e_w26472665-380 | 0.059422 |  |  |  | 0.33123 | 0.31605
ep_windon_wind_w26474759-380 | Aggregated Plant | windon | DEU | 2022 |  |  |  | active | e_w26474759-380 | 0.14544 |  |  |  | 0.33123 | 0.31605
ep_windon_wind_w266684854-380 | Aggregated Plant | windon | DEU | 2022 |  |  |  | active | e_w266684854-380 | 0.028862 |  |  |  | 0.33123 | 0.31605
ep_windon_wind_w26814283-380 | Aggregated Plant | windon | DEU | 2022 |  |  |  | active | e_w26814283-380 | 0.015846 |  |  |  | 0.33123 | 0.31605
ep_windon_wind_w27149550-220 | Aggregated Plant | windon | DEU | 2022 |  |  |  | active | e_w27149550-220 | 0.052065 |  |  |  | 0.33123 | 0.31605
ep_windon_wind_w27149550-380 | Aggregated Plant | windon | DEU | 2022 |  |  |  | active | e_w27149550-380 | 0.015846 |  |  |  | 0.33123 | 0.31605
ep_windon_wind_w274603394-380 | Aggregated Plant | windon | DEU | 2022 |  |  |  | active | e_w274603394-380 | 0.056592 |  |  |  | 0.33123 | 0.31605
ep_windon_wind_w274621059-220 | Aggregated Plant | windon | DEU | 2022 |  |  |  | active | e_w274621059-220 | 0.042444 |  |  |  | 0.33123 | 0.31605
ep_windon_wind_w274630377-220 | Aggregated Plant | windon | DEU | 2022 |  |  |  | active | e_w274630377-220 | 0.023769 |  |  |  | 0.33123 | 0.31605
ep_windon_wind_w275466323 | Aggregated Plant | windon | DEU | 2022 |  |  |  | active | e_w275466323 | 0.039049 |  |  |  | 0.33123 | 0.31605
ep_windon_wind_w27646106-220 | Aggregated Plant | windon | DEU | 2022 |  |  |  | active | e_w27646106-220 | 0.02773 |  |  |  | 0.33123 | 0.31605
ep_windon_wind_w27739871-380 | Aggregated Plant | windon | DEU | 2022 |  |  |  | active | e_w27739871-380 | 0.036219 |  |  |  | 0.33123 | 0.31605
ep_windon_wind_w28008024-220 | Aggregated Plant | windon | DEU | 2022 |  |  |  | active | e_w28008024-220 | 0.066213 |  |  |  | 0.33123 | 0.31605
ep_windon_wind_w28327356-380 | Aggregated Plant | windon | DEU | 2022 |  |  |  | active | e_w28327356-380 | 0.12111 |  |  |  | 0.33123 | 0.31605
ep_windon_wind_w288305056-220 | Aggregated Plant | windon | DEU | 2022 |  |  |  | active | e_w288305056-220 | 0.010187 |  |  |  | 0.33123 | 0.31605
ep_windon_wind_w29077623-380 | Aggregated Plant | windon | DEU | 2022 |  |  |  | active | e_w29077623-380 | 0.019807 |  |  |  | 0.33123 | 0.31605
ep_windon_wind_w29084374-220 | Aggregated Plant | windon | DEU | 2022 |  |  |  | active | e_w29084374-220 | 0.013016 |  |  |  | 0.33123 | 0.31605
ep_windon_wind_w29309786-380 | Aggregated Plant | windon | DEU | 2022 |  |  |  | active | e_w29309786-380 | 0.19354 |  |  |  | 0.33123 | 0.31605
ep_windon_wind_w29331499-220 | Aggregated Plant | windon | DEU | 2022 |  |  |  | active | e_w29331499-220 | 0.066779 |  |  |  | 0.33123 | 0.31605
ep_windon_wind_w29331499-380 | Aggregated Plant | windon | DEU | 2022 |  |  |  | active | e_w29331499-380 | 0.03056 |  |  |  | 0.33123 | 0.31605
ep_windon_wind_w29420322-220 | Aggregated Plant | windon | DEU | 2022 |  |  |  | active | e_w29420322-220 | 0.17374 |  |  |  | 0.33123 | 0.31605
ep_windon_wind_w29472852-220 | Aggregated Plant | windon | DEU | 2022 |  |  |  | active | e_w29472852-220 | 0.080361 |  |  |  | 0.33123 | 0.31605
ep_windon_wind_w30039908-220 | Aggregated Plant | windon | DEU | 2022 |  |  |  | active | e_w30039908-220 | 0.10073 |  |  |  | 0.33123 | 0.31605
ep_windon_wind_w30040568-380 | Aggregated Plant | windon | DEU | 2022 |  |  |  | active | e_w30040568-380 | 0.13412 |  |  |  | 0.33123 | 0.31605
ep_windon_wind_w30164703-380 | Aggregated Plant | windon | DEU | 2022 |  |  |  | active | e_w30164703-380 | 0.054894 |  |  |  | 0.33123 | 0.31605
ep_windon_wind_w31653753-380 | Aggregated Plant | windon | DEU | 2022 |  |  |  | active | e_w31653753-380 | 0.042444 |  |  |  | 0.33123 | 0.31605
ep_windon_wind_w32042992-380 | Aggregated Plant | windon | DEU | 2022 |  |  |  | active | e_w32042992-380 | 0.045274 |  |  |  | 0.33123 | 0.31605
ep_windon_wind_w32076853-220 | Aggregated Plant | windon | DEU | 2022 |  |  |  | active | e_w32076853-220 | 0.076965 |  |  |  | 0.33123 | 0.31605
ep_windon_wind_w32076853-380 | Aggregated Plant | windon | DEU | 2022 |  |  |  | active | e_w32076853-380 | 0.11545 |  |  |  | 0.33123 | 0.31605
ep_windon_wind_w32318130-220 | Aggregated Plant | windon | DEU | 2022 |  |  |  | active | e_w32318130-220 | 0.031692 |  |  |  | 0.33123 | 0.31605
ep_windon_wind_w32843531-380 | Aggregated Plant | windon | DEU | 2022 |  |  |  | active | e_w32843531-380 | 0.025466 |  |  |  | 0.33123 | 0.31605
ep_windon_wind_w32904794-380 | Aggregated Plant | windon | DEU | 2022 |  |  |  | active | e_w32904794-380 | 0.04584 |  |  |  | 0.33123 | 0.31605
ep_windon_wind_w32966636-220 | Aggregated Plant | windon | DEU | 2022 |  |  |  | active | e_w32966636-220 | 0.018675 |  |  |  | 0.33123 | 0.31605
ep_windon_wind_w33042984-220 | Aggregated Plant | windon | DEU | 2022 |  |  |  | active | e_w33042984-220 | 0.032257 |  |  |  | 0.33123 | 0.31605
ep_windon_wind_w33169401-220 | Aggregated Plant | windon | DEU | 2022 |  |  |  | active | e_w33169401-220 | 0.17996 |  |  |  | 0.33123 | 0.31605
ep_windon_wind_w35176751-220 | Aggregated Plant | windon | DEU | 2022 |  |  |  | active | e_w35176751-220 | 0.077531 |  |  |  | 0.33123 | 0.31605
ep_windon_wind_w35176751-380 | Aggregated Plant | windon | DEU | 2022 |  |  |  | active | e_w35176751-380 | 0.045274 |  |  |  | 0.33123 | 0.31605
ep_windon_wind_w38325076-380 | Aggregated Plant | windon | DEU | 2022 |  |  |  | active | e_w38325076-380 | 0.087718 |  |  |  | 0.33123 | 0.31605
ep_windon_wind_w395847307-220 | Aggregated Plant | windon | DEU | 2022 |  |  |  | active | e_w395847307-220 | 0.042444 |  |  |  | 0.33123 | 0.31605
ep_windon_wind_w39688875-220 | Aggregated Plant | windon | DEU | 2022 |  |  |  | active | e_w39688875-220 | 0.13582 |  |  |  | 0.33123 | 0.31605
ep_windon_wind_w40621568-220 | Aggregated Plant | windon | DEU | 2022 |  |  |  | active | e_w40621568-220 | 0.099602 |  |  |  | 0.33123 | 0.31605
ep_windon_wind_w41232144-380 | Aggregated Plant | windon | DEU | 2022 |  |  |  | active | e_w41232144-380 | 0.025466 |  |  |  | 0.33123 | 0.31605
ep_windon_wind_w42050342-220 | Aggregated Plant | windon | DEU | 2022 |  |  |  | active | e_w42050342-220 | 0.060554 |  |  |  | 0.33123 | 0.31605
ep_windon_wind_w42050342-380 | Aggregated Plant | windon | DEU | 2022 |  |  |  | active | e_w42050342-380 | 0.08319 |  |  |  | 0.33123 | 0.31605
ep_windon_wind_w42097854-220 | Aggregated Plant | windon | DEU | 2022 |  |  |  | active | e_w42097854-220 | 0.040746 |  |  |  | 0.33123 | 0.31605
ep_windon_wind_w42097854-380 | Aggregated Plant | windon | DEU | 2022 |  |  |  | active | e_w42097854-380 | 0.082624 |  |  |  | 0.33123 | 0.31605
ep_windon_wind_w42410916-380 | Aggregated Plant | windon | DEU | 2022 |  |  |  | active | e_w42410916-380 | 0.050367 |  |  |  | 0.33123 | 0.31605
ep_windon_wind_w42488850-380 | Aggregated Plant | windon | DEU | 2022 |  |  |  | active | e_w42488850-380 | 0.022071 |  |  |  | 0.33123 | 0.31605
ep_windon_wind_w42560068-380 | Aggregated Plant | windon | DEU | 2022 |  |  |  | active | e_w42560068-380 | 0.029994 |  |  |  | 0.33123 | 0.31605
ep_windon_wind_w42681484-380 | Aggregated Plant | windon | DEU | 2022 |  |  |  | active | e_w42681484-380 | 0.051499 |  |  |  | 0.33123 | 0.31605
ep_windon_wind_w42797575-380 | Aggregated Plant | windon | DEU | 2022 |  |  |  | active | e_w42797575-380 | 0.048103 |  |  |  | 0.33123 | 0.31605
ep_windon_wind_w42799487-380 | Aggregated Plant | windon | DEU | 2022 |  |  |  | active | e_w42799487-380 | 0.018675 |  |  |  | 0.33123 | 0.31605
ep_windon_wind_w42872354-220 | Aggregated Plant | windon | DEU | 2022 |  |  |  | active | e_w42872354-220 | 0.037351 |  |  |  | 0.33123 | 0.31605
ep_windon_wind_w442199284-380 | Aggregated Plant | windon | DEU | 2022 |  |  |  | active | e_w442199284-380 | 0.11035 |  |  |  | 0.33123 | 0.31605
ep_windon_wind_w44717036-380 | Aggregated Plant | windon | DEU | 2022 |  |  |  | active | e_w44717036-380 | 0.01528 |  |  |  | 0.33123 | 0.31605
ep_windon_wind_w499165542-220 | Aggregated Plant | windon | DEU | 2022 |  |  |  | active | e_w499165542-220 | 0.054894 |  |  |  | 0.33123 | 0.31605
ep_windon_wind_w50643382-220 | Aggregated Plant | windon | DEU | 2022 |  |  |  | active | e_w50643382-220 | 0.11205 |  |  |  | 0.33123 | 0.31605
ep_windon_wind_w515358077-380 | Aggregated Plant | windon | DEU | 2022 |  |  |  | active | e_w515358077-380 | 0.11318 |  |  |  | 0.33123 | 0.31605
ep_windon_wind_w517421342-220 | Aggregated Plant | windon | DEU | 2022 |  |  |  | active | e_w517421342-220 | 0.018675 |  |  |  | 0.33123 | 0.31605
ep_windon_wind_w517421342-380 | Aggregated Plant | windon | DEU | 2022 |  |  |  | active | e_w517421342-380 | 0.14884 |  |  |  | 0.33123 | 0.31605
ep_windon_wind_w518455594-380 | Aggregated Plant | windon | DEU | 2022 |  |  |  | active | e_w518455594-380 | 0.071306 |  |  |  | 0.33123 | 0.31605
ep_windon_wind_w525964629-380 | Aggregated Plant | windon | DEU | 2022 |  |  |  | active | e_w525964629-380 | 0.019807 |  |  |  | 0.33123 | 0.31605
ep_windon_wind_w52983550-380 | Aggregated Plant | windon | DEU | 2022 |  |  |  | active | e_w52983550-380 | 0.014714 |  |  |  | 0.33123 | 0.31605
ep_windon_wind_w54359256-380 | Aggregated Plant | windon | DEU | 2022 |  |  |  | active | e_w54359256-380 | 0.01245 |  |  |  | 0.33123 | 0.31605
ep_windon_wind_w559702819-380 | Aggregated Plant | windon | DEU | 2022 |  |  |  | active | e_w559702819-380 | 0.061119 |  |  |  | 0.33123 | 0.31605
ep_windon_wind_w58429825-380 | Aggregated Plant | windon | DEU | 2022 |  |  |  | active | e_w58429825-380 | 0.057158 |  |  |  | 0.33123 | 0.31605
ep_windon_wind_w59026005-380 | Aggregated Plant | windon | DEU | 2022 |  |  |  | active | e_w59026005-380 | 0.049235 |  |  |  | 0.33123 | 0.31605
ep_windon_wind_w59707532-220 | Aggregated Plant | windon | DEU | 2022 |  |  |  | active | e_w59707532-220 | 0.095075 |  |  |  | 0.33123 | 0.31605
ep_windon_wind_w59707532-380 | Aggregated Plant | windon | DEU | 2022 |  |  |  | active | e_w59707532-380 | 0.093943 |  |  |  | 0.33123 | 0.31605
ep_windon_wind_w600395952-220 | Aggregated Plant | windon | DEU | 2022 |  |  |  | active | e_w600395952-220 | 0.026032 |  |  |  | 0.33123 | 0.31605
ep_windon_wind_w600395952-380 | Aggregated Plant | windon | DEU | 2022 |  |  |  | active | e_w600395952-380 | 0.015846 |  |  |  | 0.33123 | 0.31605
ep_windon_wind_w61918154-220 | Aggregated Plant | windon | DEU | 2022 |  |  |  | active | e_w61918154-220 | 0.062251 |  |  |  | 0.33123 | 0.31605
ep_windon_wind_w61918154-380 | Aggregated Plant | windon | DEU | 2022 |  |  |  | active | e_w61918154-380 | 0.016978 |  |  |  | 0.33123 | 0.31605
ep_windon_wind_w62061952-380 | Aggregated Plant | windon | DEU | 2022 |  |  |  | active | e_w62061952-380 | 0.011884 |  |  |  | 0.33123 | 0.31605
ep_windon_wind_w66764943-220 | Aggregated Plant | windon | DEU | 2022 |  |  |  | active | e_w66764943-220 | 0.049801 |  |  |  | 0.33123 | 0.31605
ep_windon_wind_w672738029-220 | Aggregated Plant | windon | DEU | 2022 |  |  |  | active | e_w672738029-220 | 0.060554 |  |  |  | 0.33123 | 0.31605
ep_windon_wind_w714098678-380 | Aggregated Plant | windon | DEU | 2022 |  |  |  | active | e_w714098678-380 | 0.010187 |  |  |  | 0.33123 | 0.31605
ep_windon_wind_w77038371-380 | Aggregated Plant | windon | DEU | 2022 |  |  |  | active | e_w77038371-380 | 0.016412 |  |  |  | 0.33123 | 0.31605
ep_windon_wind_w796306640-380 | Aggregated Plant | windon | DEU | 2022 |  |  |  | active | e_w796306640-380 | 0.044142 |  |  |  | 0.33123 | 0.31605
ep_windon_wind_w797009308-380 | Aggregated Plant | windon | DEU | 2022 |  |  |  | active | e_w797009308-380 | 0.075267 |  |  |  | 0.33123 | 0.31605
ep_windon_wind_w810315511-380 | Aggregated Plant | windon | DEU | 2022 |  |  |  | active | e_w810315511-380 | 0.024335 |  |  |  | 0.33123 | 0.31605
ep_windon_wind_w829116805-380 | Aggregated Plant | windon | DEU | 2022 |  |  |  | active | e_w829116805-380 | 0.042444 |  |  |  | 0.33123 | 0.31605
ep_windon_wind_w83916207-220 | Aggregated Plant | windon | DEU | 2022 |  |  |  | active | e_w83916207-220 | 0.010187 |  |  |  | 0.33123 | 0.31605
ep_windon_wind_w851299584-380 | Aggregated Plant | windon | DEU | 2022 |  |  |  | active | e_w851299584-380 | 0.16978 |  |  |  | 0.33123 | 0.31605
ep_windon_wind_w87653464-400 | Aggregated Plant | windon | DEU | 2022 |  |  |  | active | e_w87653464-400 | 0.011318 |  |  |  | 0.33123 | 0.31605
ep_windon_wind_w881636329-380 | Aggregated Plant | windon | DEU | 2022 |  |  |  | active | e_w881636329-380 | 0.019241 |  |  |  | 0.33123 | 0.31605
ep_windon_wind_w883768276-380 | Aggregated Plant | windon | DEU | 2022 |  |  |  | active | e_w883768276-380 | 0.038483 |  |  |  | 0.33123 | 0.31605
ep_windon_wind_w883928228-380 | Aggregated Plant | windon | DEU | 2022 |  |  |  | active | e_w883928228-380 | 0.046971 |  |  |  | 0.33123 | 0.31605
ep_windon_wind_w883928229-380 | Aggregated Plant | windon | DEU | 2022 |  |  |  | active | e_w883928229-380 | 0.074136 |  |  |  | 0.33123 | 0.31605
ep_windon_wind_w88945213-380 | Aggregated Plant | windon | DEU | 2022 |  |  |  | active | e_w88945213-380 | 0.010752 |  |  |  | 0.33123 | 0.31605
ep_windon_wind_w89176939-220 | Aggregated Plant | windon | DEU | 2022 |  |  |  | active | e_w89176939-220 | 0.048669 |  |  |  | 0.33123 | 0.31605
ep_windon_wind_w907539360-380 | Aggregated Plant | windon | DEU | 2022 |  |  |  | active | e_w907539360-380 | 0.14714 |  |  |  | 0.33123 | 0.31605
ep_windon_wind_w933248930-220 | Aggregated Plant | windon | DEU | 2022 |  |  |  | active | e_w933248930-220 | 0.033389 |  |  |  | 0.33123 | 0.31605
ep_windon_wind_w93341407-380 | Aggregated Plant | windon | DEU | 2022 |  |  |  | active | e_w93341407-380 | 0.050367 |  |  |  | 0.33123 | 0.31605
ep_windon_wind_w941198517-380 | Aggregated Plant | windon | DEU | 2022 |  |  |  | active | e_w941198517-380 | 0.018675 |  |  |  | 0.33123 | 0.31605
ep_windon_wind_w941453716-380 | Aggregated Plant | windon | DEU | 2022 |  |  |  | active | e_w941453716-380 | 0.14544 |  |  |  | 0.33123 | 0.31605
ep_windon_wind_w941805476-380 | Aggregated Plant | windon | DEU | 2022 |  |  |  | active | e_w941805476-380 | 0.018109 |  |  |  | 0.33123 | 0.31605
ep_windon_wind_w946025110-380 | Aggregated Plant | windon | DEU | 2022 |  |  |  | active | e_w946025110-380 | 0.18675 |  |  |  | 0.33123 | 0.31605
ep_windon_wind_w946710698-220 | Aggregated Plant | windon | DEU | 2022 |  |  |  | active | e_w946710698-220 | 0.066213 |  |  |  | 0.33123 | 0.31605
ep_windon_wind_w947118608-380 | Aggregated Plant | windon | DEU | 2022 |  |  |  | active | e_w947118608-380 | 0.028296 |  |  |  | 0.33123 | 0.31605
ep_windon_wind_w948341123-380 | Aggregated Plant | windon | DEU | 2022 |  |  |  | active | e_w948341123-380 | 0.18958 |  |  |  | 0.33123 | 0.31605
ep_windon_wind_w951273401-380 | Aggregated Plant | windon | DEU | 2022 |  |  |  | active | e_w951273401-380 | 0.014714 |  |  |  | 0.33123 | 0.31605
ep_windon_wind_w951773852-380 | Aggregated Plant | windon | DEU | 2022 |  |  |  | active | e_w951773852-380 | 0.12733 |  |  |  | 0.33123 | 0.31605
ep_windon_wind_w952004951-380 | Aggregated Plant | windon | DEU | 2022 |  |  |  | active | e_w952004951-380 | 0.061119 |  |  |  | 0.33123 | 0.31605
ep_windon_wind_w953015049-380 | Aggregated Plant | windon | DEU | 2022 |  |  |  | active | e_w953015049-380 | 0.066779 |  |  |  | 0.33123 | 0.31605
ep_windon_wind_w953757606-380 | Aggregated Plant | windon | DEU | 2022 |  |  |  | active | e_w953757606-380 | 0.020373 |  |  |  | 0.33123 | 0.31605
ep_windon_wind_w953757608-380 | Aggregated Plant | windon | DEU | 2022 |  |  |  | active | e_w953757608-380 | 0.035087 |  |  |  | 0.33123 | 0.31605
ep_windon_wind_w954971276-220 | Aggregated Plant | windon | DEU | 2022 |  |  |  | active | e_w954971276-220 | 0.041878 |  |  |  | 0.33123 | 0.31605
ep_windon_wind_w955268863-220 | Aggregated Plant | windon | DEU | 2022 |  |  |  | active | e_w955268863-220 | 0.014148 |  |  |  | 0.33123 | 0.31605
ep_windon_wind_w955268863-380 | Aggregated Plant | windon | DEU | 2022 |  |  |  | active | e_w955268863-380 | 0.089415 |  |  |  | 0.33123 | 0.31605
ep_windon_wind_w97857512-220 | Aggregated Plant | windon | DEU | 2022 |  |  |  | active | e_w97857512-220 | 0.029994 |  |  |  | 0.33123 | 0.31605

## ngfs_scenarios
Model | Scenario | Region | Variable | Unit | variable_x | potential_use | commodity | year | value | variable_y | ej_to_mtco2
Downscaling[MESSAGEix-GLOBIOM 1.1-M-R12] | Below 2°C | DEU | Carbon Sequestration¦CCS | Mt CO2/yr | Carbon Sequestration¦CCS | CCS potential |  | 2020 | 0 | Carbon Sequestration¦CCS
Downscaling[MESSAGEix-GLOBIOM 1.1-M-R12] | Below 2°C | DEU | Carbon Sequestration¦CCS | Mt CO2/yr | Carbon Sequestration¦CCS | CCS potential |  | 2025 | 0 | Carbon Sequestration¦CCS
Downscaling[MESSAGEix-GLOBIOM 1.1-M-R12] | Below 2°C | DEU | Carbon Sequestration¦CCS | Mt CO2/yr | Carbon Sequestration¦CCS | CCS potential |  | 2030 | 13.0228 | Carbon Sequestration¦CCS
Downscaling[MESSAGEix-GLOBIOM 1.1-M-R12] | Below 2°C | DEU | Carbon Sequestration¦CCS | Mt CO2/yr | Carbon Sequestration¦CCS | CCS potential |  | 2035 | 27.9043 | Carbon Sequestration¦CCS
Downscaling[MESSAGEix-GLOBIOM 1.1-M-R12] | Below 2°C | DEU | Carbon Sequestration¦CCS | Mt CO2/yr | Carbon Sequestration¦CCS | CCS potential |  | 2040 | 35.4705 | Carbon Sequestration¦CCS
Downscaling[MESSAGEix-GLOBIOM 1.1-M-R12] | Below 2°C | DEU | Carbon Sequestration¦CCS | Mt CO2/yr | Carbon Sequestration¦CCS | CCS potential |  | 2045 | 34.1352 | Carbon Sequestration¦CCS
Downscaling[MESSAGEix-GLOBIOM 1.1-M-R12] | Below 2°C | DEU | Carbon Sequestration¦CCS | Mt CO2/yr | Carbon Sequestration¦CCS | CCS potential |  | 2050 | 55.9035 | Carbon Sequestration¦CCS
Downscaling[MESSAGEix-GLOBIOM 1.1-M-R12] | Below 2°C | DEU | Final Energy¦Industry¦Electricity | EJ/yr | Final Energy¦Industry¦Electricity | demand_projection | elc_industry | 2020 | 0.5493 | Final Energy¦Industry¦Electricity
Downscaling[MESSAGEix-GLOBIOM 1.1-M-R12] | Below 2°C | DEU | Final Energy¦Industry¦Electricity | EJ/yr | Final Energy¦Industry¦Electricity | demand_projection | elc_industry | 2025 | 0.4344 | Final Energy¦Industry¦Electricity
Downscaling[MESSAGEix-GLOBIOM 1.1-M-R12] | Below 2°C | DEU | Final Energy¦Industry¦Electricity | EJ/yr | Final Energy¦Industry¦Electricity | demand_projection | elc_industry | 2030 | 0.3735 | Final Energy¦Industry¦Electricity
Downscaling[MESSAGEix-GLOBIOM 1.1-M-R12] | Below 2°C | DEU | Final Energy¦Industry¦Electricity | EJ/yr | Final Energy¦Industry¦Electricity | demand_projection | elc_industry | 2035 | 0.2983 | Final Energy¦Industry¦Electricity
Downscaling[MESSAGEix-GLOBIOM 1.1-M-R12] | Below 2°C | DEU | Final Energy¦Industry¦Electricity | EJ/yr | Final Energy¦Industry¦Electricity | demand_projection | elc_industry | 2040 | 0.2657 | Final Energy¦Industry¦Electricity
Downscaling[MESSAGEix-GLOBIOM 1.1-M-R12] | Below 2°C | DEU | Final Energy¦Industry¦Electricity | EJ/yr | Final Energy¦Industry¦Electricity | demand_projection | elc_industry | 2045 | 0.253 | Final Energy¦Industry¦Electricity
Downscaling[MESSAGEix-GLOBIOM 1.1-M-R12] | Below 2°C | DEU | Final Energy¦Industry¦Electricity | EJ/yr | Final Energy¦Industry¦Electricity | demand_projection | elc_industry | 2050 | 0.2588 | Final Energy¦Industry¦Electricity
Downscaling[MESSAGEix-GLOBIOM 1.1-M-R12] | Below 2°C | DEU | Final Energy¦Residential and Commercial¦Electricity | EJ/yr | Final Energy¦Residential and Commercial¦Electricity | demand_projection | elc_buildings | 2020 | 1.2333 | Final Energy¦Residential and Commercial¦Electricity
Downscaling[MESSAGEix-GLOBIOM 1.1-M-R12] | Below 2°C | DEU | Final Energy¦Residential and Commercial¦Electricity | EJ/yr | Final Energy¦Residential and Commercial¦Electricity | demand_projection | elc_buildings | 2025 | 1.2922 | Final Energy¦Residential and Commercial¦Electricity
Downscaling[MESSAGEix-GLOBIOM 1.1-M-R12] | Below 2°C | DEU | Final Energy¦Residential and Commercial¦Electricity | EJ/yr | Final Energy¦Residential and Commercial¦Electricity | demand_projection | elc_buildings | 2030 | 1.3358 | Final Energy¦Residential and Commercial¦Electricity
Downscaling[MESSAGEix-GLOBIOM 1.1-M-R12] | Below 2°C | DEU | Final Energy¦Residential and Commercial¦Electricity | EJ/yr | Final Energy¦Residential and Commercial¦Electricity | demand_projection | elc_buildings | 2035 | 1.1973 | Final Energy¦Residential and Commercial¦Electricity
Downscaling[MESSAGEix-GLOBIOM 1.1-M-R12] | Below 2°C | DEU | Final Energy¦Residential and Commercial¦Electricity | EJ/yr | Final Energy¦Residential and Commercial¦Electricity | demand_projection | elc_buildings | 2040 | 1.324 | Final Energy¦Residential and Commercial¦Electricity
Downscaling[MESSAGEix-GLOBIOM 1.1-M-R12] | Below 2°C | DEU | Final Energy¦Residential and Commercial¦Electricity | EJ/yr | Final Energy¦Residential and Commercial¦Electricity | demand_projection | elc_buildings | 2045 | 1.446 | Final Energy¦Residential and Commercial¦Electricity
Downscaling[MESSAGEix-GLOBIOM 1.1-M-R12] | Below 2°C | DEU | Final Energy¦Residential and Commercial¦Electricity | EJ/yr | Final Energy¦Residential and Commercial¦Electricity | demand_projection | elc_buildings | 2050 | 1.5703 | Final Energy¦Residential and Commercial¦Electricity
Downscaling[MESSAGEix-GLOBIOM 1.1-M-R12] | Below 2°C | DEU | Final Energy¦Transportation¦Electricity | EJ/yr | Final Energy¦Transportation¦Electricity | demand_projection | elc_transport | 2020 | 0.1063 | Final Energy¦Transportation¦Electricity
Downscaling[MESSAGEix-GLOBIOM 1.1-M-R12] | Below 2°C | DEU | Final Energy¦Transportation¦Electricity | EJ/yr | Final Energy¦Transportation¦Electricity | demand_projection | elc_transport | 2025 | 0.0792 | Final Energy¦Transportation¦Electricity
Downscaling[MESSAGEix-GLOBIOM 1.1-M-R12] | Below 2°C | DEU | Final Energy¦Transportation¦Electricity | EJ/yr | Final Energy¦Transportation¦Electricity | demand_projection | elc_transport | 2030 | 0.1538 | Final Energy¦Transportation¦Electricity
Downscaling[MESSAGEix-GLOBIOM 1.1-M-R12] | Below 2°C | DEU | Final Energy¦Transportation¦Electricity | EJ/yr | Final Energy¦Transportation¦Electricity | demand_projection | elc_transport | 2035 | 0.2903 | Final Energy¦Transportation¦Electricity
Downscaling[MESSAGEix-GLOBIOM 1.1-M-R12] | Below 2°C | DEU | Final Energy¦Transportation¦Electricity | EJ/yr | Final Energy¦Transportation¦Electricity | demand_projection | elc_transport | 2040 | 0.4385 | Final Energy¦Transportation¦Electricity
Downscaling[MESSAGEix-GLOBIOM 1.1-M-R12] | Below 2°C | DEU | Final Energy¦Transportation¦Electricity | EJ/yr | Final Energy¦Transportation¦Electricity | demand_projection | elc_transport | 2045 | 0.6239 | Final Energy¦Transportation¦Electricity
Downscaling[MESSAGEix-GLOBIOM 1.1-M-R12] | Below 2°C | DEU | Final Energy¦Transportation¦Electricity | EJ/yr | Final Energy¦Transportation¦Electricity | demand_projection | elc_transport | 2050 | 0.6703 | Final Energy¦Transportation¦Electricity
Downscaling[MESSAGEix-GLOBIOM 1.1-M-R12] | Below 2°C | DEU | Secondary Energy¦Hydrogen | EJ/yr | Secondary Energy¦Hydrogen | demand_projection | hydrogen_allsect | 2020 | 0 | Secondary Energy¦Hydrogen
Downscaling[MESSAGEix-GLOBIOM 1.1-M-R12] | Below 2°C | DEU | Secondary Energy¦Hydrogen | EJ/yr | Secondary Energy¦Hydrogen | demand_projection | hydrogen_allsect | 2025 | 0 | Secondary Energy¦Hydrogen
Downscaling[MESSAGEix-GLOBIOM 1.1-M-R12] | Below 2°C | DEU | Secondary Energy¦Hydrogen | EJ/yr | Secondary Energy¦Hydrogen | demand_projection | hydrogen_allsect | 2030 | 0 | Secondary Energy¦Hydrogen
Downscaling[MESSAGEix-GLOBIOM 1.1-M-R12] | Below 2°C | DEU | Secondary Energy¦Hydrogen | EJ/yr | Secondary Energy¦Hydrogen | demand_projection | hydrogen_allsect | 2035 | 0.0019 | Secondary Energy¦Hydrogen
Downscaling[MESSAGEix-GLOBIOM 1.1-M-R12] | Below 2°C | DEU | Secondary Energy¦Hydrogen | EJ/yr | Secondary Energy¦Hydrogen | demand_projection | hydrogen_allsect | 2040 | 0.0124 | Secondary Energy¦Hydrogen
Downscaling[MESSAGEix-GLOBIOM 1.1-M-R12] | Below 2°C | DEU | Secondary Energy¦Hydrogen | EJ/yr | Secondary Energy¦Hydrogen | demand_projection | hydrogen_allsect | 2045 | 0.0327 | Secondary Energy¦Hydrogen
Downscaling[MESSAGEix-GLOBIOM 1.1-M-R12] | Below 2°C | DEU | Secondary Energy¦Hydrogen | EJ/yr | Secondary Energy¦Hydrogen | demand_projection | hydrogen_allsect | 2050 | 0.0627 | Secondary Energy¦Hydrogen
Downscaling[MESSAGEix-GLOBIOM 1.1-M-R12] | Below 2°C | DEU | Emissions¦CO2¦Power (estimated) | Mt CO2 | Secondary Energy¦Electricity¦Coal | elec_co2 |  | 2020 | 68.855 | Secondary Energy¦Electricity¦Coal | 94
Downscaling[MESSAGEix-GLOBIOM 1.1-M-R12] | Below 2°C | DEU | Emissions¦CO2¦Power (estimated) | Mt CO2 | Secondary Energy¦Electricity¦Coal | elec_co2 |  | 2025 | 45.3268 | Secondary Energy¦Electricity¦Coal | 94
Downscaling[MESSAGEix-GLOBIOM 1.1-M-R12] | Below 2°C | DEU | Emissions¦CO2¦Power (estimated) | Mt CO2 | Secondary Energy¦Electricity¦Coal | elec_co2 |  | 2030 | 28.341 | Secondary Energy¦Electricity¦Coal | 94
Downscaling[MESSAGEix-GLOBIOM 1.1-M-R12] | Below 2°C | DEU | Emissions¦CO2¦Power (estimated) | Mt CO2 | Secondary Energy¦Electricity¦Coal | elec_co2 |  | 2035 | 19.035 | Secondary Energy¦Electricity¦Coal | 94
Downscaling[MESSAGEix-GLOBIOM 1.1-M-R12] | Below 2°C | DEU | Emissions¦CO2¦Power (estimated) | Mt CO2 | Secondary Energy¦Electricity¦Coal | elec_co2 |  | 2040 | 10.5374 | Secondary Energy¦Electricity¦Coal | 94
Downscaling[MESSAGEix-GLOBIOM 1.1-M-R12] | Below 2°C | DEU | Emissions¦CO2¦Power (estimated) | Mt CO2 | Secondary Energy¦Electricity¦Coal | elec_co2 |  | 2045 | 0 | Secondary Energy¦Electricity¦Coal | 94
Downscaling[MESSAGEix-GLOBIOM 1.1-M-R12] | Below 2°C | DEU | Emissions¦CO2¦Power (estimated) | Mt CO2 | Secondary Energy¦Electricity¦Coal | elec_co2 |  | 2050 | 0 | Secondary Energy¦Electricity¦Coal | 94
Downscaling[MESSAGEix-GLOBIOM 1.1-M-R12] | Below 2°C | DEU | Emissions¦CO2¦Power (estimated) | Mt CO2 | Secondary Energy¦Electricity¦Gas | elec_co2 |  | 2020 | 20.669 | Secondary Energy¦Electricity¦Gas | 55
Downscaling[MESSAGEix-GLOBIOM 1.1-M-R12] | Below 2°C | DEU | Emissions¦CO2¦Power (estimated) | Mt CO2 | Secondary Energy¦Electricity¦Gas | elec_co2 |  | 2025 | 24.288 | Secondary Energy¦Electricity¦Gas | 55
Downscaling[MESSAGEix-GLOBIOM 1.1-M-R12] | Below 2°C | DEU | Emissions¦CO2¦Power (estimated) | Mt CO2 | Secondary Energy¦Electricity¦Gas | elec_co2 |  | 2030 | 25.74 | Secondary Energy¦Electricity¦Gas | 55
Downscaling[MESSAGEix-GLOBIOM 1.1-M-R12] | Below 2°C | DEU | Emissions¦CO2¦Power (estimated) | Mt CO2 | Secondary Energy¦Electricity¦Gas | elec_co2 |  | 2035 | 25.5475 | Secondary Energy¦Electricity¦Gas | 55
Downscaling[MESSAGEix-GLOBIOM 1.1-M-R12] | Below 2°C | DEU | Emissions¦CO2¦Power (estimated) | Mt CO2 | Secondary Energy¦Electricity¦Gas | elec_co2 |  | 2040 | 30.932 | Secondary Energy¦Electricity¦Gas | 55
Downscaling[MESSAGEix-GLOBIOM 1.1-M-R12] | Below 2°C | DEU | Emissions¦CO2¦Power (estimated) | Mt CO2 | Secondary Energy¦Electricity¦Gas | elec_co2 |  | 2045 | 38.764 | Secondary Energy¦Electricity¦Gas | 55
Downscaling[MESSAGEix-GLOBIOM 1.1-M-R12] | Below 2°C | DEU | Emissions¦CO2¦Power (estimated) | Mt CO2 | Secondary Energy¦Electricity¦Gas | elec_co2 |  | 2050 | 37.4825 | Secondary Energy¦Electricity¦Gas | 55
Downscaling[MESSAGEix-GLOBIOM 1.1-M-R12] | Below 2°C | DEU | Emissions¦CO2¦Power (estimated) | Mt CO2 | Secondary Energy¦Electricity¦Oil | elec_co2 |  | 2020 | 2.205 | Secondary Energy¦Electricity¦Oil | 70
Downscaling[MESSAGEix-GLOBIOM 1.1-M-R12] | Below 2°C | DEU | Emissions¦CO2¦Power (estimated) | Mt CO2 | Secondary Energy¦Electricity¦Oil | elec_co2 |  | 2025 | 0.007 | Secondary Energy¦Electricity¦Oil | 70
Downscaling[MESSAGEix-GLOBIOM 1.1-M-R12] | Below 2°C | DEU | Emissions¦CO2¦Power (estimated) | Mt CO2 | Secondary Energy¦Electricity¦Oil | elec_co2 |  | 2030 | 0 | Secondary Energy¦Electricity¦Oil | 70
Downscaling[MESSAGEix-GLOBIOM 1.1-M-R12] | Below 2°C | DEU | Emissions¦CO2¦Power (estimated) | Mt CO2 | Secondary Energy¦Electricity¦Oil | elec_co2 |  | 2035 | 0 | Secondary Energy¦Electricity¦Oil | 70
Downscaling[MESSAGEix-GLOBIOM 1.1-M-R12] | Below 2°C | DEU | Emissions¦CO2¦Power (estimated) | Mt CO2 | Secondary Energy¦Electricity¦Oil | elec_co2 |  | 2040 | 0 | Secondary Energy¦Electricity¦Oil | 70
Downscaling[MESSAGEix-GLOBIOM 1.1-M-R12] | Below 2°C | DEU | Emissions¦CO2¦Power (estimated) | Mt CO2 | Secondary Energy¦Electricity¦Oil | elec_co2 |  | 2045 | 0 | Secondary Energy¦Electricity¦Oil | 70
Downscaling[MESSAGEix-GLOBIOM 1.1-M-R12] | Below 2°C | DEU | Emissions¦CO2¦Power (estimated) | Mt CO2 | Secondary Energy¦Electricity¦Oil | elec_co2 |  | 2050 | 0 | Secondary Energy¦Electricity¦Oil | 70
Downscaling[MESSAGEix-GLOBIOM 1.1-M-R12] | Below 2°C | DEU | Price¦Primary Energy¦Biomass | US$2010/GJ | Price¦Primary Energy¦Biomass | fuel_supply | bioenergy | 2020 | 0.7933 | Price¦Primary Energy¦Biomass
Downscaling[MESSAGEix-GLOBIOM 1.1-M-R12] | Below 2°C | DEU | Price¦Primary Energy¦Biomass | US$2010/GJ | Price¦Primary Energy¦Biomass | fuel_supply | bioenergy | 2025 | 2.3658 | Price¦Primary Energy¦Biomass
Downscaling[MESSAGEix-GLOBIOM 1.1-M-R12] | Below 2°C | DEU | Price¦Primary Energy¦Biomass | US$2010/GJ | Price¦Primary Energy¦Biomass | fuel_supply | bioenergy | 2030 | 4.7641 | Price¦Primary Energy¦Biomass
Downscaling[MESSAGEix-GLOBIOM 1.1-M-R12] | Below 2°C | DEU | Price¦Primary Energy¦Biomass | US$2010/GJ | Price¦Primary Energy¦Biomass | fuel_supply | bioenergy | 2035 | 5.843 | Price¦Primary Energy¦Biomass
Downscaling[MESSAGEix-GLOBIOM 1.1-M-R12] | Below 2°C | DEU | Price¦Primary Energy¦Biomass | US$2010/GJ | Price¦Primary Energy¦Biomass | fuel_supply | bioenergy | 2040 | 8.5248 | Price¦Primary Energy¦Biomass
Downscaling[MESSAGEix-GLOBIOM 1.1-M-R12] | Below 2°C | DEU | Price¦Primary Energy¦Biomass | US$2010/GJ | Price¦Primary Energy¦Biomass | fuel_supply | bioenergy | 2045 | 8.0258 | Price¦Primary Energy¦Biomass
Downscaling[MESSAGEix-GLOBIOM 1.1-M-R12] | Below 2°C | DEU | Price¦Primary Energy¦Biomass | US$2010/GJ | Price¦Primary Energy¦Biomass | fuel_supply | bioenergy | 2050 | 9.2623 | Price¦Primary Energy¦Biomass
Downscaling[MESSAGEix-GLOBIOM 1.1-M-R12] | Below 2°C | DEU | Price¦Primary Energy¦Coal | US$2010/GJ | Price¦Primary Energy¦Coal | fuel_supply | coal | 2020 | 1.8211 | Price¦Primary Energy¦Coal
Downscaling[MESSAGEix-GLOBIOM 1.1-M-R12] | Below 2°C | DEU | Price¦Primary Energy¦Coal | US$2010/GJ | Price¦Primary Energy¦Coal | fuel_supply | coal | 2025 | 1.816 | Price¦Primary Energy¦Coal
Downscaling[MESSAGEix-GLOBIOM 1.1-M-R12] | Below 2°C | DEU | Price¦Primary Energy¦Coal | US$2010/GJ | Price¦Primary Energy¦Coal | fuel_supply | coal | 2030 | -0.695 | Price¦Primary Energy¦Coal
Downscaling[MESSAGEix-GLOBIOM 1.1-M-R12] | Below 2°C | DEU | Price¦Primary Energy¦Coal | US$2010/GJ | Price¦Primary Energy¦Coal | fuel_supply | coal | 2035 | -2.2565 | Price¦Primary Energy¦Coal
Downscaling[MESSAGEix-GLOBIOM 1.1-M-R12] | Below 2°C | DEU | Price¦Primary Energy¦Coal | US$2010/GJ | Price¦Primary Energy¦Coal | fuel_supply | coal | 2040 | -0.9087 | Price¦Primary Energy¦Coal
Downscaling[MESSAGEix-GLOBIOM 1.1-M-R12] | Below 2°C | DEU | Price¦Primary Energy¦Coal | US$2010/GJ | Price¦Primary Energy¦Coal | fuel_supply | coal | 2045 | 2.5486 | Price¦Primary Energy¦Coal
Downscaling[MESSAGEix-GLOBIOM 1.1-M-R12] | Below 2°C | DEU | Price¦Primary Energy¦Coal | US$2010/GJ | Price¦Primary Energy¦Coal | fuel_supply | coal | 2050 | 2.6432 | Price¦Primary Energy¦Coal
Downscaling[MESSAGEix-GLOBIOM 1.1-M-R12] | Below 2°C | DEU | Price¦Primary Energy¦Gas | US$2010/GJ | Price¦Primary Energy¦Gas | fuel_supply | gas | 2020 | 2.4039 | Price¦Primary Energy¦Gas
Downscaling[MESSAGEix-GLOBIOM 1.1-M-R12] | Below 2°C | DEU | Price¦Primary Energy¦Gas | US$2010/GJ | Price¦Primary Energy¦Gas | fuel_supply | gas | 2025 | 2.8318 | Price¦Primary Energy¦Gas
Downscaling[MESSAGEix-GLOBIOM 1.1-M-R12] | Below 2°C | DEU | Price¦Primary Energy¦Gas | US$2010/GJ | Price¦Primary Energy¦Gas | fuel_supply | gas | 2030 | 3.2805 | Price¦Primary Energy¦Gas
Downscaling[MESSAGEix-GLOBIOM 1.1-M-R12] | Below 2°C | DEU | Price¦Primary Energy¦Gas | US$2010/GJ | Price¦Primary Energy¦Gas | fuel_supply | gas | 2035 | 3.6632 | Price¦Primary Energy¦Gas
Downscaling[MESSAGEix-GLOBIOM 1.1-M-R12] | Below 2°C | DEU | Price¦Primary Energy¦Gas | US$2010/GJ | Price¦Primary Energy¦Gas | fuel_supply | gas | 2040 | 4.0733 | Price¦Primary Energy¦Gas
Downscaling[MESSAGEix-GLOBIOM 1.1-M-R12] | Below 2°C | DEU | Price¦Primary Energy¦Gas | US$2010/GJ | Price¦Primary Energy¦Gas | fuel_supply | gas | 2045 | 4.3662 | Price¦Primary Energy¦Gas
Downscaling[MESSAGEix-GLOBIOM 1.1-M-R12] | Below 2°C | DEU | Price¦Primary Energy¦Gas | US$2010/GJ | Price¦Primary Energy¦Gas | fuel_supply | gas | 2050 | 4.7949 | Price¦Primary Energy¦Gas
Downscaling[MESSAGEix-GLOBIOM 1.1-M-R12] | Below 2°C | DEU | Price¦Secondary Energy¦Liquids¦Oil | US$2010/GJ | Price¦Secondary Energy¦Liquids¦Oil | fuel_supply | oil | 2020 | 3.1243 | Price¦Secondary Energy¦Liquids¦Oil
Downscaling[MESSAGEix-GLOBIOM 1.1-M-R12] | Below 2°C | DEU | Price¦Secondary Energy¦Liquids¦Oil | US$2010/GJ | Price¦Secondary Energy¦Liquids¦Oil | fuel_supply | oil | 2025 | 4.3204 | Price¦Secondary Energy¦Liquids¦Oil
Downscaling[MESSAGEix-GLOBIOM 1.1-M-R12] | Below 2°C | DEU | Price¦Secondary Energy¦Liquids¦Oil | US$2010/GJ | Price¦Secondary Energy¦Liquids¦Oil | fuel_supply | oil | 2030 | 4.3512 | Price¦Secondary Energy¦Liquids¦Oil
Downscaling[MESSAGEix-GLOBIOM 1.1-M-R12] | Below 2°C | DEU | Price¦Secondary Energy¦Liquids¦Oil | US$2010/GJ | Price¦Secondary Energy¦Liquids¦Oil | fuel_supply | oil | 2035 | 4.8298 | Price¦Secondary Energy¦Liquids¦Oil
Downscaling[MESSAGEix-GLOBIOM 1.1-M-R12] | Below 2°C | DEU | Price¦Secondary Energy¦Liquids¦Oil | US$2010/GJ | Price¦Secondary Energy¦Liquids¦Oil | fuel_supply | oil | 2040 | 4.9288 | Price¦Secondary Energy¦Liquids¦Oil
Downscaling[MESSAGEix-GLOBIOM 1.1-M-R12] | Below 2°C | DEU | Price¦Secondary Energy¦Liquids¦Oil | US$2010/GJ | Price¦Secondary Energy¦Liquids¦Oil | fuel_supply | oil | 2045 | 5.2038 | Price¦Secondary Energy¦Liquids¦Oil
Downscaling[MESSAGEix-GLOBIOM 1.1-M-R12] | Below 2°C | DEU | Price¦Secondary Energy¦Liquids¦Oil | US$2010/GJ | Price¦Secondary Energy¦Liquids¦Oil | fuel_supply | oil | 2050 | 5.2706 | Price¦Secondary Energy¦Liquids¦Oil
Downscaling[MESSAGEix-GLOBIOM 1.1-M-R12] | Below 2°C | DEU | Emissions¦CO2 | Mt CO2/yr | Emissions¦CO2 | scenarios - CO2 abatement | CO2 | 2020 | 518.4349 | Emissions¦CO2
Downscaling[MESSAGEix-GLOBIOM 1.1-M-R12] | Below 2°C | DEU | Emissions¦CO2 | Mt CO2/yr | Emissions¦CO2 | scenarios - CO2 abatement | CO2 | 2025 | 484.2985 | Emissions¦CO2
Downscaling[MESSAGEix-GLOBIOM 1.1-M-R12] | Below 2°C | DEU | Emissions¦CO2 | Mt CO2/yr | Emissions¦CO2 | scenarios - CO2 abatement | CO2 | 2030 | 369.0874 | Emissions¦CO2
Downscaling[MESSAGEix-GLOBIOM 1.1-M-R12] | Below 2°C | DEU | Emissions¦CO2 | Mt CO2/yr | Emissions¦CO2 | scenarios - CO2 abatement | CO2 | 2035 | 274.7739 | Emissions¦CO2
Downscaling[MESSAGEix-GLOBIOM 1.1-M-R12] | Below 2°C | DEU | Emissions¦CO2 | Mt CO2/yr | Emissions¦CO2 | scenarios - CO2 abatement | CO2 | 2040 | 213.8119 | Emissions¦CO2
Downscaling[MESSAGEix-GLOBIOM 1.1-M-R12] | Below 2°C | DEU | Emissions¦CO2 | Mt CO2/yr | Emissions¦CO2 | scenarios - CO2 abatement | CO2 | 2045 | 155.3202 | Emissions¦CO2
Downscaling[MESSAGEix-GLOBIOM 1.1-M-R12] | Below 2°C | DEU | Emissions¦CO2 | Mt CO2/yr | Emissions¦CO2 | scenarios - CO2 abatement | CO2 | 2050 | 109.2784 | Emissions¦CO2
Downscaling[MESSAGEix-GLOBIOM 1.1-M-R12] | Below 2°C | DEU | Emissions¦CO2¦Energy | Mt CO2/yr | Emissions¦CO2¦Energy | scenarios - CO2 abatement | CO2 | 2020 | 555.3872 | Emissions¦CO2¦Energy
Downscaling[MESSAGEix-GLOBIOM 1.1-M-R12] | Below 2°C | DEU | Emissions¦CO2¦Energy | Mt CO2/yr | Emissions¦CO2¦Energy | scenarios - CO2 abatement | CO2 | 2025 | 498.2233 | Emissions¦CO2¦Energy
Downscaling[MESSAGEix-GLOBIOM 1.1-M-R12] | Below 2°C | DEU | Emissions¦CO2¦Energy | Mt CO2/yr | Emissions¦CO2¦Energy | scenarios - CO2 abatement | CO2 | 2030 | 394.8265 | Emissions¦CO2¦Energy
Downscaling[MESSAGEix-GLOBIOM 1.1-M-R12] | Below 2°C | DEU | Emissions¦CO2¦Energy | Mt CO2/yr | Emissions¦CO2¦Energy | scenarios - CO2 abatement | CO2 | 2035 | 308.4746 | Emissions¦CO2¦Energy
Downscaling[MESSAGEix-GLOBIOM 1.1-M-R12] | Below 2°C | DEU | Emissions¦CO2¦Energy | Mt CO2/yr | Emissions¦CO2¦Energy | scenarios - CO2 abatement | CO2 | 2040 | 253.5637 | Emissions¦CO2¦Energy
Downscaling[MESSAGEix-GLOBIOM 1.1-M-R12] | Below 2°C | DEU | Emissions¦CO2¦Energy | Mt CO2/yr | Emissions¦CO2¦Energy | scenarios - CO2 abatement | CO2 | 2045 | 197.8842 | Emissions¦CO2¦Energy
Downscaling[MESSAGEix-GLOBIOM 1.1-M-R12] | Below 2°C | DEU | Emissions¦CO2¦Energy | Mt CO2/yr | Emissions¦CO2¦Energy | scenarios - CO2 abatement | CO2 | 2050 | 155.3058 | Emissions¦CO2¦Energy
Downscaling[MESSAGEix-GLOBIOM 1.1-M-R12] | Current Policies | DEU | Carbon Sequestration¦CCS | Mt CO2/yr | Carbon Sequestration¦CCS | CCS potential |  | 2020 | 0 | Carbon Sequestration¦CCS
Downscaling[MESSAGEix-GLOBIOM 1.1-M-R12] | Current Policies | DEU | Carbon Sequestration¦CCS | Mt CO2/yr | Carbon Sequestration¦CCS | CCS potential |  | 2025 | 0 | Carbon Sequestration¦CCS
Downscaling[MESSAGEix-GLOBIOM 1.1-M-R12] | Current Policies | DEU | Carbon Sequestration¦CCS | Mt CO2/yr | Carbon Sequestration¦CCS | CCS potential |  | 2030 | 0 | Carbon Sequestration¦CCS
Downscaling[MESSAGEix-GLOBIOM 1.1-M-R12] | Current Policies | DEU | Carbon Sequestration¦CCS | Mt CO2/yr | Carbon Sequestration¦CCS | CCS potential |  | 2035 | 0 | Carbon Sequestration¦CCS
Downscaling[MESSAGEix-GLOBIOM 1.1-M-R12] | Current Policies | DEU | Carbon Sequestration¦CCS | Mt CO2/yr | Carbon Sequestration¦CCS | CCS potential |  | 2040 | 0 | Carbon Sequestration¦CCS
Downscaling[MESSAGEix-GLOBIOM 1.1-M-R12] | Current Policies | DEU | Carbon Sequestration¦CCS | Mt CO2/yr | Carbon Sequestration¦CCS | CCS potential |  | 2045 | 0 | Carbon Sequestration¦CCS
Downscaling[MESSAGEix-GLOBIOM 1.1-M-R12] | Current Policies | DEU | Carbon Sequestration¦CCS | Mt CO2/yr | Carbon Sequestration¦CCS | CCS potential |  | 2050 | 0 | Carbon Sequestration¦CCS
Downscaling[MESSAGEix-GLOBIOM 1.1-M-R12] | Current Policies | DEU | Final Energy¦Industry¦Electricity | EJ/yr | Final Energy¦Industry¦Electricity | demand_projection | elc_industry | 2020 | 0.5202 | Final Energy¦Industry¦Electricity
Downscaling[MESSAGEix-GLOBIOM 1.1-M-R12] | Current Policies | DEU | Final Energy¦Industry¦Electricity | EJ/yr | Final Energy¦Industry¦Electricity | demand_projection | elc_industry | 2025 | 0.4321 | Final Energy¦Industry¦Electricity
Downscaling[MESSAGEix-GLOBIOM 1.1-M-R12] | Current Policies | DEU | Final Energy¦Industry¦Electricity | EJ/yr | Final Energy¦Industry¦Electricity | demand_projection | elc_industry | 2030 | 0.3596 | Final Energy¦Industry¦Electricity
Downscaling[MESSAGEix-GLOBIOM 1.1-M-R12] | Current Policies | DEU | Final Energy¦Industry¦Electricity | EJ/yr | Final Energy¦Industry¦Electricity | demand_projection | elc_industry | 2035 | 0.2964 | Final Energy¦Industry¦Electricity
Downscaling[MESSAGEix-GLOBIOM 1.1-M-R12] | Current Policies | DEU | Final Energy¦Industry¦Electricity | EJ/yr | Final Energy¦Industry¦Electricity | demand_projection | elc_industry | 2040 | 0.2849 | Final Energy¦Industry¦Electricity
Downscaling[MESSAGEix-GLOBIOM 1.1-M-R12] | Current Policies | DEU | Final Energy¦Industry¦Electricity | EJ/yr | Final Energy¦Industry¦Electricity | demand_projection | elc_industry | 2045 | 0.2765 | Final Energy¦Industry¦Electricity
Downscaling[MESSAGEix-GLOBIOM 1.1-M-R12] | Current Policies | DEU | Final Energy¦Industry¦Electricity | EJ/yr | Final Energy¦Industry¦Electricity | demand_projection | elc_industry | 2050 | 0.265 | Final Energy¦Industry¦Electricity
Downscaling[MESSAGEix-GLOBIOM 1.1-M-R12] | Current Policies | DEU | Final Energy¦Residential and Commercial¦Electricity | EJ/yr | Final Energy¦Residential and Commercial¦Electricity | demand_projection | elc_buildings | 2020 | 1.2219 | Final Energy¦Residential and Commercial¦Electricity
Downscaling[MESSAGEix-GLOBIOM 1.1-M-R12] | Current Policies | DEU | Final Energy¦Residential and Commercial¦Electricity | EJ/yr | Final Energy¦Residential and Commercial¦Electricity | demand_projection | elc_buildings | 2025 | 1.3189 | Final Energy¦Residential and Commercial¦Electricity
Downscaling[MESSAGEix-GLOBIOM 1.1-M-R12] | Current Policies | DEU | Final Energy¦Residential and Commercial¦Electricity | EJ/yr | Final Energy¦Residential and Commercial¦Electricity | demand_projection | elc_buildings | 2030 | 1.4371 | Final Energy¦Residential and Commercial¦Electricity
Downscaling[MESSAGEix-GLOBIOM 1.1-M-R12] | Current Policies | DEU | Final Energy¦Residential and Commercial¦Electricity | EJ/yr | Final Energy¦Residential and Commercial¦Electricity | demand_projection | elc_buildings | 2035 | 1.3453 | Final Energy¦Residential and Commercial¦Electricity
Downscaling[MESSAGEix-GLOBIOM 1.1-M-R12] | Current Policies | DEU | Final Energy¦Residential and Commercial¦Electricity | EJ/yr | Final Energy¦Residential and Commercial¦Electricity | demand_projection | elc_buildings | 2040 | 1.2988 | Final Energy¦Residential and Commercial¦Electricity
Downscaling[MESSAGEix-GLOBIOM 1.1-M-R12] | Current Policies | DEU | Final Energy¦Residential and Commercial¦Electricity | EJ/yr | Final Energy¦Residential and Commercial¦Electricity | demand_projection | elc_buildings | 2045 | 1.3055 | Final Energy¦Residential and Commercial¦Electricity
Downscaling[MESSAGEix-GLOBIOM 1.1-M-R12] | Current Policies | DEU | Final Energy¦Residential and Commercial¦Electricity | EJ/yr | Final Energy¦Residential and Commercial¦Electricity | demand_projection | elc_buildings | 2050 | 1.3259 | Final Energy¦Residential and Commercial¦Electricity
Downscaling[MESSAGEix-GLOBIOM 1.1-M-R12] | Current Policies | DEU | Final Energy¦Transportation¦Electricity | EJ/yr | Final Energy¦Transportation¦Electricity | demand_projection | elc_transport | 2020 | 0.0983 | Final Energy¦Transportation¦Electricity
Downscaling[MESSAGEix-GLOBIOM 1.1-M-R12] | Current Policies | DEU | Final Energy¦Transportation¦Electricity | EJ/yr | Final Energy¦Transportation¦Electricity | demand_projection | elc_transport | 2025 | 0.0792 | Final Energy¦Transportation¦Electricity
Downscaling[MESSAGEix-GLOBIOM 1.1-M-R12] | Current Policies | DEU | Final Energy¦Transportation¦Electricity | EJ/yr | Final Energy¦Transportation¦Electricity | demand_projection | elc_transport | 2030 | 0.1228 | Final Energy¦Transportation¦Electricity
Downscaling[MESSAGEix-GLOBIOM 1.1-M-R12] | Current Policies | DEU | Final Energy¦Transportation¦Electricity | EJ/yr | Final Energy¦Transportation¦Electricity | demand_projection | elc_transport | 2035 | 0.0936 | Final Energy¦Transportation¦Electricity
Downscaling[MESSAGEix-GLOBIOM 1.1-M-R12] | Current Policies | DEU | Final Energy¦Transportation¦Electricity | EJ/yr | Final Energy¦Transportation¦Electricity | demand_projection | elc_transport | 2040 | 0.0754 | Final Energy¦Transportation¦Electricity
Downscaling[MESSAGEix-GLOBIOM 1.1-M-R12] | Current Policies | DEU | Final Energy¦Transportation¦Electricity | EJ/yr | Final Energy¦Transportation¦Electricity | demand_projection | elc_transport | 2045 | 0.0924 | Final Energy¦Transportation¦Electricity
Downscaling[MESSAGEix-GLOBIOM 1.1-M-R12] | Current Policies | DEU | Final Energy¦Transportation¦Electricity | EJ/yr | Final Energy¦Transportation¦Electricity | demand_projection | elc_transport | 2050 | 0.1546 | Final Energy¦Transportation¦Electricity
Downscaling[MESSAGEix-GLOBIOM 1.1-M-R12] | Current Policies | DEU | Secondary Energy¦Hydrogen | EJ/yr | Secondary Energy¦Hydrogen | demand_projection | hydrogen_allsect | 2020 | 0 | Secondary Energy¦Hydrogen
Downscaling[MESSAGEix-GLOBIOM 1.1-M-R12] | Current Policies | DEU | Secondary Energy¦Hydrogen | EJ/yr | Secondary Energy¦Hydrogen | demand_projection | hydrogen_allsect | 2025 | 0 | Secondary Energy¦Hydrogen
Downscaling[MESSAGEix-GLOBIOM 1.1-M-R12] | Current Policies | DEU | Secondary Energy¦Hydrogen | EJ/yr | Secondary Energy¦Hydrogen | demand_projection | hydrogen_allsect | 2030 | 0 | Secondary Energy¦Hydrogen
Downscaling[MESSAGEix-GLOBIOM 1.1-M-R12] | Current Policies | DEU | Secondary Energy¦Hydrogen | EJ/yr | Secondary Energy¦Hydrogen | demand_projection | hydrogen_allsect | 2035 | 0 | Secondary Energy¦Hydrogen
Downscaling[MESSAGEix-GLOBIOM 1.1-M-R12] | Current Policies | DEU | Secondary Energy¦Hydrogen | EJ/yr | Secondary Energy¦Hydrogen | demand_projection | hydrogen_allsect | 2040 | 0 | Secondary Energy¦Hydrogen
Downscaling[MESSAGEix-GLOBIOM 1.1-M-R12] | Current Policies | DEU | Secondary Energy¦Hydrogen | EJ/yr | Secondary Energy¦Hydrogen | demand_projection | hydrogen_allsect | 2045 | 0 | Secondary Energy¦Hydrogen
Downscaling[MESSAGEix-GLOBIOM 1.1-M-R12] | Current Policies | DEU | Secondary Energy¦Hydrogen | EJ/yr | Secondary Energy¦Hydrogen | demand_projection | hydrogen_allsect | 2050 | 0 | Secondary Energy¦Hydrogen
Downscaling[MESSAGEix-GLOBIOM 1.1-M-R12] | Current Policies | DEU | Emissions¦CO2¦Power (estimated) | Mt CO2 | Secondary Energy¦Electricity¦Coal | elec_co2 |  | 2020 | 68.7516 | Secondary Energy¦Electricity¦Coal | 94
Downscaling[MESSAGEix-GLOBIOM 1.1-M-R12] | Current Policies | DEU | Emissions¦CO2¦Power (estimated) | Mt CO2 | Secondary Energy¦Electricity¦Coal | elec_co2 |  | 2025 | 47.0564 | Secondary Energy¦Electricity¦Coal | 94
Downscaling[MESSAGEix-GLOBIOM 1.1-M-R12] | Current Policies | DEU | Emissions¦CO2¦Power (estimated) | Mt CO2 | Secondary Energy¦Electricity¦Coal | elec_co2 |  | 2030 | 27.4386 | Secondary Energy¦Electricity¦Coal | 94
Downscaling[MESSAGEix-GLOBIOM 1.1-M-R12] | Current Policies | DEU | Emissions¦CO2¦Power (estimated) | Mt CO2 | Secondary Energy¦Electricity¦Coal | elec_co2 |  | 2035 | 25.8406 | Secondary Energy¦Electricity¦Coal | 94
Downscaling[MESSAGEix-GLOBIOM 1.1-M-R12] | Current Policies | DEU | Emissions¦CO2¦Power (estimated) | Mt CO2 | Secondary Energy¦Electricity¦Coal | elec_co2 |  | 2040 | 20.7834 | Secondary Energy¦Electricity¦Coal | 94
Downscaling[MESSAGEix-GLOBIOM 1.1-M-R12] | Current Policies | DEU | Emissions¦CO2¦Power (estimated) | Mt CO2 | Secondary Energy¦Electricity¦Coal | elec_co2 |  | 2045 | 8.6668 | Secondary Energy¦Electricity¦Coal | 94
Downscaling[MESSAGEix-GLOBIOM 1.1-M-R12] | Current Policies | DEU | Emissions¦CO2¦Power (estimated) | Mt CO2 | Secondary Energy¦Electricity¦Coal | elec_co2 |  | 2050 | 4.4462 | Secondary Energy¦Electricity¦Coal | 94
Downscaling[MESSAGEix-GLOBIOM 1.1-M-R12] | Current Policies | DEU | Emissions¦CO2¦Power (estimated) | Mt CO2 | Secondary Energy¦Electricity¦Gas | elec_co2 |  | 2020 | 20.4545 | Secondary Energy¦Electricity¦Gas | 55
Downscaling[MESSAGEix-GLOBIOM 1.1-M-R12] | Current Policies | DEU | Emissions¦CO2¦Power (estimated) | Mt CO2 | Secondary Energy¦Electricity¦Gas | elec_co2 |  | 2025 | 29.161 | Secondary Energy¦Electricity¦Gas | 55
Downscaling[MESSAGEix-GLOBIOM 1.1-M-R12] | Current Policies | DEU | Emissions¦CO2¦Power (estimated) | Mt CO2 | Secondary Energy¦Electricity¦Gas | elec_co2 |  | 2030 | 22.11 | Secondary Energy¦Electricity¦Gas | 55
Downscaling[MESSAGEix-GLOBIOM 1.1-M-R12] | Current Policies | DEU | Emissions¦CO2¦Power (estimated) | Mt CO2 | Secondary Energy¦Electricity¦Gas | elec_co2 |  | 2035 | 22.6875 | Secondary Energy¦Electricity¦Gas | 55
Downscaling[MESSAGEix-GLOBIOM 1.1-M-R12] | Current Policies | DEU | Emissions¦CO2¦Power (estimated) | Mt CO2 | Secondary Energy¦Electricity¦Gas | elec_co2 |  | 2040 | 29.04 | Secondary Energy¦Electricity¦Gas | 55
Downscaling[MESSAGEix-GLOBIOM 1.1-M-R12] | Current Policies | DEU | Emissions¦CO2¦Power (estimated) | Mt CO2 | Secondary Energy¦Electricity¦Gas | elec_co2 |  | 2045 | 43.186 | Secondary Energy¦Electricity¦Gas | 55
Downscaling[MESSAGEix-GLOBIOM 1.1-M-R12] | Current Policies | DEU | Emissions¦CO2¦Power (estimated) | Mt CO2 | Secondary Energy¦Electricity¦Gas | elec_co2 |  | 2050 | 41.888 | Secondary Energy¦Electricity¦Gas | 55
Downscaling[MESSAGEix-GLOBIOM 1.1-M-R12] | Current Policies | DEU | Emissions¦CO2¦Power (estimated) | Mt CO2 | Secondary Energy¦Electricity¦Oil | elec_co2 |  | 2020 | 2.156 | Secondary Energy¦Electricity¦Oil | 70
Downscaling[MESSAGEix-GLOBIOM 1.1-M-R12] | Current Policies | DEU | Emissions¦CO2¦Power (estimated) | Mt CO2 | Secondary Energy¦Electricity¦Oil | elec_co2 |  | 2025 | 0.84 | Secondary Energy¦Electricity¦Oil | 70
Downscaling[MESSAGEix-GLOBIOM 1.1-M-R12] | Current Policies | DEU | Emissions¦CO2¦Power (estimated) | Mt CO2 | Secondary Energy¦Electricity¦Oil | elec_co2 |  | 2030 | 0 | Secondary Energy¦Electricity¦Oil | 70
Downscaling[MESSAGEix-GLOBIOM 1.1-M-R12] | Current Policies | DEU | Emissions¦CO2¦Power (estimated) | Mt CO2 | Secondary Energy¦Electricity¦Oil | elec_co2 |  | 2035 | 0 | Secondary Energy¦Electricity¦Oil | 70
Downscaling[MESSAGEix-GLOBIOM 1.1-M-R12] | Current Policies | DEU | Emissions¦CO2¦Power (estimated) | Mt CO2 | Secondary Energy¦Electricity¦Oil | elec_co2 |  | 2040 | 0 | Secondary Energy¦Electricity¦Oil | 70
Downscaling[MESSAGEix-GLOBIOM 1.1-M-R12] | Current Policies | DEU | Emissions¦CO2¦Power (estimated) | Mt CO2 | Secondary Energy¦Electricity¦Oil | elec_co2 |  | 2045 | 0 | Secondary Energy¦Electricity¦Oil | 70
Downscaling[MESSAGEix-GLOBIOM 1.1-M-R12] | Current Policies | DEU | Emissions¦CO2¦Power (estimated) | Mt CO2 | Secondary Energy¦Electricity¦Oil | elec_co2 |  | 2050 | 0 | Secondary Energy¦Electricity¦Oil | 70
Downscaling[MESSAGEix-GLOBIOM 1.1-M-R12] | Current Policies | DEU | Price¦Primary Energy¦Biomass | US$2010/GJ | Price¦Primary Energy¦Biomass | fuel_supply | bioenergy | 2020 | 0.7933 | Price¦Primary Energy¦Biomass
Downscaling[MESSAGEix-GLOBIOM 1.1-M-R12] | Current Policies | DEU | Price¦Primary Energy¦Biomass | US$2010/GJ | Price¦Primary Energy¦Biomass | fuel_supply | bioenergy | 2025 | 1.8441 | Price¦Primary Energy¦Biomass
Downscaling[MESSAGEix-GLOBIOM 1.1-M-R12] | Current Policies | DEU | Price¦Primary Energy¦Biomass | US$2010/GJ | Price¦Primary Energy¦Biomass | fuel_supply | bioenergy | 2030 | 4.6742 | Price¦Primary Energy¦Biomass
Downscaling[MESSAGEix-GLOBIOM 1.1-M-R12] | Current Policies | DEU | Price¦Primary Energy¦Biomass | US$2010/GJ | Price¦Primary Energy¦Biomass | fuel_supply | bioenergy | 2035 | 2.1607 | Price¦Primary Energy¦Biomass
Downscaling[MESSAGEix-GLOBIOM 1.1-M-R12] | Current Policies | DEU | Price¦Primary Energy¦Biomass | US$2010/GJ | Price¦Primary Energy¦Biomass | fuel_supply | bioenergy | 2040 | 3.5694 | Price¦Primary Energy¦Biomass
Downscaling[MESSAGEix-GLOBIOM 1.1-M-R12] | Current Policies | DEU | Price¦Primary Energy¦Biomass | US$2010/GJ | Price¦Primary Energy¦Biomass | fuel_supply | bioenergy | 2045 | 4.215 | Price¦Primary Energy¦Biomass
Downscaling[MESSAGEix-GLOBIOM 1.1-M-R12] | Current Policies | DEU | Price¦Primary Energy¦Biomass | US$2010/GJ | Price¦Primary Energy¦Biomass | fuel_supply | bioenergy | 2050 | 3.1745 | Price¦Primary Energy¦Biomass
Downscaling[MESSAGEix-GLOBIOM 1.1-M-R12] | Current Policies | DEU | Price¦Primary Energy¦Coal | US$2010/GJ | Price¦Primary Energy¦Coal | fuel_supply | coal | 2020 | 1.8211 | Price¦Primary Energy¦Coal
Downscaling[MESSAGEix-GLOBIOM 1.1-M-R12] | Current Policies | DEU | Price¦Primary Energy¦Coal | US$2010/GJ | Price¦Primary Energy¦Coal | fuel_supply | coal | 2025 | 2.3668 | Price¦Primary Energy¦Coal
Downscaling[MESSAGEix-GLOBIOM 1.1-M-R12] | Current Policies | DEU | Price¦Primary Energy¦Coal | US$2010/GJ | Price¦Primary Energy¦Coal | fuel_supply | coal | 2030 | 4.0582 | Price¦Primary Energy¦Coal
Downscaling[MESSAGEix-GLOBIOM 1.1-M-R12] | Current Policies | DEU | Price¦Primary Energy¦Coal | US$2010/GJ | Price¦Primary Energy¦Coal | fuel_supply | coal | 2035 | 2.6913 | Price¦Primary Energy¦Coal
Downscaling[MESSAGEix-GLOBIOM 1.1-M-R12] | Current Policies | DEU | Price¦Primary Energy¦Coal | US$2010/GJ | Price¦Primary Energy¦Coal | fuel_supply | coal | 2040 | 2.6015 | Price¦Primary Energy¦Coal
Downscaling[MESSAGEix-GLOBIOM 1.1-M-R12] | Current Policies | DEU | Price¦Primary Energy¦Coal | US$2010/GJ | Price¦Primary Energy¦Coal | fuel_supply | coal | 2045 | 1.9307 | Price¦Primary Energy¦Coal
Downscaling[MESSAGEix-GLOBIOM 1.1-M-R12] | Current Policies | DEU | Price¦Primary Energy¦Coal | US$2010/GJ | Price¦Primary Energy¦Coal | fuel_supply | coal | 2050 | 2.6609 | Price¦Primary Energy¦Coal
Downscaling[MESSAGEix-GLOBIOM 1.1-M-R12] | Current Policies | DEU | Price¦Primary Energy¦Gas | US$2010/GJ | Price¦Primary Energy¦Gas | fuel_supply | gas | 2020 | 2.4039 | Price¦Primary Energy¦Gas
Downscaling[MESSAGEix-GLOBIOM 1.1-M-R12] | Current Policies | DEU | Price¦Primary Energy¦Gas | US$2010/GJ | Price¦Primary Energy¦Gas | fuel_supply | gas | 2025 | 2.8899 | Price¦Primary Energy¦Gas
Downscaling[MESSAGEix-GLOBIOM 1.1-M-R12] | Current Policies | DEU | Price¦Primary Energy¦Gas | US$2010/GJ | Price¦Primary Energy¦Gas | fuel_supply | gas | 2030 | 7.7437 | Price¦Primary Energy¦Gas
Downscaling[MESSAGEix-GLOBIOM 1.1-M-R12] | Current Policies | DEU | Price¦Primary Energy¦Gas | US$2010/GJ | Price¦Primary Energy¦Gas | fuel_supply | gas | 2035 | 3.6228 | Price¦Primary Energy¦Gas
Downscaling[MESSAGEix-GLOBIOM 1.1-M-R12] | Current Policies | DEU | Price¦Primary Energy¦Gas | US$2010/GJ | Price¦Primary Energy¦Gas | fuel_supply | gas | 2040 | 4.0198 | Price¦Primary Energy¦Gas
Downscaling[MESSAGEix-GLOBIOM 1.1-M-R12] | Current Policies | DEU | Price¦Primary Energy¦Gas | US$2010/GJ | Price¦Primary Energy¦Gas | fuel_supply | gas | 2045 | 4.3289 | Price¦Primary Energy¦Gas
Downscaling[MESSAGEix-GLOBIOM 1.1-M-R12] | Current Policies | DEU | Price¦Primary Energy¦Gas | US$2010/GJ | Price¦Primary Energy¦Gas | fuel_supply | gas | 2050 | 4.7777 | Price¦Primary Energy¦Gas
Downscaling[MESSAGEix-GLOBIOM 1.1-M-R12] | Current Policies | DEU | Price¦Secondary Energy¦Liquids¦Oil | US$2010/GJ | Price¦Secondary Energy¦Liquids¦Oil | fuel_supply | oil | 2020 | 3.1243 | Price¦Secondary Energy¦Liquids¦Oil
Downscaling[MESSAGEix-GLOBIOM 1.1-M-R12] | Current Policies | DEU | Price¦Secondary Energy¦Liquids¦Oil | US$2010/GJ | Price¦Secondary Energy¦Liquids¦Oil | fuel_supply | oil | 2025 | 4.303 | Price¦Secondary Energy¦Liquids¦Oil
Downscaling[MESSAGEix-GLOBIOM 1.1-M-R12] | Current Policies | DEU | Price¦Secondary Energy¦Liquids¦Oil | US$2010/GJ | Price¦Secondary Energy¦Liquids¦Oil | fuel_supply | oil | 2030 | 8.9704 | Price¦Secondary Energy¦Liquids¦Oil
Downscaling[MESSAGEix-GLOBIOM 1.1-M-R12] | Current Policies | DEU | Price¦Secondary Energy¦Liquids¦Oil | US$2010/GJ | Price¦Secondary Energy¦Liquids¦Oil | fuel_supply | oil | 2035 | 4.882 | Price¦Secondary Energy¦Liquids¦Oil
Downscaling[MESSAGEix-GLOBIOM 1.1-M-R12] | Current Policies | DEU | Price¦Secondary Energy¦Liquids¦Oil | US$2010/GJ | Price¦Secondary Energy¦Liquids¦Oil | fuel_supply | oil | 2040 | 5.679 | Price¦Secondary Energy¦Liquids¦Oil
Downscaling[MESSAGEix-GLOBIOM 1.1-M-R12] | Current Policies | DEU | Price¦Secondary Energy¦Liquids¦Oil | US$2010/GJ | Price¦Secondary Energy¦Liquids¦Oil | fuel_supply | oil | 2045 | 6.1927 | Price¦Secondary Energy¦Liquids¦Oil
Downscaling[MESSAGEix-GLOBIOM 1.1-M-R12] | Current Policies | DEU | Price¦Secondary Energy¦Liquids¦Oil | US$2010/GJ | Price¦Secondary Energy¦Liquids¦Oil | fuel_supply | oil | 2050 | 6.5092 | Price¦Secondary Energy¦Liquids¦Oil
Downscaling[MESSAGEix-GLOBIOM 1.1-M-R12] | Current Policies | DEU | Emissions¦CO2 | Mt CO2/yr | Emissions¦CO2 | scenarios - CO2 abatement | CO2 | 2020 | 519.5503 | Emissions¦CO2
Downscaling[MESSAGEix-GLOBIOM 1.1-M-R12] | Current Policies | DEU | Emissions¦CO2 | Mt CO2/yr | Emissions¦CO2 | scenarios - CO2 abatement | CO2 | 2025 | 516.4618 | Emissions¦CO2
Downscaling[MESSAGEix-GLOBIOM 1.1-M-R12] | Current Policies | DEU | Emissions¦CO2 | Mt CO2/yr | Emissions¦CO2 | scenarios - CO2 abatement | CO2 | 2030 | 403.5013 | Emissions¦CO2
Downscaling[MESSAGEix-GLOBIOM 1.1-M-R12] | Current Policies | DEU | Emissions¦CO2 | Mt CO2/yr | Emissions¦CO2 | scenarios - CO2 abatement | CO2 | 2035 | 428.1215 | Emissions¦CO2
Downscaling[MESSAGEix-GLOBIOM 1.1-M-R12] | Current Policies | DEU | Emissions¦CO2 | Mt CO2/yr | Emissions¦CO2 | scenarios - CO2 abatement | CO2 | 2040 | 433.8901 | Emissions¦CO2
Downscaling[MESSAGEix-GLOBIOM 1.1-M-R12] | Current Policies | DEU | Emissions¦CO2 | Mt CO2/yr | Emissions¦CO2 | scenarios - CO2 abatement | CO2 | 2045 | 442.3608 | Emissions¦CO2
Downscaling[MESSAGEix-GLOBIOM 1.1-M-R12] | Current Policies | DEU | Emissions¦CO2 | Mt CO2/yr | Emissions¦CO2 | scenarios - CO2 abatement | CO2 | 2050 | 421.0881 | Emissions¦CO2
Downscaling[MESSAGEix-GLOBIOM 1.1-M-R12] | Current Policies | DEU | Emissions¦CO2¦Energy | Mt CO2/yr | Emissions¦CO2¦Energy | scenarios - CO2 abatement | CO2 | 2020 | 556.648 | Emissions¦CO2¦Energy
Downscaling[MESSAGEix-GLOBIOM 1.1-M-R12] | Current Policies | DEU | Emissions¦CO2¦Energy | Mt CO2/yr | Emissions¦CO2¦Energy | scenarios - CO2 abatement | CO2 | 2025 | 531.3666 | Emissions¦CO2¦Energy
Downscaling[MESSAGEix-GLOBIOM 1.1-M-R12] | Current Policies | DEU | Emissions¦CO2¦Energy | Mt CO2/yr | Emissions¦CO2¦Energy | scenarios - CO2 abatement | CO2 | 2030 | 431.0222 | Emissions¦CO2¦Energy
Downscaling[MESSAGEix-GLOBIOM 1.1-M-R12] | Current Policies | DEU | Emissions¦CO2¦Energy | Mt CO2/yr | Emissions¦CO2¦Energy | scenarios - CO2 abatement | CO2 | 2035 | 462.5378 | Emissions¦CO2¦Energy
Downscaling[MESSAGEix-GLOBIOM 1.1-M-R12] | Current Policies | DEU | Emissions¦CO2¦Energy | Mt CO2/yr | Emissions¦CO2¦Energy | scenarios - CO2 abatement | CO2 | 2040 | 474.2338 | Emissions¦CO2¦Energy
Downscaling[MESSAGEix-GLOBIOM 1.1-M-R12] | Current Policies | DEU | Emissions¦CO2¦Energy | Mt CO2/yr | Emissions¦CO2¦Energy | scenarios - CO2 abatement | CO2 | 2045 | 488.4513 | Emissions¦CO2¦Energy
Downscaling[MESSAGEix-GLOBIOM 1.1-M-R12] | Current Policies | DEU | Emissions¦CO2¦Energy | Mt CO2/yr | Emissions¦CO2¦Energy | scenarios - CO2 abatement | CO2 | 2050 | 473.0842 | Emissions¦CO2¦Energy
Downscaling[MESSAGEix-GLOBIOM 1.1-M-R12] | Delayed transition | DEU | Carbon Sequestration¦CCS | Mt CO2/yr | Carbon Sequestration¦CCS | CCS potential |  | 2020 | 0 | Carbon Sequestration¦CCS
Downscaling[MESSAGEix-GLOBIOM 1.1-M-R12] | Delayed transition | DEU | Carbon Sequestration¦CCS | Mt CO2/yr | Carbon Sequestration¦CCS | CCS potential |  | 2025 | 0 | Carbon Sequestration¦CCS
Downscaling[MESSAGEix-GLOBIOM 1.1-M-R12] | Delayed transition | DEU | Carbon Sequestration¦CCS | Mt CO2/yr | Carbon Sequestration¦CCS | CCS potential |  | 2030 | 0 | Carbon Sequestration¦CCS
Downscaling[MESSAGEix-GLOBIOM 1.1-M-R12] | Delayed transition | DEU | Carbon Sequestration¦CCS | Mt CO2/yr | Carbon Sequestration¦CCS | CCS potential |  | 2035 | 13.1525 | Carbon Sequestration¦CCS
Downscaling[MESSAGEix-GLOBIOM 1.1-M-R12] | Delayed transition | DEU | Carbon Sequestration¦CCS | Mt CO2/yr | Carbon Sequestration¦CCS | CCS potential |  | 2040 | 19.4826 | Carbon Sequestration¦CCS
Downscaling[MESSAGEix-GLOBIOM 1.1-M-R12] | Delayed transition | DEU | Carbon Sequestration¦CCS | Mt CO2/yr | Carbon Sequestration¦CCS | CCS potential |  | 2045 | 24.714 | Carbon Sequestration¦CCS
Downscaling[MESSAGEix-GLOBIOM 1.1-M-R12] | Delayed transition | DEU | Carbon Sequestration¦CCS | Mt CO2/yr | Carbon Sequestration¦CCS | CCS potential |  | 2050 | 35.7561 | Carbon Sequestration¦CCS
Downscaling[MESSAGEix-GLOBIOM 1.1-M-R12] | Delayed transition | DEU | Final Energy¦Industry¦Electricity | EJ/yr | Final Energy¦Industry¦Electricity | demand_projection | elc_industry | 2020 | 0.5197 | Final Energy¦Industry¦Electricity
Downscaling[MESSAGEix-GLOBIOM 1.1-M-R12] | Delayed transition | DEU | Final Energy¦Industry¦Electricity | EJ/yr | Final Energy¦Industry¦Electricity | demand_projection | elc_industry | 2025 | 0.4298 | Final Energy¦Industry¦Electricity
Downscaling[MESSAGEix-GLOBIOM 1.1-M-R12] | Delayed transition | DEU | Final Energy¦Industry¦Electricity | EJ/yr | Final Energy¦Industry¦Electricity | demand_projection | elc_industry | 2030 | 0.3551 | Final Energy¦Industry¦Electricity
Downscaling[MESSAGEix-GLOBIOM 1.1-M-R12] | Delayed transition | DEU | Final Energy¦Industry¦Electricity | EJ/yr | Final Energy¦Industry¦Electricity | demand_projection | elc_industry | 2035 | 0.3323 | Final Energy¦Industry¦Electricity
Downscaling[MESSAGEix-GLOBIOM 1.1-M-R12] | Delayed transition | DEU | Final Energy¦Industry¦Electricity | EJ/yr | Final Energy¦Industry¦Electricity | demand_projection | elc_industry | 2040 | 0.2875 | Final Energy¦Industry¦Electricity
Downscaling[MESSAGEix-GLOBIOM 1.1-M-R12] | Delayed transition | DEU | Final Energy¦Industry¦Electricity | EJ/yr | Final Energy¦Industry¦Electricity | demand_projection | elc_industry | 2045 | 0.2545 | Final Energy¦Industry¦Electricity
Downscaling[MESSAGEix-GLOBIOM 1.1-M-R12] | Delayed transition | DEU | Final Energy¦Industry¦Electricity | EJ/yr | Final Energy¦Industry¦Electricity | demand_projection | elc_industry | 2050 | 0.2303 | Final Energy¦Industry¦Electricity
Downscaling[MESSAGEix-GLOBIOM 1.1-M-R12] | Delayed transition | DEU | Final Energy¦Residential and Commercial¦Electricity | EJ/yr | Final Energy¦Residential and Commercial¦Electricity | demand_projection | elc_buildings | 2020 | 1.2191 | Final Energy¦Residential and Commercial¦Electricity
Downscaling[MESSAGEix-GLOBIOM 1.1-M-R12] | Delayed transition | DEU | Final Energy¦Residential and Commercial¦Electricity | EJ/yr | Final Energy¦Residential and Commercial¦Electricity | demand_projection | elc_buildings | 2025 | 1.3126 | Final Energy¦Residential and Commercial¦Electricity
Downscaling[MESSAGEix-GLOBIOM 1.1-M-R12] | Delayed transition | DEU | Final Energy¦Residential and Commercial¦Electricity | EJ/yr | Final Energy¦Residential and Commercial¦Electricity | demand_projection | elc_buildings | 2030 | 1.4273 | Final Energy¦Residential and Commercial¦Electricity
Downscaling[MESSAGEix-GLOBIOM 1.1-M-R12] | Delayed transition | DEU | Final Energy¦Residential and Commercial¦Electricity | EJ/yr | Final Energy¦Residential and Commercial¦Electricity | demand_projection | elc_buildings | 2035 | 1.2385 | Final Energy¦Residential and Commercial¦Electricity
Downscaling[MESSAGEix-GLOBIOM 1.1-M-R12] | Delayed transition | DEU | Final Energy¦Residential and Commercial¦Electricity | EJ/yr | Final Energy¦Residential and Commercial¦Electricity | demand_projection | elc_buildings | 2040 | 1.4044 | Final Energy¦Residential and Commercial¦Electricity
Downscaling[MESSAGEix-GLOBIOM 1.1-M-R12] | Delayed transition | DEU | Final Energy¦Residential and Commercial¦Electricity | EJ/yr | Final Energy¦Residential and Commercial¦Electricity | demand_projection | elc_buildings | 2045 | 1.5697 | Final Energy¦Residential and Commercial¦Electricity
Downscaling[MESSAGEix-GLOBIOM 1.1-M-R12] | Delayed transition | DEU | Final Energy¦Residential and Commercial¦Electricity | EJ/yr | Final Energy¦Residential and Commercial¦Electricity | demand_projection | elc_buildings | 2050 | 1.7177 | Final Energy¦Residential and Commercial¦Electricity
Downscaling[MESSAGEix-GLOBIOM 1.1-M-R12] | Delayed transition | DEU | Final Energy¦Transportation¦Electricity | EJ/yr | Final Energy¦Transportation¦Electricity | demand_projection | elc_transport | 2020 | 0.0979 | Final Energy¦Transportation¦Electricity
Downscaling[MESSAGEix-GLOBIOM 1.1-M-R12] | Delayed transition | DEU | Final Energy¦Transportation¦Electricity | EJ/yr | Final Energy¦Transportation¦Electricity | demand_projection | elc_transport | 2025 | 0.0787 | Final Energy¦Transportation¦Electricity
Downscaling[MESSAGEix-GLOBIOM 1.1-M-R12] | Delayed transition | DEU | Final Energy¦Transportation¦Electricity | EJ/yr | Final Energy¦Transportation¦Electricity | demand_projection | elc_transport | 2030 | 0.1217 | Final Energy¦Transportation¦Electricity
Downscaling[MESSAGEix-GLOBIOM 1.1-M-R12] | Delayed transition | DEU | Final Energy¦Transportation¦Electricity | EJ/yr | Final Energy¦Transportation¦Electricity | demand_projection | elc_transport | 2035 | 0.2401 | Final Energy¦Transportation¦Electricity
Downscaling[MESSAGEix-GLOBIOM 1.1-M-R12] | Delayed transition | DEU | Final Energy¦Transportation¦Electricity | EJ/yr | Final Energy¦Transportation¦Electricity | demand_projection | elc_transport | 2040 | 0.3948 | Final Energy¦Transportation¦Electricity
Downscaling[MESSAGEix-GLOBIOM 1.1-M-R12] | Delayed transition | DEU | Final Energy¦Transportation¦Electricity | EJ/yr | Final Energy¦Transportation¦Electricity | demand_projection | elc_transport | 2045 | 0.5297 | Final Energy¦Transportation¦Electricity
Downscaling[MESSAGEix-GLOBIOM 1.1-M-R12] | Delayed transition | DEU | Final Energy¦Transportation¦Electricity | EJ/yr | Final Energy¦Transportation¦Electricity | demand_projection | elc_transport | 2050 | 0.6229 | Final Energy¦Transportation¦Electricity
Downscaling[MESSAGEix-GLOBIOM 1.1-M-R12] | Delayed transition | DEU | Secondary Energy¦Hydrogen | EJ/yr | Secondary Energy¦Hydrogen | demand_projection | hydrogen_allsect | 2020 | 0 | Secondary Energy¦Hydrogen
Downscaling[MESSAGEix-GLOBIOM 1.1-M-R12] | Delayed transition | DEU | Secondary Energy¦Hydrogen | EJ/yr | Secondary Energy¦Hydrogen | demand_projection | hydrogen_allsect | 2025 | 0 | Secondary Energy¦Hydrogen
Downscaling[MESSAGEix-GLOBIOM 1.1-M-R12] | Delayed transition | DEU | Secondary Energy¦Hydrogen | EJ/yr | Secondary Energy¦Hydrogen | demand_projection | hydrogen_allsect | 2030 | 0 | Secondary Energy¦Hydrogen
Downscaling[MESSAGEix-GLOBIOM 1.1-M-R12] | Delayed transition | DEU | Secondary Energy¦Hydrogen | EJ/yr | Secondary Energy¦Hydrogen | demand_projection | hydrogen_allsect | 2035 | 0.0105 | Secondary Energy¦Hydrogen
Downscaling[MESSAGEix-GLOBIOM 1.1-M-R12] | Delayed transition | DEU | Secondary Energy¦Hydrogen | EJ/yr | Secondary Energy¦Hydrogen | demand_projection | hydrogen_allsect | 2040 | 0.0252 | Secondary Energy¦Hydrogen
Downscaling[MESSAGEix-GLOBIOM 1.1-M-R12] | Delayed transition | DEU | Secondary Energy¦Hydrogen | EJ/yr | Secondary Energy¦Hydrogen | demand_projection | hydrogen_allsect | 2045 | 0.0528 | Secondary Energy¦Hydrogen
Downscaling[MESSAGEix-GLOBIOM 1.1-M-R12] | Delayed transition | DEU | Secondary Energy¦Hydrogen | EJ/yr | Secondary Energy¦Hydrogen | demand_projection | hydrogen_allsect | 2050 | 0.0948 | Secondary Energy¦Hydrogen
Downscaling[MESSAGEix-GLOBIOM 1.1-M-R12] | Delayed transition | DEU | Emissions¦CO2¦Power (estimated) | Mt CO2 | Secondary Energy¦Electricity¦Coal | elec_co2 |  | 2020 | 69.2404 | Secondary Energy¦Electricity¦Coal | 94
Downscaling[MESSAGEix-GLOBIOM 1.1-M-R12] | Delayed transition | DEU | Emissions¦CO2¦Power (estimated) | Mt CO2 | Secondary Energy¦Electricity¦Coal | elec_co2 |  | 2025 | 47.6204 | Secondary Energy¦Electricity¦Coal | 94
Downscaling[MESSAGEix-GLOBIOM 1.1-M-R12] | Delayed transition | DEU | Emissions¦CO2¦Power (estimated) | Mt CO2 | Secondary Energy¦Electricity¦Coal | elec_co2 |  | 2030 | 27.8522 | Secondary Energy¦Electricity¦Coal | 94
Downscaling[MESSAGEix-GLOBIOM 1.1-M-R12] | Delayed transition | DEU | Emissions¦CO2¦Power (estimated) | Mt CO2 | Secondary Energy¦Electricity¦Coal | elec_co2 |  | 2035 | 10.904 | Secondary Energy¦Electricity¦Coal | 94
Downscaling[MESSAGEix-GLOBIOM 1.1-M-R12] | Delayed transition | DEU | Emissions¦CO2¦Power (estimated) | Mt CO2 | Secondary Energy¦Electricity¦Coal | elec_co2 |  | 2040 | 2.9986 | Secondary Energy¦Electricity¦Coal | 94
Downscaling[MESSAGEix-GLOBIOM 1.1-M-R12] | Delayed transition | DEU | Emissions¦CO2¦Power (estimated) | Mt CO2 | Secondary Energy¦Electricity¦Coal | elec_co2 |  | 2045 | 0 | Secondary Energy¦Electricity¦Coal | 94
Downscaling[MESSAGEix-GLOBIOM 1.1-M-R12] | Delayed transition | DEU | Emissions¦CO2¦Power (estimated) | Mt CO2 | Secondary Energy¦Electricity¦Coal | elec_co2 |  | 2050 | 0 | Secondary Energy¦Electricity¦Coal | 94
Downscaling[MESSAGEix-GLOBIOM 1.1-M-R12] | Delayed transition | DEU | Emissions¦CO2¦Power (estimated) | Mt CO2 | Secondary Energy¦Electricity¦Gas | elec_co2 |  | 2020 | 20.4215 | Secondary Energy¦Electricity¦Gas | 55
Downscaling[MESSAGEix-GLOBIOM 1.1-M-R12] | Delayed transition | DEU | Emissions¦CO2¦Power (estimated) | Mt CO2 | Secondary Energy¦Electricity¦Gas | elec_co2 |  | 2025 | 29.095 | Secondary Energy¦Electricity¦Gas | 55
Downscaling[MESSAGEix-GLOBIOM 1.1-M-R12] | Delayed transition | DEU | Emissions¦CO2¦Power (estimated) | Mt CO2 | Secondary Energy¦Electricity¦Gas | elec_co2 |  | 2030 | 21.9945 | Secondary Energy¦Electricity¦Gas | 55
Downscaling[MESSAGEix-GLOBIOM 1.1-M-R12] | Delayed transition | DEU | Emissions¦CO2¦Power (estimated) | Mt CO2 | Secondary Energy¦Electricity¦Gas | elec_co2 |  | 2035 | 19.4425 | Secondary Energy¦Electricity¦Gas | 55
Downscaling[MESSAGEix-GLOBIOM 1.1-M-R12] | Delayed transition | DEU | Emissions¦CO2¦Power (estimated) | Mt CO2 | Secondary Energy¦Electricity¦Gas | elec_co2 |  | 2040 | 20.9605 | Secondary Energy¦Electricity¦Gas | 55
Downscaling[MESSAGEix-GLOBIOM 1.1-M-R12] | Delayed transition | DEU | Emissions¦CO2¦Power (estimated) | Mt CO2 | Secondary Energy¦Electricity¦Gas | elec_co2 |  | 2045 | 24.497 | Secondary Energy¦Electricity¦Gas | 55
Downscaling[MESSAGEix-GLOBIOM 1.1-M-R12] | Delayed transition | DEU | Emissions¦CO2¦Power (estimated) | Mt CO2 | Secondary Energy¦Electricity¦Gas | elec_co2 |  | 2050 | 18.161 | Secondary Energy¦Electricity¦Gas | 55
Downscaling[MESSAGEix-GLOBIOM 1.1-M-R12] | Delayed transition | DEU | Emissions¦CO2¦Power (estimated) | Mt CO2 | Secondary Energy¦Electricity¦Oil | elec_co2 |  | 2020 | 2.142 | Secondary Energy¦Electricity¦Oil | 70
Downscaling[MESSAGEix-GLOBIOM 1.1-M-R12] | Delayed transition | DEU | Emissions¦CO2¦Power (estimated) | Mt CO2 | Secondary Energy¦Electricity¦Oil | elec_co2 |  | 2025 | 0.833 | Secondary Energy¦Electricity¦Oil | 70
Downscaling[MESSAGEix-GLOBIOM 1.1-M-R12] | Delayed transition | DEU | Emissions¦CO2¦Power (estimated) | Mt CO2 | Secondary Energy¦Electricity¦Oil | elec_co2 |  | 2030 | 0 | Secondary Energy¦Electricity¦Oil | 70
Downscaling[MESSAGEix-GLOBIOM 1.1-M-R12] | Delayed transition | DEU | Emissions¦CO2¦Power (estimated) | Mt CO2 | Secondary Energy¦Electricity¦Oil | elec_co2 |  | 2035 | 0 | Secondary Energy¦Electricity¦Oil | 70
Downscaling[MESSAGEix-GLOBIOM 1.1-M-R12] | Delayed transition | DEU | Emissions¦CO2¦Power (estimated) | Mt CO2 | Secondary Energy¦Electricity¦Oil | elec_co2 |  | 2040 | 0 | Secondary Energy¦Electricity¦Oil | 70
Downscaling[MESSAGEix-GLOBIOM 1.1-M-R12] | Delayed transition | DEU | Emissions¦CO2¦Power (estimated) | Mt CO2 | Secondary Energy¦Electricity¦Oil | elec_co2 |  | 2045 | 0 | Secondary Energy¦Electricity¦Oil | 70
Downscaling[MESSAGEix-GLOBIOM 1.1-M-R12] | Delayed transition | DEU | Emissions¦CO2¦Power (estimated) | Mt CO2 | Secondary Energy¦Electricity¦Oil | elec_co2 |  | 2050 | 0 | Secondary Energy¦Electricity¦Oil | 70
Downscaling[MESSAGEix-GLOBIOM 1.1-M-R12] | Delayed transition | DEU | Price¦Primary Energy¦Biomass | US$2010/GJ | Price¦Primary Energy¦Biomass | fuel_supply | bioenergy | 2020 | 0.7933 | Price¦Primary Energy¦Biomass
Downscaling[MESSAGEix-GLOBIOM 1.1-M-R12] | Delayed transition | DEU | Price¦Primary Energy¦Biomass | US$2010/GJ | Price¦Primary Energy¦Biomass | fuel_supply | bioenergy | 2025 | 1.8441 | Price¦Primary Energy¦Biomass
Downscaling[MESSAGEix-GLOBIOM 1.1-M-R12] | Delayed transition | DEU | Price¦Primary Energy¦Biomass | US$2010/GJ | Price¦Primary Energy¦Biomass | fuel_supply | bioenergy | 2030 | 4.6742 | Price¦Primary Energy¦Biomass
Downscaling[MESSAGEix-GLOBIOM 1.1-M-R12] | Delayed transition | DEU | Price¦Primary Energy¦Biomass | US$2010/GJ | Price¦Primary Energy¦Biomass | fuel_supply | bioenergy | 2035 | 7.4223 | Price¦Primary Energy¦Biomass
Downscaling[MESSAGEix-GLOBIOM 1.1-M-R12] | Delayed transition | DEU | Price¦Primary Energy¦Biomass | US$2010/GJ | Price¦Primary Energy¦Biomass | fuel_supply | bioenergy | 2040 | 8.4809 | Price¦Primary Energy¦Biomass
Downscaling[MESSAGEix-GLOBIOM 1.1-M-R12] | Delayed transition | DEU | Price¦Primary Energy¦Biomass | US$2010/GJ | Price¦Primary Energy¦Biomass | fuel_supply | bioenergy | 2045 | 9.75 | Price¦Primary Energy¦Biomass
Downscaling[MESSAGEix-GLOBIOM 1.1-M-R12] | Delayed transition | DEU | Price¦Primary Energy¦Biomass | US$2010/GJ | Price¦Primary Energy¦Biomass | fuel_supply | bioenergy | 2050 | 11.804 | Price¦Primary Energy¦Biomass
Downscaling[MESSAGEix-GLOBIOM 1.1-M-R12] | Delayed transition | DEU | Price¦Primary Energy¦Coal | US$2010/GJ | Price¦Primary Energy¦Coal | fuel_supply | coal | 2020 | 1.8211 | Price¦Primary Energy¦Coal
Downscaling[MESSAGEix-GLOBIOM 1.1-M-R12] | Delayed transition | DEU | Price¦Primary Energy¦Coal | US$2010/GJ | Price¦Primary Energy¦Coal | fuel_supply | coal | 2025 | 2.3668 | Price¦Primary Energy¦Coal
Downscaling[MESSAGEix-GLOBIOM 1.1-M-R12] | Delayed transition | DEU | Price¦Primary Energy¦Coal | US$2010/GJ | Price¦Primary Energy¦Coal | fuel_supply | coal | 2030 | 4.0582 | Price¦Primary Energy¦Coal
Downscaling[MESSAGEix-GLOBIOM 1.1-M-R12] | Delayed transition | DEU | Price¦Primary Energy¦Coal | US$2010/GJ | Price¦Primary Energy¦Coal | fuel_supply | coal | 2035 | -3.5796 | Price¦Primary Energy¦Coal
Downscaling[MESSAGEix-GLOBIOM 1.1-M-R12] | Delayed transition | DEU | Price¦Primary Energy¦Coal | US$2010/GJ | Price¦Primary Energy¦Coal | fuel_supply | coal | 2040 | -3.2061 | Price¦Primary Energy¦Coal
Downscaling[MESSAGEix-GLOBIOM 1.1-M-R12] | Delayed transition | DEU | Price¦Primary Energy¦Coal | US$2010/GJ | Price¦Primary Energy¦Coal | fuel_supply | coal | 2045 | 2.6182 | Price¦Primary Energy¦Coal
Downscaling[MESSAGEix-GLOBIOM 1.1-M-R12] | Delayed transition | DEU | Price¦Primary Energy¦Coal | US$2010/GJ | Price¦Primary Energy¦Coal | fuel_supply | coal | 2050 | 3.4154 | Price¦Primary Energy¦Coal
Downscaling[MESSAGEix-GLOBIOM 1.1-M-R12] | Delayed transition | DEU | Price¦Primary Energy¦Gas | US$2010/GJ | Price¦Primary Energy¦Gas | fuel_supply | gas | 2020 | 2.4039 | Price¦Primary Energy¦Gas
Downscaling[MESSAGEix-GLOBIOM 1.1-M-R12] | Delayed transition | DEU | Price¦Primary Energy¦Gas | US$2010/GJ | Price¦Primary Energy¦Gas | fuel_supply | gas | 2025 | 2.8899 | Price¦Primary Energy¦Gas
Downscaling[MESSAGEix-GLOBIOM 1.1-M-R12] | Delayed transition | DEU | Price¦Primary Energy¦Gas | US$2010/GJ | Price¦Primary Energy¦Gas | fuel_supply | gas | 2030 | 7.7437 | Price¦Primary Energy¦Gas
Downscaling[MESSAGEix-GLOBIOM 1.1-M-R12] | Delayed transition | DEU | Price¦Primary Energy¦Gas | US$2010/GJ | Price¦Primary Energy¦Gas | fuel_supply | gas | 2035 | 3.7477 | Price¦Primary Energy¦Gas
Downscaling[MESSAGEix-GLOBIOM 1.1-M-R12] | Delayed transition | DEU | Price¦Primary Energy¦Gas | US$2010/GJ | Price¦Primary Energy¦Gas | fuel_supply | gas | 2040 | 3.9839 | Price¦Primary Energy¦Gas
Downscaling[MESSAGEix-GLOBIOM 1.1-M-R12] | Delayed transition | DEU | Price¦Primary Energy¦Gas | US$2010/GJ | Price¦Primary Energy¦Gas | fuel_supply | gas | 2045 | 4.5586 | Price¦Primary Energy¦Gas
Downscaling[MESSAGEix-GLOBIOM 1.1-M-R12] | Delayed transition | DEU | Price¦Primary Energy¦Gas | US$2010/GJ | Price¦Primary Energy¦Gas | fuel_supply | gas | 2050 | 4.9874 | Price¦Primary Energy¦Gas
Downscaling[MESSAGEix-GLOBIOM 1.1-M-R12] | Delayed transition | DEU | Price¦Secondary Energy¦Liquids¦Oil | US$2010/GJ | Price¦Secondary Energy¦Liquids¦Oil | fuel_supply | oil | 2020 | 3.1243 | Price¦Secondary Energy¦Liquids¦Oil
Downscaling[MESSAGEix-GLOBIOM 1.1-M-R12] | Delayed transition | DEU | Price¦Secondary Energy¦Liquids¦Oil | US$2010/GJ | Price¦Secondary Energy¦Liquids¦Oil | fuel_supply | oil | 2025 | 4.303 | Price¦Secondary Energy¦Liquids¦Oil
Downscaling[MESSAGEix-GLOBIOM 1.1-M-R12] | Delayed transition | DEU | Price¦Secondary Energy¦Liquids¦Oil | US$2010/GJ | Price¦Secondary Energy¦Liquids¦Oil | fuel_supply | oil | 2030 | 8.9704 | Price¦Secondary Energy¦Liquids¦Oil
Downscaling[MESSAGEix-GLOBIOM 1.1-M-R12] | Delayed transition | DEU | Price¦Secondary Energy¦Liquids¦Oil | US$2010/GJ | Price¦Secondary Energy¦Liquids¦Oil | fuel_supply | oil | 2035 | 5.1719 | Price¦Secondary Energy¦Liquids¦Oil
Downscaling[MESSAGEix-GLOBIOM 1.1-M-R12] | Delayed transition | DEU | Price¦Secondary Energy¦Liquids¦Oil | US$2010/GJ | Price¦Secondary Energy¦Liquids¦Oil | fuel_supply | oil | 2040 | 4.9318 | Price¦Secondary Energy¦Liquids¦Oil
Downscaling[MESSAGEix-GLOBIOM 1.1-M-R12] | Delayed transition | DEU | Price¦Secondary Energy¦Liquids¦Oil | US$2010/GJ | Price¦Secondary Energy¦Liquids¦Oil | fuel_supply | oil | 2045 | 5.2711 | Price¦Secondary Energy¦Liquids¦Oil
Downscaling[MESSAGEix-GLOBIOM 1.1-M-R12] | Delayed transition | DEU | Price¦Secondary Energy¦Liquids¦Oil | US$2010/GJ | Price¦Secondary Energy¦Liquids¦Oil | fuel_supply | oil | 2050 | 4.5691 | Price¦Secondary Energy¦Liquids¦Oil
Downscaling[MESSAGEix-GLOBIOM 1.1-M-R12] | Delayed transition | DEU | Emissions¦CO2 | Mt CO2/yr | Emissions¦CO2 | scenarios - CO2 abatement | CO2 | 2020 | 520.6827 | Emissions¦CO2
Downscaling[MESSAGEix-GLOBIOM 1.1-M-R12] | Delayed transition | DEU | Emissions¦CO2 | Mt CO2/yr | Emissions¦CO2 | scenarios - CO2 abatement | CO2 | 2025 | 520.1942 | Emissions¦CO2
Downscaling[MESSAGEix-GLOBIOM 1.1-M-R12] | Delayed transition | DEU | Emissions¦CO2 | Mt CO2/yr | Emissions¦CO2 | scenarios - CO2 abatement | CO2 | 2030 | 408.8644 | Emissions¦CO2
Downscaling[MESSAGEix-GLOBIOM 1.1-M-R12] | Delayed transition | DEU | Emissions¦CO2 | Mt CO2/yr | Emissions¦CO2 | scenarios - CO2 abatement | CO2 | 2035 | 278.0394 | Emissions¦CO2
Downscaling[MESSAGEix-GLOBIOM 1.1-M-R12] | Delayed transition | DEU | Emissions¦CO2 | Mt CO2/yr | Emissions¦CO2 | scenarios - CO2 abatement | CO2 | 2040 | 189.6418 | Emissions¦CO2
Downscaling[MESSAGEix-GLOBIOM 1.1-M-R12] | Delayed transition | DEU | Emissions¦CO2 | Mt CO2/yr | Emissions¦CO2 | scenarios - CO2 abatement | CO2 | 2045 | 124.4217 | Emissions¦CO2
Downscaling[MESSAGEix-GLOBIOM 1.1-M-R12] | Delayed transition | DEU | Emissions¦CO2 | Mt CO2/yr | Emissions¦CO2 | scenarios - CO2 abatement | CO2 | 2050 | 67.4908 | Emissions¦CO2
Downscaling[MESSAGEix-GLOBIOM 1.1-M-R12] | Delayed transition | DEU | Emissions¦CO2¦Energy | Mt CO2/yr | Emissions¦CO2¦Energy | scenarios - CO2 abatement | CO2 | 2020 | 557.7936 | Emissions¦CO2¦Energy
Downscaling[MESSAGEix-GLOBIOM 1.1-M-R12] | Delayed transition | DEU | Emissions¦CO2¦Energy | Mt CO2/yr | Emissions¦CO2¦Energy | scenarios - CO2 abatement | CO2 | 2025 | 532.9164 | Emissions¦CO2¦Energy
Downscaling[MESSAGEix-GLOBIOM 1.1-M-R12] | Delayed transition | DEU | Emissions¦CO2¦Energy | Mt CO2/yr | Emissions¦CO2¦Energy | scenarios - CO2 abatement | CO2 | 2030 | 432.0197 | Emissions¦CO2¦Energy
Downscaling[MESSAGEix-GLOBIOM 1.1-M-R12] | Delayed transition | DEU | Emissions¦CO2¦Energy | Mt CO2/yr | Emissions¦CO2¦Energy | scenarios - CO2 abatement | CO2 | 2035 | 308.8806 | Emissions¦CO2¦Energy
Downscaling[MESSAGEix-GLOBIOM 1.1-M-R12] | Delayed transition | DEU | Emissions¦CO2¦Energy | Mt CO2/yr | Emissions¦CO2¦Energy | scenarios - CO2 abatement | CO2 | 2040 | 227.249 | Emissions¦CO2¦Energy
Downscaling[MESSAGEix-GLOBIOM 1.1-M-R12] | Delayed transition | DEU | Emissions¦CO2¦Energy | Mt CO2/yr | Emissions¦CO2¦Energy | scenarios - CO2 abatement | CO2 | 2045 | 165.3411 | Emissions¦CO2¦Energy
Downscaling[MESSAGEix-GLOBIOM 1.1-M-R12] | Delayed transition | DEU | Emissions¦CO2¦Energy | Mt CO2/yr | Emissions¦CO2¦Energy | scenarios - CO2 abatement | CO2 | 2050 | 112.3856 | Emissions¦CO2¦Energy
Downscaling[MESSAGEix-GLOBIOM 1.1-M-R12] | Fragmented World | DEU | Carbon Sequestration¦CCS | Mt CO2/yr | Carbon Sequestration¦CCS | CCS potential |  | 2020 | 0 | Carbon Sequestration¦CCS
Downscaling[MESSAGEix-GLOBIOM 1.1-M-R12] | Fragmented World | DEU | Carbon Sequestration¦CCS | Mt CO2/yr | Carbon Sequestration¦CCS | CCS potential |  | 2025 | 0 | Carbon Sequestration¦CCS
Downscaling[MESSAGEix-GLOBIOM 1.1-M-R12] | Fragmented World | DEU | Carbon Sequestration¦CCS | Mt CO2/yr | Carbon Sequestration¦CCS | CCS potential |  | 2030 | 0 | Carbon Sequestration¦CCS
Downscaling[MESSAGEix-GLOBIOM 1.1-M-R12] | Fragmented World | DEU | Carbon Sequestration¦CCS | Mt CO2/yr | Carbon Sequestration¦CCS | CCS potential |  | 2035 | 14.7214 | Carbon Sequestration¦CCS
Downscaling[MESSAGEix-GLOBIOM 1.1-M-R12] | Fragmented World | DEU | Carbon Sequestration¦CCS | Mt CO2/yr | Carbon Sequestration¦CCS | CCS potential |  | 2040 | 19.4477 | Carbon Sequestration¦CCS
Downscaling[MESSAGEix-GLOBIOM 1.1-M-R12] | Fragmented World | DEU | Carbon Sequestration¦CCS | Mt CO2/yr | Carbon Sequestration¦CCS | CCS potential |  | 2045 | 25.3374 | Carbon Sequestration¦CCS
Downscaling[MESSAGEix-GLOBIOM 1.1-M-R12] | Fragmented World | DEU | Carbon Sequestration¦CCS | Mt CO2/yr | Carbon Sequestration¦CCS | CCS potential |  | 2050 | 38.9761 | Carbon Sequestration¦CCS
Downscaling[MESSAGEix-GLOBIOM 1.1-M-R12] | Fragmented World | DEU | Final Energy¦Industry¦Electricity | EJ/yr | Final Energy¦Industry¦Electricity | demand_projection | elc_industry | 2020 | 0.5447 | Final Energy¦Industry¦Electricity
Downscaling[MESSAGEix-GLOBIOM 1.1-M-R12] | Fragmented World | DEU | Final Energy¦Industry¦Electricity | EJ/yr | Final Energy¦Industry¦Electricity | demand_projection | elc_industry | 2025 | 0.4517 | Final Energy¦Industry¦Electricity
Downscaling[MESSAGEix-GLOBIOM 1.1-M-R12] | Fragmented World | DEU | Final Energy¦Industry¦Electricity | EJ/yr | Final Energy¦Industry¦Electricity | demand_projection | elc_industry | 2030 | 0.3721 | Final Energy¦Industry¦Electricity
Downscaling[MESSAGEix-GLOBIOM 1.1-M-R12] | Fragmented World | DEU | Final Energy¦Industry¦Electricity | EJ/yr | Final Energy¦Industry¦Electricity | demand_projection | elc_industry | 2035 | 0.3083 | Final Energy¦Industry¦Electricity
Downscaling[MESSAGEix-GLOBIOM 1.1-M-R12] | Fragmented World | DEU | Final Energy¦Industry¦Electricity | EJ/yr | Final Energy¦Industry¦Electricity | demand_projection | elc_industry | 2040 | 0.2892 | Final Energy¦Industry¦Electricity
Downscaling[MESSAGEix-GLOBIOM 1.1-M-R12] | Fragmented World | DEU | Final Energy¦Industry¦Electricity | EJ/yr | Final Energy¦Industry¦Electricity | demand_projection | elc_industry | 2045 | 0.2763 | Final Energy¦Industry¦Electricity
Downscaling[MESSAGEix-GLOBIOM 1.1-M-R12] | Fragmented World | DEU | Final Energy¦Industry¦Electricity | EJ/yr | Final Energy¦Industry¦Electricity | demand_projection | elc_industry | 2050 | 0.2666 | Final Energy¦Industry¦Electricity
Downscaling[MESSAGEix-GLOBIOM 1.1-M-R12] | Fragmented World | DEU | Final Energy¦Residential and Commercial¦Electricity | EJ/yr | Final Energy¦Residential and Commercial¦Electricity | demand_projection | elc_buildings | 2020 | 1.2429 | Final Energy¦Residential and Commercial¦Electricity
Downscaling[MESSAGEix-GLOBIOM 1.1-M-R12] | Fragmented World | DEU | Final Energy¦Residential and Commercial¦Electricity | EJ/yr | Final Energy¦Residential and Commercial¦Electricity | demand_projection | elc_buildings | 2025 | 1.3085 | Final Energy¦Residential and Commercial¦Electricity
Downscaling[MESSAGEix-GLOBIOM 1.1-M-R12] | Fragmented World | DEU | Final Energy¦Residential and Commercial¦Electricity | EJ/yr | Final Energy¦Residential and Commercial¦Electricity | demand_projection | elc_buildings | 2030 | 1.3801 | Final Energy¦Residential and Commercial¦Electricity
Downscaling[MESSAGEix-GLOBIOM 1.1-M-R12] | Fragmented World | DEU | Final Energy¦Residential and Commercial¦Electricity | EJ/yr | Final Energy¦Residential and Commercial¦Electricity | demand_projection | elc_buildings | 2035 | 1.2227 | Final Energy¦Residential and Commercial¦Electricity
Downscaling[MESSAGEix-GLOBIOM 1.1-M-R12] | Fragmented World | DEU | Final Energy¦Residential and Commercial¦Electricity | EJ/yr | Final Energy¦Residential and Commercial¦Electricity | demand_projection | elc_buildings | 2040 | 1.2856 | Final Energy¦Residential and Commercial¦Electricity
Downscaling[MESSAGEix-GLOBIOM 1.1-M-R12] | Fragmented World | DEU | Final Energy¦Residential and Commercial¦Electricity | EJ/yr | Final Energy¦Residential and Commercial¦Electricity | demand_projection | elc_buildings | 2045 | 1.3052 | Final Energy¦Residential and Commercial¦Electricity
Downscaling[MESSAGEix-GLOBIOM 1.1-M-R12] | Fragmented World | DEU | Final Energy¦Residential and Commercial¦Electricity | EJ/yr | Final Energy¦Residential and Commercial¦Electricity | demand_projection | elc_buildings | 2050 | 1.3035 | Final Energy¦Residential and Commercial¦Electricity
Downscaling[MESSAGEix-GLOBIOM 1.1-M-R12] | Fragmented World | DEU | Final Energy¦Transportation¦Electricity | EJ/yr | Final Energy¦Transportation¦Electricity | demand_projection | elc_transport | 2020 | 0.1064 | Final Energy¦Transportation¦Electricity
Downscaling[MESSAGEix-GLOBIOM 1.1-M-R12] | Fragmented World | DEU | Final Energy¦Transportation¦Electricity | EJ/yr | Final Energy¦Transportation¦Electricity | demand_projection | elc_transport | 2025 | 0.084 | Final Energy¦Transportation¦Electricity
Downscaling[MESSAGEix-GLOBIOM 1.1-M-R12] | Fragmented World | DEU | Final Energy¦Transportation¦Electricity | EJ/yr | Final Energy¦Transportation¦Electricity | demand_projection | elc_transport | 2030 | 0.1257 | Final Energy¦Transportation¦Electricity
Downscaling[MESSAGEix-GLOBIOM 1.1-M-R12] | Fragmented World | DEU | Final Energy¦Transportation¦Electricity | EJ/yr | Final Energy¦Transportation¦Electricity | demand_projection | elc_transport | 2035 | 0.2409 | Final Energy¦Transportation¦Electricity
Downscaling[MESSAGEix-GLOBIOM 1.1-M-R12] | Fragmented World | DEU | Final Energy¦Transportation¦Electricity | EJ/yr | Final Energy¦Transportation¦Electricity | demand_projection | elc_transport | 2040 | 0.3804 | Final Energy¦Transportation¦Electricity
Downscaling[MESSAGEix-GLOBIOM 1.1-M-R12] | Fragmented World | DEU | Final Energy¦Transportation¦Electricity | EJ/yr | Final Energy¦Transportation¦Electricity | demand_projection | elc_transport | 2045 | 0.5779 | Final Energy¦Transportation¦Electricity
Downscaling[MESSAGEix-GLOBIOM 1.1-M-R12] | Fragmented World | DEU | Final Energy¦Transportation¦Electricity | EJ/yr | Final Energy¦Transportation¦Electricity | demand_projection | elc_transport | 2050 | 0.6869 | Final Energy¦Transportation¦Electricity
Downscaling[MESSAGEix-GLOBIOM 1.1-M-R12] | Fragmented World | DEU | Secondary Energy¦Hydrogen | EJ/yr | Secondary Energy¦Hydrogen | demand_projection | hydrogen_allsect | 2020 | 0 | Secondary Energy¦Hydrogen
Downscaling[MESSAGEix-GLOBIOM 1.1-M-R12] | Fragmented World | DEU | Secondary Energy¦Hydrogen | EJ/yr | Secondary Energy¦Hydrogen | demand_projection | hydrogen_allsect | 2025 | 0 | Secondary Energy¦Hydrogen
Downscaling[MESSAGEix-GLOBIOM 1.1-M-R12] | Fragmented World | DEU | Secondary Energy¦Hydrogen | EJ/yr | Secondary Energy¦Hydrogen | demand_projection | hydrogen_allsect | 2030 | 0 | Secondary Energy¦Hydrogen
Downscaling[MESSAGEix-GLOBIOM 1.1-M-R12] | Fragmented World | DEU | Secondary Energy¦Hydrogen | EJ/yr | Secondary Energy¦Hydrogen | demand_projection | hydrogen_allsect | 2035 | 0.0109 | Secondary Energy¦Hydrogen
Downscaling[MESSAGEix-GLOBIOM 1.1-M-R12] | Fragmented World | DEU | Secondary Energy¦Hydrogen | EJ/yr | Secondary Energy¦Hydrogen | demand_projection | hydrogen_allsect | 2040 | 0.027 | Secondary Energy¦Hydrogen
Downscaling[MESSAGEix-GLOBIOM 1.1-M-R12] | Fragmented World | DEU | Secondary Energy¦Hydrogen | EJ/yr | Secondary Energy¦Hydrogen | demand_projection | hydrogen_allsect | 2045 | 0.0475 | Secondary Energy¦Hydrogen
Downscaling[MESSAGEix-GLOBIOM 1.1-M-R12] | Fragmented World | DEU | Secondary Energy¦Hydrogen | EJ/yr | Secondary Energy¦Hydrogen | demand_projection | hydrogen_allsect | 2050 | 0.08 | Secondary Energy¦Hydrogen
Downscaling[MESSAGEix-GLOBIOM 1.1-M-R12] | Fragmented World | DEU | Emissions¦CO2¦Power (estimated) | Mt CO2 | Secondary Energy¦Electricity¦Coal | elec_co2 |  | 2020 | 69.701 | Secondary Energy¦Electricity¦Coal | 94
Downscaling[MESSAGEix-GLOBIOM 1.1-M-R12] | Fragmented World | DEU | Emissions¦CO2¦Power (estimated) | Mt CO2 | Secondary Energy¦Electricity¦Coal | elec_co2 |  | 2025 | 46.8966 | Secondary Energy¦Electricity¦Coal | 94
Downscaling[MESSAGEix-GLOBIOM 1.1-M-R12] | Fragmented World | DEU | Emissions¦CO2¦Power (estimated) | Mt CO2 | Secondary Energy¦Electricity¦Coal | elec_co2 |  | 2030 | 27.1002 | Secondary Energy¦Electricity¦Coal | 94
Downscaling[MESSAGEix-GLOBIOM 1.1-M-R12] | Fragmented World | DEU | Emissions¦CO2¦Power (estimated) | Mt CO2 | Secondary Energy¦Electricity¦Coal | elec_co2 |  | 2035 | 8.225 | Secondary Energy¦Electricity¦Coal | 94
Downscaling[MESSAGEix-GLOBIOM 1.1-M-R12] | Fragmented World | DEU | Emissions¦CO2¦Power (estimated) | Mt CO2 | Secondary Energy¦Electricity¦Coal | elec_co2 |  | 2040 | 3.0268 | Secondary Energy¦Electricity¦Coal | 94
Downscaling[MESSAGEix-GLOBIOM 1.1-M-R12] | Fragmented World | DEU | Emissions¦CO2¦Power (estimated) | Mt CO2 | Secondary Energy¦Electricity¦Coal | elec_co2 |  | 2045 | 0 | Secondary Energy¦Electricity¦Coal | 94
Downscaling[MESSAGEix-GLOBIOM 1.1-M-R12] | Fragmented World | DEU | Emissions¦CO2¦Power (estimated) | Mt CO2 | Secondary Energy¦Electricity¦Coal | elec_co2 |  | 2050 | 0 | Secondary Energy¦Electricity¦Coal | 94
Downscaling[MESSAGEix-GLOBIOM 1.1-M-R12] | Fragmented World | DEU | Emissions¦CO2¦Power (estimated) | Mt CO2 | Secondary Energy¦Electricity¦Gas | elec_co2 |  | 2020 | 20.8285 | Secondary Energy¦Electricity¦Gas | 55
Downscaling[MESSAGEix-GLOBIOM 1.1-M-R12] | Fragmented World | DEU | Emissions¦CO2¦Power (estimated) | Mt CO2 | Secondary Energy¦Electricity¦Gas | elec_co2 |  | 2025 | 28.9795 | Secondary Energy¦Electricity¦Gas | 55
Downscaling[MESSAGEix-GLOBIOM 1.1-M-R12] | Fragmented World | DEU | Emissions¦CO2¦Power (estimated) | Mt CO2 | Secondary Energy¦Electricity¦Gas | elec_co2 |  | 2030 | 21.3455 | Secondary Energy¦Electricity¦Gas | 55
Downscaling[MESSAGEix-GLOBIOM 1.1-M-R12] | Fragmented World | DEU | Emissions¦CO2¦Power (estimated) | Mt CO2 | Secondary Energy¦Electricity¦Gas | elec_co2 |  | 2035 | 19.2775 | Secondary Energy¦Electricity¦Gas | 55
Downscaling[MESSAGEix-GLOBIOM 1.1-M-R12] | Fragmented World | DEU | Emissions¦CO2¦Power (estimated) | Mt CO2 | Secondary Energy¦Electricity¦Gas | elec_co2 |  | 2040 | 19.745 | Secondary Energy¦Electricity¦Gas | 55
Downscaling[MESSAGEix-GLOBIOM 1.1-M-R12] | Fragmented World | DEU | Emissions¦CO2¦Power (estimated) | Mt CO2 | Secondary Energy¦Electricity¦Gas | elec_co2 |  | 2045 | 19.1015 | Secondary Energy¦Electricity¦Gas | 55
Downscaling[MESSAGEix-GLOBIOM 1.1-M-R12] | Fragmented World | DEU | Emissions¦CO2¦Power (estimated) | Mt CO2 | Secondary Energy¦Electricity¦Gas | elec_co2 |  | 2050 | 14.806 | Secondary Energy¦Electricity¦Gas | 55
Downscaling[MESSAGEix-GLOBIOM 1.1-M-R12] | Fragmented World | DEU | Emissions¦CO2¦Power (estimated) | Mt CO2 | Secondary Energy¦Electricity¦Oil | elec_co2 |  | 2020 | 2.219 | Secondary Energy¦Electricity¦Oil | 70
Downscaling[MESSAGEix-GLOBIOM 1.1-M-R12] | Fragmented World | DEU | Emissions¦CO2¦Power (estimated) | Mt CO2 | Secondary Energy¦Electricity¦Oil | elec_co2 |  | 2025 | 0.84 | Secondary Energy¦Electricity¦Oil | 70
Downscaling[MESSAGEix-GLOBIOM 1.1-M-R12] | Fragmented World | DEU | Emissions¦CO2¦Power (estimated) | Mt CO2 | Secondary Energy¦Electricity¦Oil | elec_co2 |  | 2030 | 0 | Secondary Energy¦Electricity¦Oil | 70
Downscaling[MESSAGEix-GLOBIOM 1.1-M-R12] | Fragmented World | DEU | Emissions¦CO2¦Power (estimated) | Mt CO2 | Secondary Energy¦Electricity¦Oil | elec_co2 |  | 2035 | 0 | Secondary Energy¦Electricity¦Oil | 70
Downscaling[MESSAGEix-GLOBIOM 1.1-M-R12] | Fragmented World | DEU | Emissions¦CO2¦Power (estimated) | Mt CO2 | Secondary Energy¦Electricity¦Oil | elec_co2 |  | 2040 | 0 | Secondary Energy¦Electricity¦Oil | 70
Downscaling[MESSAGEix-GLOBIOM 1.1-M-R12] | Fragmented World | DEU | Emissions¦CO2¦Power (estimated) | Mt CO2 | Secondary Energy¦Electricity¦Oil | elec_co2 |  | 2045 | 0 | Secondary Energy¦Electricity¦Oil | 70
Downscaling[MESSAGEix-GLOBIOM 1.1-M-R12] | Fragmented World | DEU | Emissions¦CO2¦Power (estimated) | Mt CO2 | Secondary Energy¦Electricity¦Oil | elec_co2 |  | 2050 | 0 | Secondary Energy¦Electricity¦Oil | 70
Downscaling[MESSAGEix-GLOBIOM 1.1-M-R12] | Fragmented World | DEU | Price¦Primary Energy¦Biomass | US$2010/GJ | Price¦Primary Energy¦Biomass | fuel_supply | bioenergy | 2020 | 0.7933 | Price¦Primary Energy¦Biomass
Downscaling[MESSAGEix-GLOBIOM 1.1-M-R12] | Fragmented World | DEU | Price¦Primary Energy¦Biomass | US$2010/GJ | Price¦Primary Energy¦Biomass | fuel_supply | bioenergy | 2025 | 1.8441 | Price¦Primary Energy¦Biomass
Downscaling[MESSAGEix-GLOBIOM 1.1-M-R12] | Fragmented World | DEU | Price¦Primary Energy¦Biomass | US$2010/GJ | Price¦Primary Energy¦Biomass | fuel_supply | bioenergy | 2030 | 4.6742 | Price¦Primary Energy¦Biomass
Downscaling[MESSAGEix-GLOBIOM 1.1-M-R12] | Fragmented World | DEU | Price¦Primary Energy¦Biomass | US$2010/GJ | Price¦Primary Energy¦Biomass | fuel_supply | bioenergy | 2035 | 3.8858 | Price¦Primary Energy¦Biomass
Downscaling[MESSAGEix-GLOBIOM 1.1-M-R12] | Fragmented World | DEU | Price¦Primary Energy¦Biomass | US$2010/GJ | Price¦Primary Energy¦Biomass | fuel_supply | bioenergy | 2040 | 7.6164 | Price¦Primary Energy¦Biomass
Downscaling[MESSAGEix-GLOBIOM 1.1-M-R12] | Fragmented World | DEU | Price¦Primary Energy¦Biomass | US$2010/GJ | Price¦Primary Energy¦Biomass | fuel_supply | bioenergy | 2045 | 7.5193 | Price¦Primary Energy¦Biomass
Downscaling[MESSAGEix-GLOBIOM 1.1-M-R12] | Fragmented World | DEU | Price¦Primary Energy¦Biomass | US$2010/GJ | Price¦Primary Energy¦Biomass | fuel_supply | bioenergy | 2050 | 12.6198 | Price¦Primary Energy¦Biomass
Downscaling[MESSAGEix-GLOBIOM 1.1-M-R12] | Fragmented World | DEU | Price¦Primary Energy¦Coal | US$2010/GJ | Price¦Primary Energy¦Coal | fuel_supply | coal | 2020 | 1.8211 | Price¦Primary Energy¦Coal
Downscaling[MESSAGEix-GLOBIOM 1.1-M-R12] | Fragmented World | DEU | Price¦Primary Energy¦Coal | US$2010/GJ | Price¦Primary Energy¦Coal | fuel_supply | coal | 2025 | 2.3668 | Price¦Primary Energy¦Coal
Downscaling[MESSAGEix-GLOBIOM 1.1-M-R12] | Fragmented World | DEU | Price¦Primary Energy¦Coal | US$2010/GJ | Price¦Primary Energy¦Coal | fuel_supply | coal | 2030 | 4.0582 | Price¦Primary Energy¦Coal
Downscaling[MESSAGEix-GLOBIOM 1.1-M-R12] | Fragmented World | DEU | Price¦Primary Energy¦Coal | US$2010/GJ | Price¦Primary Energy¦Coal | fuel_supply | coal | 2035 | -2.2202 | Price¦Primary Energy¦Coal
Downscaling[MESSAGEix-GLOBIOM 1.1-M-R12] | Fragmented World | DEU | Price¦Primary Energy¦Coal | US$2010/GJ | Price¦Primary Energy¦Coal | fuel_supply | coal | 2040 | -3.1235 | Price¦Primary Energy¦Coal
Downscaling[MESSAGEix-GLOBIOM 1.1-M-R12] | Fragmented World | DEU | Price¦Primary Energy¦Coal | US$2010/GJ | Price¦Primary Energy¦Coal | fuel_supply | coal | 2045 | 2.1836 | Price¦Primary Energy¦Coal
Downscaling[MESSAGEix-GLOBIOM 1.1-M-R12] | Fragmented World | DEU | Price¦Primary Energy¦Coal | US$2010/GJ | Price¦Primary Energy¦Coal | fuel_supply | coal | 2050 | 2.7033 | Price¦Primary Energy¦Coal
Downscaling[MESSAGEix-GLOBIOM 1.1-M-R12] | Fragmented World | DEU | Price¦Primary Energy¦Gas | US$2010/GJ | Price¦Primary Energy¦Gas | fuel_supply | gas | 2020 | 2.4039 | Price¦Primary Energy¦Gas
Downscaling[MESSAGEix-GLOBIOM 1.1-M-R12] | Fragmented World | DEU | Price¦Primary Energy¦Gas | US$2010/GJ | Price¦Primary Energy¦Gas | fuel_supply | gas | 2025 | 2.8899 | Price¦Primary Energy¦Gas
Downscaling[MESSAGEix-GLOBIOM 1.1-M-R12] | Fragmented World | DEU | Price¦Primary Energy¦Gas | US$2010/GJ | Price¦Primary Energy¦Gas | fuel_supply | gas | 2030 | 7.7437 | Price¦Primary Energy¦Gas
Downscaling[MESSAGEix-GLOBIOM 1.1-M-R12] | Fragmented World | DEU | Price¦Primary Energy¦Gas | US$2010/GJ | Price¦Primary Energy¦Gas | fuel_supply | gas | 2035 | 3.6636 | Price¦Primary Energy¦Gas
Downscaling[MESSAGEix-GLOBIOM 1.1-M-R12] | Fragmented World | DEU | Price¦Primary Energy¦Gas | US$2010/GJ | Price¦Primary Energy¦Gas | fuel_supply | gas | 2040 | 3.8386 | Price¦Primary Energy¦Gas
Downscaling[MESSAGEix-GLOBIOM 1.1-M-R12] | Fragmented World | DEU | Price¦Primary Energy¦Gas | US$2010/GJ | Price¦Primary Energy¦Gas | fuel_supply | gas | 2045 | 4.2272 | Price¦Primary Energy¦Gas
Downscaling[MESSAGEix-GLOBIOM 1.1-M-R12] | Fragmented World | DEU | Price¦Primary Energy¦Gas | US$2010/GJ | Price¦Primary Energy¦Gas | fuel_supply | gas | 2050 | 4.8584 | Price¦Primary Energy¦Gas
Downscaling[MESSAGEix-GLOBIOM 1.1-M-R12] | Fragmented World | DEU | Price¦Secondary Energy¦Liquids¦Oil | US$2010/GJ | Price¦Secondary Energy¦Liquids¦Oil | fuel_supply | oil | 2020 | 3.1243 | Price¦Secondary Energy¦Liquids¦Oil
Downscaling[MESSAGEix-GLOBIOM 1.1-M-R12] | Fragmented World | DEU | Price¦Secondary Energy¦Liquids¦Oil | US$2010/GJ | Price¦Secondary Energy¦Liquids¦Oil | fuel_supply | oil | 2025 | 4.303 | Price¦Secondary Energy¦Liquids¦Oil
Downscaling[MESSAGEix-GLOBIOM 1.1-M-R12] | Fragmented World | DEU | Price¦Secondary Energy¦Liquids¦Oil | US$2010/GJ | Price¦Secondary Energy¦Liquids¦Oil | fuel_supply | oil | 2030 | 8.9704 | Price¦Secondary Energy¦Liquids¦Oil
Downscaling[MESSAGEix-GLOBIOM 1.1-M-R12] | Fragmented World | DEU | Price¦Secondary Energy¦Liquids¦Oil | US$2010/GJ | Price¦Secondary Energy¦Liquids¦Oil | fuel_supply | oil | 2035 | 5.3501 | Price¦Secondary Energy¦Liquids¦Oil
Downscaling[MESSAGEix-GLOBIOM 1.1-M-R12] | Fragmented World | DEU | Price¦Secondary Energy¦Liquids¦Oil | US$2010/GJ | Price¦Secondary Energy¦Liquids¦Oil | fuel_supply | oil | 2040 | 5.1689 | Price¦Secondary Energy¦Liquids¦Oil
Downscaling[MESSAGEix-GLOBIOM 1.1-M-R12] | Fragmented World | DEU | Price¦Secondary Energy¦Liquids¦Oil | US$2010/GJ | Price¦Secondary Energy¦Liquids¦Oil | fuel_supply | oil | 2045 | 5.8175 | Price¦Secondary Energy¦Liquids¦Oil
Downscaling[MESSAGEix-GLOBIOM 1.1-M-R12] | Fragmented World | DEU | Price¦Secondary Energy¦Liquids¦Oil | US$2010/GJ | Price¦Secondary Energy¦Liquids¦Oil | fuel_supply | oil | 2050 | 5.8238 | Price¦Secondary Energy¦Liquids¦Oil
Downscaling[MESSAGEix-GLOBIOM 1.1-M-R12] | Fragmented World | DEU | Emissions¦CO2 | Mt CO2/yr | Emissions¦CO2 | scenarios - CO2 abatement | CO2 | 2020 | 521.3724 | Emissions¦CO2
Downscaling[MESSAGEix-GLOBIOM 1.1-M-R12] | Fragmented World | DEU | Emissions¦CO2 | Mt CO2/yr | Emissions¦CO2 | scenarios - CO2 abatement | CO2 | 2025 | 514.076 | Emissions¦CO2
Downscaling[MESSAGEix-GLOBIOM 1.1-M-R12] | Fragmented World | DEU | Emissions¦CO2 | Mt CO2/yr | Emissions¦CO2 | scenarios - CO2 abatement | CO2 | 2030 | 398.7531 | Emissions¦CO2
Downscaling[MESSAGEix-GLOBIOM 1.1-M-R12] | Fragmented World | DEU | Emissions¦CO2 | Mt CO2/yr | Emissions¦CO2 | scenarios - CO2 abatement | CO2 | 2035 | 284.5085 | Emissions¦CO2
Downscaling[MESSAGEix-GLOBIOM 1.1-M-R12] | Fragmented World | DEU | Emissions¦CO2 | Mt CO2/yr | Emissions¦CO2 | scenarios - CO2 abatement | CO2 | 2040 | 193.8728 | Emissions¦CO2
Downscaling[MESSAGEix-GLOBIOM 1.1-M-R12] | Fragmented World | DEU | Emissions¦CO2 | Mt CO2/yr | Emissions¦CO2 | scenarios - CO2 abatement | CO2 | 2045 | 115.6735 | Emissions¦CO2
Downscaling[MESSAGEix-GLOBIOM 1.1-M-R12] | Fragmented World | DEU | Emissions¦CO2 | Mt CO2/yr | Emissions¦CO2 | scenarios - CO2 abatement | CO2 | 2050 | 54.7309 | Emissions¦CO2
Downscaling[MESSAGEix-GLOBIOM 1.1-M-R12] | Fragmented World | DEU | Emissions¦CO2¦Energy | Mt CO2/yr | Emissions¦CO2¦Energy | scenarios - CO2 abatement | CO2 | 2020 | 558.4994 | Emissions¦CO2¦Energy
Downscaling[MESSAGEix-GLOBIOM 1.1-M-R12] | Fragmented World | DEU | Emissions¦CO2¦Energy | Mt CO2/yr | Emissions¦CO2¦Energy | scenarios - CO2 abatement | CO2 | 2025 | 527.808 | Emissions¦CO2¦Energy
Downscaling[MESSAGEix-GLOBIOM 1.1-M-R12] | Fragmented World | DEU | Emissions¦CO2¦Energy | Mt CO2/yr | Emissions¦CO2¦Energy | scenarios - CO2 abatement | CO2 | 2030 | 424.1233 | Emissions¦CO2¦Energy
Downscaling[MESSAGEix-GLOBIOM 1.1-M-R12] | Fragmented World | DEU | Emissions¦CO2¦Energy | Mt CO2/yr | Emissions¦CO2¦Energy | scenarios - CO2 abatement | CO2 | 2035 | 319.0075 | Emissions¦CO2¦Energy
Downscaling[MESSAGEix-GLOBIOM 1.1-M-R12] | Fragmented World | DEU | Emissions¦CO2¦Energy | Mt CO2/yr | Emissions¦CO2¦Energy | scenarios - CO2 abatement | CO2 | 2040 | 236.4515 | Emissions¦CO2¦Energy
Downscaling[MESSAGEix-GLOBIOM 1.1-M-R12] | Fragmented World | DEU | Emissions¦CO2¦Energy | Mt CO2/yr | Emissions¦CO2¦Energy | scenarios - CO2 abatement | CO2 | 2045 | 163.9964 | Emissions¦CO2¦Energy
Downscaling[MESSAGEix-GLOBIOM 1.1-M-R12] | Fragmented World | DEU | Emissions¦CO2¦Energy | Mt CO2/yr | Emissions¦CO2¦Energy | scenarios - CO2 abatement | CO2 | 2050 | 108.9181 | Emissions¦CO2¦Energy
Downscaling[MESSAGEix-GLOBIOM 1.1-M-R12] | Low demand | DEU | Carbon Sequestration¦CCS | Mt CO2/yr | Carbon Sequestration¦CCS | CCS potential |  | 2020 | 0 | Carbon Sequestration¦CCS
Downscaling[MESSAGEix-GLOBIOM 1.1-M-R12] | Low demand | DEU | Carbon Sequestration¦CCS | Mt CO2/yr | Carbon Sequestration¦CCS | CCS potential |  | 2025 | 0 | Carbon Sequestration¦CCS
Downscaling[MESSAGEix-GLOBIOM 1.1-M-R12] | Low demand | DEU | Carbon Sequestration¦CCS | Mt CO2/yr | Carbon Sequestration¦CCS | CCS potential |  | 2030 | 31.7643 | Carbon Sequestration¦CCS
Downscaling[MESSAGEix-GLOBIOM 1.1-M-R12] | Low demand | DEU | Carbon Sequestration¦CCS | Mt CO2/yr | Carbon Sequestration¦CCS | CCS potential |  | 2035 | 40.0676 | Carbon Sequestration¦CCS
Downscaling[MESSAGEix-GLOBIOM 1.1-M-R12] | Low demand | DEU | Carbon Sequestration¦CCS | Mt CO2/yr | Carbon Sequestration¦CCS | CCS potential |  | 2040 | 35.734 | Carbon Sequestration¦CCS
Downscaling[MESSAGEix-GLOBIOM 1.1-M-R12] | Low demand | DEU | Carbon Sequestration¦CCS | Mt CO2/yr | Carbon Sequestration¦CCS | CCS potential |  | 2045 | 36.0928 | Carbon Sequestration¦CCS
Downscaling[MESSAGEix-GLOBIOM 1.1-M-R12] | Low demand | DEU | Carbon Sequestration¦CCS | Mt CO2/yr | Carbon Sequestration¦CCS | CCS potential |  | 2050 | 43.9161 | Carbon Sequestration¦CCS
Downscaling[MESSAGEix-GLOBIOM 1.1-M-R12] | Low demand | DEU | Final Energy¦Industry¦Electricity | EJ/yr | Final Energy¦Industry¦Electricity | demand_projection | elc_industry | 2020 | 0.4872 | Final Energy¦Industry¦Electricity
Downscaling[MESSAGEix-GLOBIOM 1.1-M-R12] | Low demand | DEU | Final Energy¦Industry¦Electricity | EJ/yr | Final Energy¦Industry¦Electricity | demand_projection | elc_industry | 2025 | 0.3814 | Final Energy¦Industry¦Electricity
Downscaling[MESSAGEix-GLOBIOM 1.1-M-R12] | Low demand | DEU | Final Energy¦Industry¦Electricity | EJ/yr | Final Energy¦Industry¦Electricity | demand_projection | elc_industry | 2030 | 0.3172 | Final Energy¦Industry¦Electricity
Downscaling[MESSAGEix-GLOBIOM 1.1-M-R12] | Low demand | DEU | Final Energy¦Industry¦Electricity | EJ/yr | Final Energy¦Industry¦Electricity | demand_projection | elc_industry | 2035 | 0.2911 | Final Energy¦Industry¦Electricity
Downscaling[MESSAGEix-GLOBIOM 1.1-M-R12] | Low demand | DEU | Final Energy¦Industry¦Electricity | EJ/yr | Final Energy¦Industry¦Electricity | demand_projection | elc_industry | 2040 | 0.2766 | Final Energy¦Industry¦Electricity
Downscaling[MESSAGEix-GLOBIOM 1.1-M-R12] | Low demand | DEU | Final Energy¦Industry¦Electricity | EJ/yr | Final Energy¦Industry¦Electricity | demand_projection | elc_industry | 2045 | 0.2021 | Final Energy¦Industry¦Electricity
Downscaling[MESSAGEix-GLOBIOM 1.1-M-R12] | Low demand | DEU | Final Energy¦Industry¦Electricity | EJ/yr | Final Energy¦Industry¦Electricity | demand_projection | elc_industry | 2050 | 0.1729 | Final Energy¦Industry¦Electricity
Downscaling[MESSAGEix-GLOBIOM 1.1-M-R12] | Low demand | DEU | Final Energy¦Residential and Commercial¦Electricity | EJ/yr | Final Energy¦Residential and Commercial¦Electricity | demand_projection | elc_buildings | 2020 | 1.1941 | Final Energy¦Residential and Commercial¦Electricity
Downscaling[MESSAGEix-GLOBIOM 1.1-M-R12] | Low demand | DEU | Final Energy¦Residential and Commercial¦Electricity | EJ/yr | Final Energy¦Residential and Commercial¦Electricity | demand_projection | elc_buildings | 2025 | 1.301 | Final Energy¦Residential and Commercial¦Electricity
Downscaling[MESSAGEix-GLOBIOM 1.1-M-R12] | Low demand | DEU | Final Energy¦Residential and Commercial¦Electricity | EJ/yr | Final Energy¦Residential and Commercial¦Electricity | demand_projection | elc_buildings | 2030 | 1.0789 | Final Energy¦Residential and Commercial¦Electricity
Downscaling[MESSAGEix-GLOBIOM 1.1-M-R12] | Low demand | DEU | Final Energy¦Residential and Commercial¦Electricity | EJ/yr | Final Energy¦Residential and Commercial¦Electricity | demand_projection | elc_buildings | 2035 | 0.9055 | Final Energy¦Residential and Commercial¦Electricity
Downscaling[MESSAGEix-GLOBIOM 1.1-M-R12] | Low demand | DEU | Final Energy¦Residential and Commercial¦Electricity | EJ/yr | Final Energy¦Residential and Commercial¦Electricity | demand_projection | elc_buildings | 2040 | 0.8225 | Final Energy¦Residential and Commercial¦Electricity
Downscaling[MESSAGEix-GLOBIOM 1.1-M-R12] | Low demand | DEU | Final Energy¦Residential and Commercial¦Electricity | EJ/yr | Final Energy¦Residential and Commercial¦Electricity | demand_projection | elc_buildings | 2045 | 0.8173 | Final Energy¦Residential and Commercial¦Electricity
Downscaling[MESSAGEix-GLOBIOM 1.1-M-R12] | Low demand | DEU | Final Energy¦Residential and Commercial¦Electricity | EJ/yr | Final Energy¦Residential and Commercial¦Electricity | demand_projection | elc_buildings | 2050 | 0.7992 | Final Energy¦Residential and Commercial¦Electricity
Downscaling[MESSAGEix-GLOBIOM 1.1-M-R12] | Low demand | DEU | Final Energy¦Transportation¦Electricity | EJ/yr | Final Energy¦Transportation¦Electricity | demand_projection | elc_transport | 2020 | 0.1031 | Final Energy¦Transportation¦Electricity
Downscaling[MESSAGEix-GLOBIOM 1.1-M-R12] | Low demand | DEU | Final Energy¦Transportation¦Electricity | EJ/yr | Final Energy¦Transportation¦Electricity | demand_projection | elc_transport | 2025 | 0.0741 | Final Energy¦Transportation¦Electricity
Downscaling[MESSAGEix-GLOBIOM 1.1-M-R12] | Low demand | DEU | Final Energy¦Transportation¦Electricity | EJ/yr | Final Energy¦Transportation¦Electricity | demand_projection | elc_transport | 2030 | 0.138 | Final Energy¦Transportation¦Electricity
Downscaling[MESSAGEix-GLOBIOM 1.1-M-R12] | Low demand | DEU | Final Energy¦Transportation¦Electricity | EJ/yr | Final Energy¦Transportation¦Electricity | demand_projection | elc_transport | 2035 | 0.2795 | Final Energy¦Transportation¦Electricity
Downscaling[MESSAGEix-GLOBIOM 1.1-M-R12] | Low demand | DEU | Final Energy¦Transportation¦Electricity | EJ/yr | Final Energy¦Transportation¦Electricity | demand_projection | elc_transport | 2040 | 0.4664 | Final Energy¦Transportation¦Electricity
Downscaling[MESSAGEix-GLOBIOM 1.1-M-R12] | Low demand | DEU | Final Energy¦Transportation¦Electricity | EJ/yr | Final Energy¦Transportation¦Electricity | demand_projection | elc_transport | 2045 | 0.6993 | Final Energy¦Transportation¦Electricity
Downscaling[MESSAGEix-GLOBIOM 1.1-M-R12] | Low demand | DEU | Final Energy¦Transportation¦Electricity | EJ/yr | Final Energy¦Transportation¦Electricity | demand_projection | elc_transport | 2050 | 0.8274 | Final Energy¦Transportation¦Electricity
Downscaling[MESSAGEix-GLOBIOM 1.1-M-R12] | Low demand | DEU | Secondary Energy¦Hydrogen | EJ/yr | Secondary Energy¦Hydrogen | demand_projection | hydrogen_allsect | 2020 | 0 | Secondary Energy¦Hydrogen
Downscaling[MESSAGEix-GLOBIOM 1.1-M-R12] | Low demand | DEU | Secondary Energy¦Hydrogen | EJ/yr | Secondary Energy¦Hydrogen | demand_projection | hydrogen_allsect | 2025 | 0 | Secondary Energy¦Hydrogen
Downscaling[MESSAGEix-GLOBIOM 1.1-M-R12] | Low demand | DEU | Secondary Energy¦Hydrogen | EJ/yr | Secondary Energy¦Hydrogen | demand_projection | hydrogen_allsect | 2030 | 0.0354 | Secondary Energy¦Hydrogen
Downscaling[MESSAGEix-GLOBIOM 1.1-M-R12] | Low demand | DEU | Secondary Energy¦Hydrogen | EJ/yr | Secondary Energy¦Hydrogen | demand_projection | hydrogen_allsect | 2035 | 0.0746 | Secondary Energy¦Hydrogen
Downscaling[MESSAGEix-GLOBIOM 1.1-M-R12] | Low demand | DEU | Secondary Energy¦Hydrogen | EJ/yr | Secondary Energy¦Hydrogen | demand_projection | hydrogen_allsect | 2040 | 0.1139 | Secondary Energy¦Hydrogen
Downscaling[MESSAGEix-GLOBIOM 1.1-M-R12] | Low demand | DEU | Secondary Energy¦Hydrogen | EJ/yr | Secondary Energy¦Hydrogen | demand_projection | hydrogen_allsect | 2045 | 0.1491 | Secondary Energy¦Hydrogen
Downscaling[MESSAGEix-GLOBIOM 1.1-M-R12] | Low demand | DEU | Secondary Energy¦Hydrogen | EJ/yr | Secondary Energy¦Hydrogen | demand_projection | hydrogen_allsect | 2050 | 0.168 | Secondary Energy¦Hydrogen
Downscaling[MESSAGEix-GLOBIOM 1.1-M-R12] | Low demand | DEU | Emissions¦CO2¦Power (estimated) | Mt CO2 | Secondary Energy¦Electricity¦Coal | elec_co2 |  | 2020 | 68.9208 | Secondary Energy¦Electricity¦Coal | 94
Downscaling[MESSAGEix-GLOBIOM 1.1-M-R12] | Low demand | DEU | Emissions¦CO2¦Power (estimated) | Mt CO2 | Secondary Energy¦Electricity¦Coal | elec_co2 |  | 2025 | 45.2046 | Secondary Energy¦Electricity¦Coal | 94
Downscaling[MESSAGEix-GLOBIOM 1.1-M-R12] | Low demand | DEU | Emissions¦CO2¦Power (estimated) | Mt CO2 | Secondary Energy¦Electricity¦Coal | elec_co2 |  | 2030 | 24.3272 | Secondary Energy¦Electricity¦Coal | 94
Downscaling[MESSAGEix-GLOBIOM 1.1-M-R12] | Low demand | DEU | Emissions¦CO2¦Power (estimated) | Mt CO2 | Secondary Energy¦Electricity¦Coal | elec_co2 |  | 2035 | 6.6176 | Secondary Energy¦Electricity¦Coal | 94
Downscaling[MESSAGEix-GLOBIOM 1.1-M-R12] | Low demand | DEU | Emissions¦CO2¦Power (estimated) | Mt CO2 | Secondary Energy¦Electricity¦Coal | elec_co2 |  | 2040 | 2.0868 | Secondary Energy¦Electricity¦Coal | 94
Downscaling[MESSAGEix-GLOBIOM 1.1-M-R12] | Low demand | DEU | Emissions¦CO2¦Power (estimated) | Mt CO2 | Secondary Energy¦Electricity¦Coal | elec_co2 |  | 2045 | 0.2444 | Secondary Energy¦Electricity¦Coal | 94
Downscaling[MESSAGEix-GLOBIOM 1.1-M-R12] | Low demand | DEU | Emissions¦CO2¦Power (estimated) | Mt CO2 | Secondary Energy¦Electricity¦Coal | elec_co2 |  | 2050 | 0 | Secondary Energy¦Electricity¦Coal | 94
Downscaling[MESSAGEix-GLOBIOM 1.1-M-R12] | Low demand | DEU | Emissions¦CO2¦Power (estimated) | Mt CO2 | Secondary Energy¦Electricity¦Gas | elec_co2 |  | 2020 | 20.2895 | Secondary Energy¦Electricity¦Gas | 55
Downscaling[MESSAGEix-GLOBIOM 1.1-M-R12] | Low demand | DEU | Emissions¦CO2¦Power (estimated) | Mt CO2 | Secondary Energy¦Electricity¦Gas | elec_co2 |  | 2025 | 24.4695 | Secondary Energy¦Electricity¦Gas | 55
Downscaling[MESSAGEix-GLOBIOM 1.1-M-R12] | Low demand | DEU | Emissions¦CO2¦Power (estimated) | Mt CO2 | Secondary Energy¦Electricity¦Gas | elec_co2 |  | 2030 | 17.2535 | Secondary Energy¦Electricity¦Gas | 55
Downscaling[MESSAGEix-GLOBIOM 1.1-M-R12] | Low demand | DEU | Emissions¦CO2¦Power (estimated) | Mt CO2 | Secondary Energy¦Electricity¦Gas | elec_co2 |  | 2035 | 4.389 | Secondary Energy¦Electricity¦Gas | 55
Downscaling[MESSAGEix-GLOBIOM 1.1-M-R12] | Low demand | DEU | Emissions¦CO2¦Power (estimated) | Mt CO2 | Secondary Energy¦Electricity¦Gas | elec_co2 |  | 2040 | 4.125 | Secondary Energy¦Electricity¦Gas | 55
Downscaling[MESSAGEix-GLOBIOM 1.1-M-R12] | Low demand | DEU | Emissions¦CO2¦Power (estimated) | Mt CO2 | Secondary Energy¦Electricity¦Gas | elec_co2 |  | 2045 | 8.6625 | Secondary Energy¦Electricity¦Gas | 55
Downscaling[MESSAGEix-GLOBIOM 1.1-M-R12] | Low demand | DEU | Emissions¦CO2¦Power (estimated) | Mt CO2 | Secondary Energy¦Electricity¦Gas | elec_co2 |  | 2050 | 13.024 | Secondary Energy¦Electricity¦Gas | 55
Downscaling[MESSAGEix-GLOBIOM 1.1-M-R12] | Low demand | DEU | Emissions¦CO2¦Power (estimated) | Mt CO2 | Secondary Energy¦Electricity¦Oil | elec_co2 |  | 2020 | 2.156 | Secondary Energy¦Electricity¦Oil | 70
Downscaling[MESSAGEix-GLOBIOM 1.1-M-R12] | Low demand | DEU | Emissions¦CO2¦Power (estimated) | Mt CO2 | Secondary Energy¦Electricity¦Oil | elec_co2 |  | 2025 | 0.007 | Secondary Energy¦Electricity¦Oil | 70
Downscaling[MESSAGEix-GLOBIOM 1.1-M-R12] | Low demand | DEU | Emissions¦CO2¦Power (estimated) | Mt CO2 | Secondary Energy¦Electricity¦Oil | elec_co2 |  | 2030 | 0 | Secondary Energy¦Electricity¦Oil | 70
Downscaling[MESSAGEix-GLOBIOM 1.1-M-R12] | Low demand | DEU | Emissions¦CO2¦Power (estimated) | Mt CO2 | Secondary Energy¦Electricity¦Oil | elec_co2 |  | 2035 | 0 | Secondary Energy¦Electricity¦Oil | 70
Downscaling[MESSAGEix-GLOBIOM 1.1-M-R12] | Low demand | DEU | Emissions¦CO2¦Power (estimated) | Mt CO2 | Secondary Energy¦Electricity¦Oil | elec_co2 |  | 2040 | 0 | Secondary Energy¦Electricity¦Oil | 70
Downscaling[MESSAGEix-GLOBIOM 1.1-M-R12] | Low demand | DEU | Emissions¦CO2¦Power (estimated) | Mt CO2 | Secondary Energy¦Electricity¦Oil | elec_co2 |  | 2045 | 0 | Secondary Energy¦Electricity¦Oil | 70
Downscaling[MESSAGEix-GLOBIOM 1.1-M-R12] | Low demand | DEU | Emissions¦CO2¦Power (estimated) | Mt CO2 | Secondary Energy¦Electricity¦Oil | elec_co2 |  | 2050 | 0 | Secondary Energy¦Electricity¦Oil | 70
Downscaling[MESSAGEix-GLOBIOM 1.1-M-R12] | Low demand | DEU | Price¦Primary Energy¦Biomass | US$2010/GJ | Price¦Primary Energy¦Biomass | fuel_supply | bioenergy | 2020 | 0.7933 | Price¦Primary Energy¦Biomass
Downscaling[MESSAGEix-GLOBIOM 1.1-M-R12] | Low demand | DEU | Price¦Primary Energy¦Biomass | US$2010/GJ | Price¦Primary Energy¦Biomass | fuel_supply | bioenergy | 2025 | 2.3658 | Price¦Primary Energy¦Biomass
Downscaling[MESSAGEix-GLOBIOM 1.1-M-R12] | Low demand | DEU | Price¦Primary Energy¦Biomass | US$2010/GJ | Price¦Primary Energy¦Biomass | fuel_supply | bioenergy | 2030 | 7.2775 | Price¦Primary Energy¦Biomass
Downscaling[MESSAGEix-GLOBIOM 1.1-M-R12] | Low demand | DEU | Price¦Primary Energy¦Biomass | US$2010/GJ | Price¦Primary Energy¦Biomass | fuel_supply | bioenergy | 2035 | 7.47 | Price¦Primary Energy¦Biomass
Downscaling[MESSAGEix-GLOBIOM 1.1-M-R12] | Low demand | DEU | Price¦Primary Energy¦Biomass | US$2010/GJ | Price¦Primary Energy¦Biomass | fuel_supply | bioenergy | 2040 | 12.0372 | Price¦Primary Energy¦Biomass
Downscaling[MESSAGEix-GLOBIOM 1.1-M-R12] | Low demand | DEU | Price¦Primary Energy¦Biomass | US$2010/GJ | Price¦Primary Energy¦Biomass | fuel_supply | bioenergy | 2045 | 18.975 | Price¦Primary Energy¦Biomass
Downscaling[MESSAGEix-GLOBIOM 1.1-M-R12] | Low demand | DEU | Price¦Primary Energy¦Biomass | US$2010/GJ | Price¦Primary Energy¦Biomass | fuel_supply | bioenergy | 2050 | 18.1554 | Price¦Primary Energy¦Biomass
Downscaling[MESSAGEix-GLOBIOM 1.1-M-R12] | Low demand | DEU | Price¦Primary Energy¦Coal | US$2010/GJ | Price¦Primary Energy¦Coal | fuel_supply | coal | 2020 | 1.8211 | Price¦Primary Energy¦Coal
Downscaling[MESSAGEix-GLOBIOM 1.1-M-R12] | Low demand | DEU | Price¦Primary Energy¦Coal | US$2010/GJ | Price¦Primary Energy¦Coal | fuel_supply | coal | 2025 | 1.816 | Price¦Primary Energy¦Coal
Downscaling[MESSAGEix-GLOBIOM 1.1-M-R12] | Low demand | DEU | Price¦Primary Energy¦Coal | US$2010/GJ | Price¦Primary Energy¦Coal | fuel_supply | coal | 2030 | -11.7649 | Price¦Primary Energy¦Coal
Downscaling[MESSAGEix-GLOBIOM 1.1-M-R12] | Low demand | DEU | Price¦Primary Energy¦Coal | US$2010/GJ | Price¦Primary Energy¦Coal | fuel_supply | coal | 2035 | -5.6933 | Price¦Primary Energy¦Coal
Downscaling[MESSAGEix-GLOBIOM 1.1-M-R12] | Low demand | DEU | Price¦Primary Energy¦Coal | US$2010/GJ | Price¦Primary Energy¦Coal | fuel_supply | coal | 2040 | 0.2686 | Price¦Primary Energy¦Coal
Downscaling[MESSAGEix-GLOBIOM 1.1-M-R12] | Low demand | DEU | Price¦Primary Energy¦Coal | US$2010/GJ | Price¦Primary Energy¦Coal | fuel_supply | coal | 2045 | 5.3328 | Price¦Primary Energy¦Coal
Downscaling[MESSAGEix-GLOBIOM 1.1-M-R12] | Low demand | DEU | Price¦Primary Energy¦Coal | US$2010/GJ | Price¦Primary Energy¦Coal | fuel_supply | coal | 2050 | 6.3019 | Price¦Primary Energy¦Coal
Downscaling[MESSAGEix-GLOBIOM 1.1-M-R12] | Low demand | DEU | Price¦Primary Energy¦Gas | US$2010/GJ | Price¦Primary Energy¦Gas | fuel_supply | gas | 2020 | 2.4039 | Price¦Primary Energy¦Gas
Downscaling[MESSAGEix-GLOBIOM 1.1-M-R12] | Low demand | DEU | Price¦Primary Energy¦Gas | US$2010/GJ | Price¦Primary Energy¦Gas | fuel_supply | gas | 2025 | 2.8318 | Price¦Primary Energy¦Gas
Downscaling[MESSAGEix-GLOBIOM 1.1-M-R12] | Low demand | DEU | Price¦Primary Energy¦Gas | US$2010/GJ | Price¦Primary Energy¦Gas | fuel_supply | gas | 2030 | 0.684 | Price¦Primary Energy¦Gas
Downscaling[MESSAGEix-GLOBIOM 1.1-M-R12] | Low demand | DEU | Price¦Primary Energy¦Gas | US$2010/GJ | Price¦Primary Energy¦Gas | fuel_supply | gas | 2035 | 0.5723 | Price¦Primary Energy¦Gas
Downscaling[MESSAGEix-GLOBIOM 1.1-M-R12] | Low demand | DEU | Price¦Primary Energy¦Gas | US$2010/GJ | Price¦Primary Energy¦Gas | fuel_supply | gas | 2040 | 1.6143 | Price¦Primary Energy¦Gas
Downscaling[MESSAGEix-GLOBIOM 1.1-M-R12] | Low demand | DEU | Price¦Primary Energy¦Gas | US$2010/GJ | Price¦Primary Energy¦Gas | fuel_supply | gas | 2045 | 4.744 | Price¦Primary Energy¦Gas
Downscaling[MESSAGEix-GLOBIOM 1.1-M-R12] | Low demand | DEU | Price¦Primary Energy¦Gas | US$2010/GJ | Price¦Primary Energy¦Gas | fuel_supply | gas | 2050 | 5.2604 | Price¦Primary Energy¦Gas
Downscaling[MESSAGEix-GLOBIOM 1.1-M-R12] | Low demand | DEU | Price¦Secondary Energy¦Liquids¦Oil | US$2010/GJ | Price¦Secondary Energy¦Liquids¦Oil | fuel_supply | oil | 2020 | 3.1243 | Price¦Secondary Energy¦Liquids¦Oil
Downscaling[MESSAGEix-GLOBIOM 1.1-M-R12] | Low demand | DEU | Price¦Secondary Energy¦Liquids¦Oil | US$2010/GJ | Price¦Secondary Energy¦Liquids¦Oil | fuel_supply | oil | 2025 | 4.3204 | Price¦Secondary Energy¦Liquids¦Oil
Downscaling[MESSAGEix-GLOBIOM 1.1-M-R12] | Low demand | DEU | Price¦Secondary Energy¦Liquids¦Oil | US$2010/GJ | Price¦Secondary Energy¦Liquids¦Oil | fuel_supply | oil | 2030 | 4.169 | Price¦Secondary Energy¦Liquids¦Oil
Downscaling[MESSAGEix-GLOBIOM 1.1-M-R12] | Low demand | DEU | Price¦Secondary Energy¦Liquids¦Oil | US$2010/GJ | Price¦Secondary Energy¦Liquids¦Oil | fuel_supply | oil | 2035 | 4.8044 | Price¦Secondary Energy¦Liquids¦Oil
Downscaling[MESSAGEix-GLOBIOM 1.1-M-R12] | Low demand | DEU | Price¦Secondary Energy¦Liquids¦Oil | US$2010/GJ | Price¦Secondary Energy¦Liquids¦Oil | fuel_supply | oil | 2040 | 4.8071 | Price¦Secondary Energy¦Liquids¦Oil
Downscaling[MESSAGEix-GLOBIOM 1.1-M-R12] | Low demand | DEU | Price¦Secondary Energy¦Liquids¦Oil | US$2010/GJ | Price¦Secondary Energy¦Liquids¦Oil | fuel_supply | oil | 2045 | 8.4628 | Price¦Secondary Energy¦Liquids¦Oil
Downscaling[MESSAGEix-GLOBIOM 1.1-M-R12] | Low demand | DEU | Price¦Secondary Energy¦Liquids¦Oil | US$2010/GJ | Price¦Secondary Energy¦Liquids¦Oil | fuel_supply | oil | 2050 | 3.1471 | Price¦Secondary Energy¦Liquids¦Oil
Downscaling[MESSAGEix-GLOBIOM 1.1-M-R12] | Low demand | DEU | Emissions¦CO2 | Mt CO2/yr | Emissions¦CO2 | scenarios - CO2 abatement | CO2 | 2020 | 522.3969 | Emissions¦CO2
Downscaling[MESSAGEix-GLOBIOM 1.1-M-R12] | Low demand | DEU | Emissions¦CO2 | Mt CO2/yr | Emissions¦CO2 | scenarios - CO2 abatement | CO2 | 2025 | 493.756 | Emissions¦CO2
Downscaling[MESSAGEix-GLOBIOM 1.1-M-R12] | Low demand | DEU | Emissions¦CO2 | Mt CO2/yr | Emissions¦CO2 | scenarios - CO2 abatement | CO2 | 2030 | 282.1311 | Emissions¦CO2
Downscaling[MESSAGEix-GLOBIOM 1.1-M-R12] | Low demand | DEU | Emissions¦CO2 | Mt CO2/yr | Emissions¦CO2 | scenarios - CO2 abatement | CO2 | 2035 | 147.102 | Emissions¦CO2
Downscaling[MESSAGEix-GLOBIOM 1.1-M-R12] | Low demand | DEU | Emissions¦CO2 | Mt CO2/yr | Emissions¦CO2 | scenarios - CO2 abatement | CO2 | 2040 | 70.1702 | Emissions¦CO2
Downscaling[MESSAGEix-GLOBIOM 1.1-M-R12] | Low demand | DEU | Emissions¦CO2 | Mt CO2/yr | Emissions¦CO2 | scenarios - CO2 abatement | CO2 | 2045 | 7.6028 | Emissions¦CO2
Downscaling[MESSAGEix-GLOBIOM 1.1-M-R12] | Low demand | DEU | Emissions¦CO2 | Mt CO2/yr | Emissions¦CO2 | scenarios - CO2 abatement | CO2 | 2050 | -20.1181 | Emissions¦CO2
Downscaling[MESSAGEix-GLOBIOM 1.1-M-R12] | Low demand | DEU | Emissions¦CO2¦Energy | Mt CO2/yr | Emissions¦CO2¦Energy | scenarios - CO2 abatement | CO2 | 2020 | 559.6609 | Emissions¦CO2¦Energy
Downscaling[MESSAGEix-GLOBIOM 1.1-M-R12] | Low demand | DEU | Emissions¦CO2¦Energy | Mt CO2/yr | Emissions¦CO2¦Energy | scenarios - CO2 abatement | CO2 | 2025 | 508.4906 | Emissions¦CO2¦Energy
Downscaling[MESSAGEix-GLOBIOM 1.1-M-R12] | Low demand | DEU | Emissions¦CO2¦Energy | Mt CO2/yr | Emissions¦CO2¦Energy | scenarios - CO2 abatement | CO2 | 2030 | 310.0913 | Emissions¦CO2¦Energy
Downscaling[MESSAGEix-GLOBIOM 1.1-M-R12] | Low demand | DEU | Emissions¦CO2¦Energy | Mt CO2/yr | Emissions¦CO2¦Energy | scenarios - CO2 abatement | CO2 | 2035 | 179.9366 | Emissions¦CO2¦Energy
Downscaling[MESSAGEix-GLOBIOM 1.1-M-R12] | Low demand | DEU | Emissions¦CO2¦Energy | Mt CO2/yr | Emissions¦CO2¦Energy | scenarios - CO2 abatement | CO2 | 2040 | 108.5747 | Emissions¦CO2¦Energy
Downscaling[MESSAGEix-GLOBIOM 1.1-M-R12] | Low demand | DEU | Emissions¦CO2¦Energy | Mt CO2/yr | Emissions¦CO2¦Energy | scenarios - CO2 abatement | CO2 | 2045 | 53.1531 | Emissions¦CO2¦Energy
Downscaling[MESSAGEix-GLOBIOM 1.1-M-R12] | Low demand | DEU | Emissions¦CO2¦Energy | Mt CO2/yr | Emissions¦CO2¦Energy | scenarios - CO2 abatement | CO2 | 2050 | 28.5869 | Emissions¦CO2¦Energy
Downscaling[MESSAGEix-GLOBIOM 1.1-M-R12] | Nationally Determined Contributions (NDCs) | DEU | Carbon Sequestration¦CCS | Mt CO2/yr | Carbon Sequestration¦CCS | CCS potential |  | 2020 | 0 | Carbon Sequestration¦CCS
Downscaling[MESSAGEix-GLOBIOM 1.1-M-R12] | Nationally Determined Contributions (NDCs) | DEU | Carbon Sequestration¦CCS | Mt CO2/yr | Carbon Sequestration¦CCS | CCS potential |  | 2025 | 0 | Carbon Sequestration¦CCS
Downscaling[MESSAGEix-GLOBIOM 1.1-M-R12] | Nationally Determined Contributions (NDCs) | DEU | Carbon Sequestration¦CCS | Mt CO2/yr | Carbon Sequestration¦CCS | CCS potential |  | 2030 | 0 | Carbon Sequestration¦CCS
Downscaling[MESSAGEix-GLOBIOM 1.1-M-R12] | Nationally Determined Contributions (NDCs) | DEU | Carbon Sequestration¦CCS | Mt CO2/yr | Carbon Sequestration¦CCS | CCS potential |  | 2035 | 11.6174 | Carbon Sequestration¦CCS
Downscaling[MESSAGEix-GLOBIOM 1.1-M-R12] | Nationally Determined Contributions (NDCs) | DEU | Carbon Sequestration¦CCS | Mt CO2/yr | Carbon Sequestration¦CCS | CCS potential |  | 2040 | 14.1055 | Carbon Sequestration¦CCS
Downscaling[MESSAGEix-GLOBIOM 1.1-M-R12] | Nationally Determined Contributions (NDCs) | DEU | Carbon Sequestration¦CCS | Mt CO2/yr | Carbon Sequestration¦CCS | CCS potential |  | 2045 | 15.7525 | Carbon Sequestration¦CCS
Downscaling[MESSAGEix-GLOBIOM 1.1-M-R12] | Nationally Determined Contributions (NDCs) | DEU | Carbon Sequestration¦CCS | Mt CO2/yr | Carbon Sequestration¦CCS | CCS potential |  | 2050 | 23.2355 | Carbon Sequestration¦CCS
Downscaling[MESSAGEix-GLOBIOM 1.1-M-R12] | Nationally Determined Contributions (NDCs) | DEU | Final Energy¦Industry¦Electricity | EJ/yr | Final Energy¦Industry¦Electricity | demand_projection | elc_industry | 2020 | 0.5327 | Final Energy¦Industry¦Electricity
Downscaling[MESSAGEix-GLOBIOM 1.1-M-R12] | Nationally Determined Contributions (NDCs) | DEU | Final Energy¦Industry¦Electricity | EJ/yr | Final Energy¦Industry¦Electricity | demand_projection | elc_industry | 2025 | 0.412 | Final Energy¦Industry¦Electricity
Downscaling[MESSAGEix-GLOBIOM 1.1-M-R12] | Nationally Determined Contributions (NDCs) | DEU | Final Energy¦Industry¦Electricity | EJ/yr | Final Energy¦Industry¦Electricity | demand_projection | elc_industry | 2030 | 0.3503 | Final Energy¦Industry¦Electricity
Downscaling[MESSAGEix-GLOBIOM 1.1-M-R12] | Nationally Determined Contributions (NDCs) | DEU | Final Energy¦Industry¦Electricity | EJ/yr | Final Energy¦Industry¦Electricity | demand_projection | elc_industry | 2035 | 0.2954 | Final Energy¦Industry¦Electricity
Downscaling[MESSAGEix-GLOBIOM 1.1-M-R12] | Nationally Determined Contributions (NDCs) | DEU | Final Energy¦Industry¦Electricity | EJ/yr | Final Energy¦Industry¦Electricity | demand_projection | elc_industry | 2040 | 0.2647 | Final Energy¦Industry¦Electricity
Downscaling[MESSAGEix-GLOBIOM 1.1-M-R12] | Nationally Determined Contributions (NDCs) | DEU | Final Energy¦Industry¦Electricity | EJ/yr | Final Energy¦Industry¦Electricity | demand_projection | elc_industry | 2045 | 0.2514 | Final Energy¦Industry¦Electricity
Downscaling[MESSAGEix-GLOBIOM 1.1-M-R12] | Nationally Determined Contributions (NDCs) | DEU | Final Energy¦Industry¦Electricity | EJ/yr | Final Energy¦Industry¦Electricity | demand_projection | elc_industry | 2050 | 0.2574 | Final Energy¦Industry¦Electricity
Downscaling[MESSAGEix-GLOBIOM 1.1-M-R12] | Nationally Determined Contributions (NDCs) | DEU | Final Energy¦Residential and Commercial¦Electricity | EJ/yr | Final Energy¦Residential and Commercial¦Electricity | demand_projection | elc_buildings | 2020 | 1.2106 | Final Energy¦Residential and Commercial¦Electricity
Downscaling[MESSAGEix-GLOBIOM 1.1-M-R12] | Nationally Determined Contributions (NDCs) | DEU | Final Energy¦Residential and Commercial¦Electricity | EJ/yr | Final Energy¦Residential and Commercial¦Electricity | demand_projection | elc_buildings | 2025 | 1.2696 | Final Energy¦Residential and Commercial¦Electricity
Downscaling[MESSAGEix-GLOBIOM 1.1-M-R12] | Nationally Determined Contributions (NDCs) | DEU | Final Energy¦Residential and Commercial¦Electricity | EJ/yr | Final Energy¦Residential and Commercial¦Electricity | demand_projection | elc_buildings | 2030 | 1.2616 | Final Energy¦Residential and Commercial¦Electricity
Downscaling[MESSAGEix-GLOBIOM 1.1-M-R12] | Nationally Determined Contributions (NDCs) | DEU | Final Energy¦Residential and Commercial¦Electricity | EJ/yr | Final Energy¦Residential and Commercial¦Electricity | demand_projection | elc_buildings | 2035 | 1.2456 | Final Energy¦Residential and Commercial¦Electricity
Downscaling[MESSAGEix-GLOBIOM 1.1-M-R12] | Nationally Determined Contributions (NDCs) | DEU | Final Energy¦Residential and Commercial¦Electricity | EJ/yr | Final Energy¦Residential and Commercial¦Electricity | demand_projection | elc_buildings | 2040 | 1.2777 | Final Energy¦Residential and Commercial¦Electricity
Downscaling[MESSAGEix-GLOBIOM 1.1-M-R12] | Nationally Determined Contributions (NDCs) | DEU | Final Energy¦Residential and Commercial¦Electricity | EJ/yr | Final Energy¦Residential and Commercial¦Electricity | demand_projection | elc_buildings | 2045 | 1.2974 | Final Energy¦Residential and Commercial¦Electricity
Downscaling[MESSAGEix-GLOBIOM 1.1-M-R12] | Nationally Determined Contributions (NDCs) | DEU | Final Energy¦Residential and Commercial¦Electricity | EJ/yr | Final Energy¦Residential and Commercial¦Electricity | demand_projection | elc_buildings | 2050 | 1.2761 | Final Energy¦Residential and Commercial¦Electricity
Downscaling[MESSAGEix-GLOBIOM 1.1-M-R12] | Nationally Determined Contributions (NDCs) | DEU | Final Energy¦Transportation¦Electricity | EJ/yr | Final Energy¦Transportation¦Electricity | demand_projection | elc_transport | 2020 | 0.1078 | Final Energy¦Transportation¦Electricity
Downscaling[MESSAGEix-GLOBIOM 1.1-M-R12] | Nationally Determined Contributions (NDCs) | DEU | Final Energy¦Transportation¦Electricity | EJ/yr | Final Energy¦Transportation¦Electricity | demand_projection | elc_transport | 2025 | 0.0811 | Final Energy¦Transportation¦Electricity
Downscaling[MESSAGEix-GLOBIOM 1.1-M-R12] | Nationally Determined Contributions (NDCs) | DEU | Final Energy¦Transportation¦Electricity | EJ/yr | Final Energy¦Transportation¦Electricity | demand_projection | elc_transport | 2030 | 0.0799 | Final Energy¦Transportation¦Electricity
Downscaling[MESSAGEix-GLOBIOM 1.1-M-R12] | Nationally Determined Contributions (NDCs) | DEU | Final Energy¦Transportation¦Electricity | EJ/yr | Final Energy¦Transportation¦Electricity | demand_projection | elc_transport | 2035 | 0.1506 | Final Energy¦Transportation¦Electricity
Downscaling[MESSAGEix-GLOBIOM 1.1-M-R12] | Nationally Determined Contributions (NDCs) | DEU | Final Energy¦Transportation¦Electricity | EJ/yr | Final Energy¦Transportation¦Electricity | demand_projection | elc_transport | 2040 | 0.2587 | Final Energy¦Transportation¦Electricity
Downscaling[MESSAGEix-GLOBIOM 1.1-M-R12] | Nationally Determined Contributions (NDCs) | DEU | Final Energy¦Transportation¦Electricity | EJ/yr | Final Energy¦Transportation¦Electricity | demand_projection | elc_transport | 2045 | 0.4687 | Final Energy¦Transportation¦Electricity
Downscaling[MESSAGEix-GLOBIOM 1.1-M-R12] | Nationally Determined Contributions (NDCs) | DEU | Final Energy¦Transportation¦Electricity | EJ/yr | Final Energy¦Transportation¦Electricity | demand_projection | elc_transport | 2050 | 0.7042 | Final Energy¦Transportation¦Electricity
Downscaling[MESSAGEix-GLOBIOM 1.1-M-R12] | Nationally Determined Contributions (NDCs) | DEU | Secondary Energy¦Hydrogen | EJ/yr | Secondary Energy¦Hydrogen | demand_projection | hydrogen_allsect | 2020 | 0 | Secondary Energy¦Hydrogen
Downscaling[MESSAGEix-GLOBIOM 1.1-M-R12] | Nationally Determined Contributions (NDCs) | DEU | Secondary Energy¦Hydrogen | EJ/yr | Secondary Energy¦Hydrogen | demand_projection | hydrogen_allsect | 2025 | 0 | Secondary Energy¦Hydrogen
Downscaling[MESSAGEix-GLOBIOM 1.1-M-R12] | Nationally Determined Contributions (NDCs) | DEU | Secondary Energy¦Hydrogen | EJ/yr | Secondary Energy¦Hydrogen | demand_projection | hydrogen_allsect | 2030 | 0 | Secondary Energy¦Hydrogen
Downscaling[MESSAGEix-GLOBIOM 1.1-M-R12] | Nationally Determined Contributions (NDCs) | DEU | Secondary Energy¦Hydrogen | EJ/yr | Secondary Energy¦Hydrogen | demand_projection | hydrogen_allsect | 2035 | 0.0029 | Secondary Energy¦Hydrogen
Downscaling[MESSAGEix-GLOBIOM 1.1-M-R12] | Nationally Determined Contributions (NDCs) | DEU | Secondary Energy¦Hydrogen | EJ/yr | Secondary Energy¦Hydrogen | demand_projection | hydrogen_allsect | 2040 | 0.0061 | Secondary Energy¦Hydrogen
Downscaling[MESSAGEix-GLOBIOM 1.1-M-R12] | Nationally Determined Contributions (NDCs) | DEU | Secondary Energy¦Hydrogen | EJ/yr | Secondary Energy¦Hydrogen | demand_projection | hydrogen_allsect | 2045 | 0.0077 | Secondary Energy¦Hydrogen
Downscaling[MESSAGEix-GLOBIOM 1.1-M-R12] | Nationally Determined Contributions (NDCs) | DEU | Secondary Energy¦Hydrogen | EJ/yr | Secondary Energy¦Hydrogen | demand_projection | hydrogen_allsect | 2050 | 0.0076 | Secondary Energy¦Hydrogen
Downscaling[MESSAGEix-GLOBIOM 1.1-M-R12] | Nationally Determined Contributions (NDCs) | DEU | Emissions¦CO2¦Power (estimated) | Mt CO2 | Secondary Energy¦Electricity¦Coal | elec_co2 |  | 2020 | 67.915 | Secondary Energy¦Electricity¦Coal | 94
Downscaling[MESSAGEix-GLOBIOM 1.1-M-R12] | Nationally Determined Contributions (NDCs) | DEU | Emissions¦CO2¦Power (estimated) | Mt CO2 | Secondary Energy¦Electricity¦Coal | elec_co2 |  | 2025 | 44.5372 | Secondary Energy¦Electricity¦Coal | 94
Downscaling[MESSAGEix-GLOBIOM 1.1-M-R12] | Nationally Determined Contributions (NDCs) | DEU | Emissions¦CO2¦Power (estimated) | Mt CO2 | Secondary Energy¦Electricity¦Coal | elec_co2 |  | 2030 | 25.9628 | Secondary Energy¦Electricity¦Coal | 94
Downscaling[MESSAGEix-GLOBIOM 1.1-M-R12] | Nationally Determined Contributions (NDCs) | DEU | Emissions¦CO2¦Power (estimated) | Mt CO2 | Secondary Energy¦Electricity¦Coal | elec_co2 |  | 2035 | 14.6264 | Secondary Energy¦Electricity¦Coal | 94
Downscaling[MESSAGEix-GLOBIOM 1.1-M-R12] | Nationally Determined Contributions (NDCs) | DEU | Emissions¦CO2¦Power (estimated) | Mt CO2 | Secondary Energy¦Electricity¦Coal | elec_co2 |  | 2040 | 7.0876 | Secondary Energy¦Electricity¦Coal | 94
Downscaling[MESSAGEix-GLOBIOM 1.1-M-R12] | Nationally Determined Contributions (NDCs) | DEU | Emissions¦CO2¦Power (estimated) | Mt CO2 | Secondary Energy¦Electricity¦Coal | elec_co2 |  | 2045 | 0.0188 | Secondary Energy¦Electricity¦Coal | 94
Downscaling[MESSAGEix-GLOBIOM 1.1-M-R12] | Nationally Determined Contributions (NDCs) | DEU | Emissions¦CO2¦Power (estimated) | Mt CO2 | Secondary Energy¦Electricity¦Coal | elec_co2 |  | 2050 | 0.0188 | Secondary Energy¦Electricity¦Coal | 94
Downscaling[MESSAGEix-GLOBIOM 1.1-M-R12] | Nationally Determined Contributions (NDCs) | DEU | Emissions¦CO2¦Power (estimated) | Mt CO2 | Secondary Energy¦Electricity¦Gas | elec_co2 |  | 2020 | 20.251 | Secondary Energy¦Electricity¦Gas | 55
Downscaling[MESSAGEix-GLOBIOM 1.1-M-R12] | Nationally Determined Contributions (NDCs) | DEU | Emissions¦CO2¦Power (estimated) | Mt CO2 | Secondary Energy¦Electricity¦Gas | elec_co2 |  | 2025 | 23.694 | Secondary Energy¦Electricity¦Gas | 55
Downscaling[MESSAGEix-GLOBIOM 1.1-M-R12] | Nationally Determined Contributions (NDCs) | DEU | Emissions¦CO2¦Power (estimated) | Mt CO2 | Secondary Energy¦Electricity¦Gas | elec_co2 |  | 2030 | 21.7855 | Secondary Energy¦Electricity¦Gas | 55
Downscaling[MESSAGEix-GLOBIOM 1.1-M-R12] | Nationally Determined Contributions (NDCs) | DEU | Emissions¦CO2¦Power (estimated) | Mt CO2 | Secondary Energy¦Electricity¦Gas | elec_co2 |  | 2035 | 22.3025 | Secondary Energy¦Electricity¦Gas | 55
Downscaling[MESSAGEix-GLOBIOM 1.1-M-R12] | Nationally Determined Contributions (NDCs) | DEU | Emissions¦CO2¦Power (estimated) | Mt CO2 | Secondary Energy¦Electricity¦Gas | elec_co2 |  | 2040 | 26.103 | Secondary Energy¦Electricity¦Gas | 55
Downscaling[MESSAGEix-GLOBIOM 1.1-M-R12] | Nationally Determined Contributions (NDCs) | DEU | Emissions¦CO2¦Power (estimated) | Mt CO2 | Secondary Energy¦Electricity¦Gas | elec_co2 |  | 2045 | 32.3125 | Secondary Energy¦Electricity¦Gas | 55
Downscaling[MESSAGEix-GLOBIOM 1.1-M-R12] | Nationally Determined Contributions (NDCs) | DEU | Emissions¦CO2¦Power (estimated) | Mt CO2 | Secondary Energy¦Electricity¦Gas | elec_co2 |  | 2050 | 41.7285 | Secondary Energy¦Electricity¦Gas | 55
Downscaling[MESSAGEix-GLOBIOM 1.1-M-R12] | Nationally Determined Contributions (NDCs) | DEU | Emissions¦CO2¦Power (estimated) | Mt CO2 | Secondary Energy¦Electricity¦Oil | elec_co2 |  | 2020 | 2.163 | Secondary Energy¦Electricity¦Oil | 70
Downscaling[MESSAGEix-GLOBIOM 1.1-M-R12] | Nationally Determined Contributions (NDCs) | DEU | Emissions¦CO2¦Power (estimated) | Mt CO2 | Secondary Energy¦Electricity¦Oil | elec_co2 |  | 2025 | 0.007 | Secondary Energy¦Electricity¦Oil | 70
Downscaling[MESSAGEix-GLOBIOM 1.1-M-R12] | Nationally Determined Contributions (NDCs) | DEU | Emissions¦CO2¦Power (estimated) | Mt CO2 | Secondary Energy¦Electricity¦Oil | elec_co2 |  | 2030 | 0 | Secondary Energy¦Electricity¦Oil | 70
Downscaling[MESSAGEix-GLOBIOM 1.1-M-R12] | Nationally Determined Contributions (NDCs) | DEU | Emissions¦CO2¦Power (estimated) | Mt CO2 | Secondary Energy¦Electricity¦Oil | elec_co2 |  | 2035 | 0 | Secondary Energy¦Electricity¦Oil | 70
Downscaling[MESSAGEix-GLOBIOM 1.1-M-R12] | Nationally Determined Contributions (NDCs) | DEU | Emissions¦CO2¦Power (estimated) | Mt CO2 | Secondary Energy¦Electricity¦Oil | elec_co2 |  | 2040 | 0 | Secondary Energy¦Electricity¦Oil | 70
Downscaling[MESSAGEix-GLOBIOM 1.1-M-R12] | Nationally Determined Contributions (NDCs) | DEU | Emissions¦CO2¦Power (estimated) | Mt CO2 | Secondary Energy¦Electricity¦Oil | elec_co2 |  | 2045 | 0 | Secondary Energy¦Electricity¦Oil | 70
Downscaling[MESSAGEix-GLOBIOM 1.1-M-R12] | Nationally Determined Contributions (NDCs) | DEU | Emissions¦CO2¦Power (estimated) | Mt CO2 | Secondary Energy¦Electricity¦Oil | elec_co2 |  | 2050 | 0 | Secondary Energy¦Electricity¦Oil | 70
Downscaling[MESSAGEix-GLOBIOM 1.1-M-R12] | Nationally Determined Contributions (NDCs) | DEU | Price¦Primary Energy¦Biomass | US$2010/GJ | Price¦Primary Energy¦Biomass | fuel_supply | bioenergy | 2020 | 0.7933 | Price¦Primary Energy¦Biomass
Downscaling[MESSAGEix-GLOBIOM 1.1-M-R12] | Nationally Determined Contributions (NDCs) | DEU | Price¦Primary Energy¦Biomass | US$2010/GJ | Price¦Primary Energy¦Biomass | fuel_supply | bioenergy | 2025 | 2.3658 | Price¦Primary Energy¦Biomass
Downscaling[MESSAGEix-GLOBIOM 1.1-M-R12] | Nationally Determined Contributions (NDCs) | DEU | Price¦Primary Energy¦Biomass | US$2010/GJ | Price¦Primary Energy¦Biomass | fuel_supply | bioenergy | 2030 | 4.1578 | Price¦Primary Energy¦Biomass
Downscaling[MESSAGEix-GLOBIOM 1.1-M-R12] | Nationally Determined Contributions (NDCs) | DEU | Price¦Primary Energy¦Biomass | US$2010/GJ | Price¦Primary Energy¦Biomass | fuel_supply | bioenergy | 2035 | 4.0719 | Price¦Primary Energy¦Biomass
Downscaling[MESSAGEix-GLOBIOM 1.1-M-R12] | Nationally Determined Contributions (NDCs) | DEU | Price¦Primary Energy¦Biomass | US$2010/GJ | Price¦Primary Energy¦Biomass | fuel_supply | bioenergy | 2040 | 6.8927 | Price¦Primary Energy¦Biomass
Downscaling[MESSAGEix-GLOBIOM 1.1-M-R12] | Nationally Determined Contributions (NDCs) | DEU | Price¦Primary Energy¦Biomass | US$2010/GJ | Price¦Primary Energy¦Biomass | fuel_supply | bioenergy | 2045 | 5.6954 | Price¦Primary Energy¦Biomass
Downscaling[MESSAGEix-GLOBIOM 1.1-M-R12] | Nationally Determined Contributions (NDCs) | DEU | Price¦Primary Energy¦Biomass | US$2010/GJ | Price¦Primary Energy¦Biomass | fuel_supply | bioenergy | 2050 | 6.9613 | Price¦Primary Energy¦Biomass
Downscaling[MESSAGEix-GLOBIOM 1.1-M-R12] | Nationally Determined Contributions (NDCs) | DEU | Price¦Primary Energy¦Coal | US$2010/GJ | Price¦Primary Energy¦Coal | fuel_supply | coal | 2020 | 1.8211 | Price¦Primary Energy¦Coal
Downscaling[MESSAGEix-GLOBIOM 1.1-M-R12] | Nationally Determined Contributions (NDCs) | DEU | Price¦Primary Energy¦Coal | US$2010/GJ | Price¦Primary Energy¦Coal | fuel_supply | coal | 2025 | 1.816 | Price¦Primary Energy¦Coal
Downscaling[MESSAGEix-GLOBIOM 1.1-M-R12] | Nationally Determined Contributions (NDCs) | DEU | Price¦Primary Energy¦Coal | US$2010/GJ | Price¦Primary Energy¦Coal | fuel_supply | coal | 2030 | -2.3642 | Price¦Primary Energy¦Coal
Downscaling[MESSAGEix-GLOBIOM 1.1-M-R12] | Nationally Determined Contributions (NDCs) | DEU | Price¦Primary Energy¦Coal | US$2010/GJ | Price¦Primary Energy¦Coal | fuel_supply | coal | 2035 | -2.1755 | Price¦Primary Energy¦Coal
Downscaling[MESSAGEix-GLOBIOM 1.1-M-R12] | Nationally Determined Contributions (NDCs) | DEU | Price¦Primary Energy¦Coal | US$2010/GJ | Price¦Primary Energy¦Coal | fuel_supply | coal | 2040 | -2.5793 | Price¦Primary Energy¦Coal
Downscaling[MESSAGEix-GLOBIOM 1.1-M-R12] | Nationally Determined Contributions (NDCs) | DEU | Price¦Primary Energy¦Coal | US$2010/GJ | Price¦Primary Energy¦Coal | fuel_supply | coal | 2045 | 2.0838 | Price¦Primary Energy¦Coal
Downscaling[MESSAGEix-GLOBIOM 1.1-M-R12] | Nationally Determined Contributions (NDCs) | DEU | Price¦Primary Energy¦Coal | US$2010/GJ | Price¦Primary Energy¦Coal | fuel_supply | coal | 2050 | 2.1049 | Price¦Primary Energy¦Coal
Downscaling[MESSAGEix-GLOBIOM 1.1-M-R12] | Nationally Determined Contributions (NDCs) | DEU | Price¦Primary Energy¦Gas | US$2010/GJ | Price¦Primary Energy¦Gas | fuel_supply | gas | 2020 | 2.4039 | Price¦Primary Energy¦Gas
Downscaling[MESSAGEix-GLOBIOM 1.1-M-R12] | Nationally Determined Contributions (NDCs) | DEU | Price¦Primary Energy¦Gas | US$2010/GJ | Price¦Primary Energy¦Gas | fuel_supply | gas | 2025 | 2.8318 | Price¦Primary Energy¦Gas
Downscaling[MESSAGEix-GLOBIOM 1.1-M-R12] | Nationally Determined Contributions (NDCs) | DEU | Price¦Primary Energy¦Gas | US$2010/GJ | Price¦Primary Energy¦Gas | fuel_supply | gas | 2030 | 3.1796 | Price¦Primary Energy¦Gas
Downscaling[MESSAGEix-GLOBIOM 1.1-M-R12] | Nationally Determined Contributions (NDCs) | DEU | Price¦Primary Energy¦Gas | US$2010/GJ | Price¦Primary Energy¦Gas | fuel_supply | gas | 2035 | 3.6646 | Price¦Primary Energy¦Gas
Downscaling[MESSAGEix-GLOBIOM 1.1-M-R12] | Nationally Determined Contributions (NDCs) | DEU | Price¦Primary Energy¦Gas | US$2010/GJ | Price¦Primary Energy¦Gas | fuel_supply | gas | 2040 | 3.8375 | Price¦Primary Energy¦Gas
Downscaling[MESSAGEix-GLOBIOM 1.1-M-R12] | Nationally Determined Contributions (NDCs) | DEU | Price¦Primary Energy¦Gas | US$2010/GJ | Price¦Primary Energy¦Gas | fuel_supply | gas | 2045 | 4.4396 | Price¦Primary Energy¦Gas
Downscaling[MESSAGEix-GLOBIOM 1.1-M-R12] | Nationally Determined Contributions (NDCs) | DEU | Price¦Primary Energy¦Gas | US$2010/GJ | Price¦Primary Energy¦Gas | fuel_supply | gas | 2050 | 4.7228 | Price¦Primary Energy¦Gas
Downscaling[MESSAGEix-GLOBIOM 1.1-M-R12] | Nationally Determined Contributions (NDCs) | DEU | Price¦Secondary Energy¦Liquids¦Oil | US$2010/GJ | Price¦Secondary Energy¦Liquids¦Oil | fuel_supply | oil | 2020 | 3.1243 | Price¦Secondary Energy¦Liquids¦Oil
Downscaling[MESSAGEix-GLOBIOM 1.1-M-R12] | Nationally Determined Contributions (NDCs) | DEU | Price¦Secondary Energy¦Liquids¦Oil | US$2010/GJ | Price¦Secondary Energy¦Liquids¦Oil | fuel_supply | oil | 2025 | 4.3204 | Price¦Secondary Energy¦Liquids¦Oil
Downscaling[MESSAGEix-GLOBIOM 1.1-M-R12] | Nationally Determined Contributions (NDCs) | DEU | Price¦Secondary Energy¦Liquids¦Oil | US$2010/GJ | Price¦Secondary Energy¦Liquids¦Oil | fuel_supply | oil | 2030 | 4.5172 | Price¦Secondary Energy¦Liquids¦Oil
Downscaling[MESSAGEix-GLOBIOM 1.1-M-R12] | Nationally Determined Contributions (NDCs) | DEU | Price¦Secondary Energy¦Liquids¦Oil | US$2010/GJ | Price¦Secondary Energy¦Liquids¦Oil | fuel_supply | oil | 2035 | 5.2997 | Price¦Secondary Energy¦Liquids¦Oil
Downscaling[MESSAGEix-GLOBIOM 1.1-M-R12] | Nationally Determined Contributions (NDCs) | DEU | Price¦Secondary Energy¦Liquids¦Oil | US$2010/GJ | Price¦Secondary Energy¦Liquids¦Oil | fuel_supply | oil | 2040 | 5.3038 | Price¦Secondary Energy¦Liquids¦Oil
Downscaling[MESSAGEix-GLOBIOM 1.1-M-R12] | Nationally Determined Contributions (NDCs) | DEU | Price¦Secondary Energy¦Liquids¦Oil | US$2010/GJ | Price¦Secondary Energy¦Liquids¦Oil | fuel_supply | oil | 2045 | 5.7704 | Price¦Secondary Energy¦Liquids¦Oil
Downscaling[MESSAGEix-GLOBIOM 1.1-M-R12] | Nationally Determined Contributions (NDCs) | DEU | Price¦Secondary Energy¦Liquids¦Oil | US$2010/GJ | Price¦Secondary Energy¦Liquids¦Oil | fuel_supply | oil | 2050 | 5.7683 | Price¦Secondary Energy¦Liquids¦Oil
Downscaling[MESSAGEix-GLOBIOM 1.1-M-R12] | Nationally Determined Contributions (NDCs) | DEU | Emissions¦CO2 | Mt CO2/yr | Emissions¦CO2 | scenarios - CO2 abatement | CO2 | 2020 | 518.7143 | Emissions¦CO2
Downscaling[MESSAGEix-GLOBIOM 1.1-M-R12] | Nationally Determined Contributions (NDCs) | DEU | Emissions¦CO2 | Mt CO2/yr | Emissions¦CO2 | scenarios - CO2 abatement | CO2 | 2025 | 489.729 | Emissions¦CO2
Downscaling[MESSAGEix-GLOBIOM 1.1-M-R12] | Nationally Determined Contributions (NDCs) | DEU | Emissions¦CO2 | Mt CO2/yr | Emissions¦CO2 | scenarios - CO2 abatement | CO2 | 2030 | 407.8798 | Emissions¦CO2
Downscaling[MESSAGEix-GLOBIOM 1.1-M-R12] | Nationally Determined Contributions (NDCs) | DEU | Emissions¦CO2 | Mt CO2/yr | Emissions¦CO2 | scenarios - CO2 abatement | CO2 | 2035 | 315.1903 | Emissions¦CO2
Downscaling[MESSAGEix-GLOBIOM 1.1-M-R12] | Nationally Determined Contributions (NDCs) | DEU | Emissions¦CO2 | Mt CO2/yr | Emissions¦CO2 | scenarios - CO2 abatement | CO2 | 2040 | 258.8997 | Emissions¦CO2
Downscaling[MESSAGEix-GLOBIOM 1.1-M-R12] | Nationally Determined Contributions (NDCs) | DEU | Emissions¦CO2 | Mt CO2/yr | Emissions¦CO2 | scenarios - CO2 abatement | CO2 | 2045 | 210.3635 | Emissions¦CO2
Downscaling[MESSAGEix-GLOBIOM 1.1-M-R12] | Nationally Determined Contributions (NDCs) | DEU | Emissions¦CO2 | Mt CO2/yr | Emissions¦CO2 | scenarios - CO2 abatement | CO2 | 2050 | 178.5279 | Emissions¦CO2
Downscaling[MESSAGEix-GLOBIOM 1.1-M-R12] | Nationally Determined Contributions (NDCs) | DEU | Emissions¦CO2¦Energy | Mt CO2/yr | Emissions¦CO2¦Energy | scenarios - CO2 abatement | CO2 | 2020 | 555.7905 | Emissions¦CO2¦Energy
Downscaling[MESSAGEix-GLOBIOM 1.1-M-R12] | Nationally Determined Contributions (NDCs) | DEU | Emissions¦CO2¦Energy | Mt CO2/yr | Emissions¦CO2¦Energy | scenarios - CO2 abatement | CO2 | 2025 | 504.9034 | Emissions¦CO2¦Energy
Downscaling[MESSAGEix-GLOBIOM 1.1-M-R12] | Nationally Determined Contributions (NDCs) | DEU | Emissions¦CO2¦Energy | Mt CO2/yr | Emissions¦CO2¦Energy | scenarios - CO2 abatement | CO2 | 2030 | 435.213 | Emissions¦CO2¦Energy
Downscaling[MESSAGEix-GLOBIOM 1.1-M-R12] | Nationally Determined Contributions (NDCs) | DEU | Emissions¦CO2¦Energy | Mt CO2/yr | Emissions¦CO2¦Energy | scenarios - CO2 abatement | CO2 | 2035 | 351.6311 | Emissions¦CO2¦Energy
Downscaling[MESSAGEix-GLOBIOM 1.1-M-R12] | Nationally Determined Contributions (NDCs) | DEU | Emissions¦CO2¦Energy | Mt CO2/yr | Emissions¦CO2¦Energy | scenarios - CO2 abatement | CO2 | 2040 | 303.0179 | Emissions¦CO2¦Energy
Downscaling[MESSAGEix-GLOBIOM 1.1-M-R12] | Nationally Determined Contributions (NDCs) | DEU | Emissions¦CO2¦Energy | Mt CO2/yr | Emissions¦CO2¦Energy | scenarios - CO2 abatement | CO2 | 2045 | 259.7392 | Emissions¦CO2¦Energy
Downscaling[MESSAGEix-GLOBIOM 1.1-M-R12] | Nationally Determined Contributions (NDCs) | DEU | Emissions¦CO2¦Energy | Mt CO2/yr | Emissions¦CO2¦Energy | scenarios - CO2 abatement | CO2 | 2050 | 232.9522 | Emissions¦CO2¦Energy
Downscaling[MESSAGEix-GLOBIOM 1.1-M-R12] | Net Zero 2050 | DEU | Carbon Sequestration¦CCS | Mt CO2/yr | Carbon Sequestration¦CCS | CCS potential |  | 2020 | 0 | Carbon Sequestration¦CCS
Downscaling[MESSAGEix-GLOBIOM 1.1-M-R12] | Net Zero 2050 | DEU | Carbon Sequestration¦CCS | Mt CO2/yr | Carbon Sequestration¦CCS | CCS potential |  | 2025 | 0 | Carbon Sequestration¦CCS
Downscaling[MESSAGEix-GLOBIOM 1.1-M-R12] | Net Zero 2050 | DEU | Carbon Sequestration¦CCS | Mt CO2/yr | Carbon Sequestration¦CCS | CCS potential |  | 2030 | 43.4746 | Carbon Sequestration¦CCS
Downscaling[MESSAGEix-GLOBIOM 1.1-M-R12] | Net Zero 2050 | DEU | Carbon Sequestration¦CCS | Mt CO2/yr | Carbon Sequestration¦CCS | CCS potential |  | 2035 | 46.6906 | Carbon Sequestration¦CCS
Downscaling[MESSAGEix-GLOBIOM 1.1-M-R12] | Net Zero 2050 | DEU | Carbon Sequestration¦CCS | Mt CO2/yr | Carbon Sequestration¦CCS | CCS potential |  | 2040 | 36.5902 | Carbon Sequestration¦CCS
Downscaling[MESSAGEix-GLOBIOM 1.1-M-R12] | Net Zero 2050 | DEU | Carbon Sequestration¦CCS | Mt CO2/yr | Carbon Sequestration¦CCS | CCS potential |  | 2045 | 45.4122 | Carbon Sequestration¦CCS
Downscaling[MESSAGEix-GLOBIOM 1.1-M-R12] | Net Zero 2050 | DEU | Carbon Sequestration¦CCS | Mt CO2/yr | Carbon Sequestration¦CCS | CCS potential |  | 2050 | 42.3225 | Carbon Sequestration¦CCS
Downscaling[MESSAGEix-GLOBIOM 1.1-M-R12] | Net Zero 2050 | DEU | Final Energy¦Industry¦Electricity | EJ/yr | Final Energy¦Industry¦Electricity | demand_projection | elc_industry | 2020 | 0.5541 | Final Energy¦Industry¦Electricity
Downscaling[MESSAGEix-GLOBIOM 1.1-M-R12] | Net Zero 2050 | DEU | Final Energy¦Industry¦Electricity | EJ/yr | Final Energy¦Industry¦Electricity | demand_projection | elc_industry | 2025 | 0.4381 | Final Energy¦Industry¦Electricity
Downscaling[MESSAGEix-GLOBIOM 1.1-M-R12] | Net Zero 2050 | DEU | Final Energy¦Industry¦Electricity | EJ/yr | Final Energy¦Industry¦Electricity | demand_projection | elc_industry | 2030 | 0.4512 | Final Energy¦Industry¦Electricity
Downscaling[MESSAGEix-GLOBIOM 1.1-M-R12] | Net Zero 2050 | DEU | Final Energy¦Industry¦Electricity | EJ/yr | Final Energy¦Industry¦Electricity | demand_projection | elc_industry | 2035 | 0.386 | Final Energy¦Industry¦Electricity
Downscaling[MESSAGEix-GLOBIOM 1.1-M-R12] | Net Zero 2050 | DEU | Final Energy¦Industry¦Electricity | EJ/yr | Final Energy¦Industry¦Electricity | demand_projection | elc_industry | 2040 | 0.3501 | Final Energy¦Industry¦Electricity
Downscaling[MESSAGEix-GLOBIOM 1.1-M-R12] | Net Zero 2050 | DEU | Final Energy¦Industry¦Electricity | EJ/yr | Final Energy¦Industry¦Electricity | demand_projection | elc_industry | 2045 | 0.4076 | Final Energy¦Industry¦Electricity
Downscaling[MESSAGEix-GLOBIOM 1.1-M-R12] | Net Zero 2050 | DEU | Final Energy¦Industry¦Electricity | EJ/yr | Final Energy¦Industry¦Electricity | demand_projection | elc_industry | 2050 | 0.4879 | Final Energy¦Industry¦Electricity
Downscaling[MESSAGEix-GLOBIOM 1.1-M-R12] | Net Zero 2050 | DEU | Final Energy¦Residential and Commercial¦Electricity | EJ/yr | Final Energy¦Residential and Commercial¦Electricity | demand_projection | elc_buildings | 2020 | 1.257 | Final Energy¦Residential and Commercial¦Electricity
Downscaling[MESSAGEix-GLOBIOM 1.1-M-R12] | Net Zero 2050 | DEU | Final Energy¦Residential and Commercial¦Electricity | EJ/yr | Final Energy¦Residential and Commercial¦Electricity | demand_projection | elc_buildings | 2025 | 1.316 | Final Energy¦Residential and Commercial¦Electricity
Downscaling[MESSAGEix-GLOBIOM 1.1-M-R12] | Net Zero 2050 | DEU | Final Energy¦Residential and Commercial¦Electricity | EJ/yr | Final Energy¦Residential and Commercial¦Electricity | demand_projection | elc_buildings | 2030 | 1.3762 | Final Energy¦Residential and Commercial¦Electricity
Downscaling[MESSAGEix-GLOBIOM 1.1-M-R12] | Net Zero 2050 | DEU | Final Energy¦Residential and Commercial¦Electricity | EJ/yr | Final Energy¦Residential and Commercial¦Electricity | demand_projection | elc_buildings | 2035 | 1.5484 | Final Energy¦Residential and Commercial¦Electricity
Downscaling[MESSAGEix-GLOBIOM 1.1-M-R12] | Net Zero 2050 | DEU | Final Energy¦Residential and Commercial¦Electricity | EJ/yr | Final Energy¦Residential and Commercial¦Electricity | demand_projection | elc_buildings | 2040 | 1.7594 | Final Energy¦Residential and Commercial¦Electricity
Downscaling[MESSAGEix-GLOBIOM 1.1-M-R12] | Net Zero 2050 | DEU | Final Energy¦Residential and Commercial¦Electricity | EJ/yr | Final Energy¦Residential and Commercial¦Electricity | demand_projection | elc_buildings | 2045 | 1.8231 | Final Energy¦Residential and Commercial¦Electricity
Downscaling[MESSAGEix-GLOBIOM 1.1-M-R12] | Net Zero 2050 | DEU | Final Energy¦Residential and Commercial¦Electricity | EJ/yr | Final Energy¦Residential and Commercial¦Electricity | demand_projection | elc_buildings | 2050 | 1.855 | Final Energy¦Residential and Commercial¦Electricity
Downscaling[MESSAGEix-GLOBIOM 1.1-M-R12] | Net Zero 2050 | DEU | Final Energy¦Transportation¦Electricity | EJ/yr | Final Energy¦Transportation¦Electricity | demand_projection | elc_transport | 2020 | 0.1055 | Final Energy¦Transportation¦Electricity
Downscaling[MESSAGEix-GLOBIOM 1.1-M-R12] | Net Zero 2050 | DEU | Final Energy¦Transportation¦Electricity | EJ/yr | Final Energy¦Transportation¦Electricity | demand_projection | elc_transport | 2025 | 0.082 | Final Energy¦Transportation¦Electricity
Downscaling[MESSAGEix-GLOBIOM 1.1-M-R12] | Net Zero 2050 | DEU | Final Energy¦Transportation¦Electricity | EJ/yr | Final Energy¦Transportation¦Electricity | demand_projection | elc_transport | 2030 | 0.1649 | Final Energy¦Transportation¦Electricity
Downscaling[MESSAGEix-GLOBIOM 1.1-M-R12] | Net Zero 2050 | DEU | Final Energy¦Transportation¦Electricity | EJ/yr | Final Energy¦Transportation¦Electricity | demand_projection | elc_transport | 2035 | 0.2854 | Final Energy¦Transportation¦Electricity
Downscaling[MESSAGEix-GLOBIOM 1.1-M-R12] | Net Zero 2050 | DEU | Final Energy¦Transportation¦Electricity | EJ/yr | Final Energy¦Transportation¦Electricity | demand_projection | elc_transport | 2040 | 0.4525 | Final Energy¦Transportation¦Electricity
Downscaling[MESSAGEix-GLOBIOM 1.1-M-R12] | Net Zero 2050 | DEU | Final Energy¦Transportation¦Electricity | EJ/yr | Final Energy¦Transportation¦Electricity | demand_projection | elc_transport | 2045 | 0.5519 | Final Energy¦Transportation¦Electricity
Downscaling[MESSAGEix-GLOBIOM 1.1-M-R12] | Net Zero 2050 | DEU | Final Energy¦Transportation¦Electricity | EJ/yr | Final Energy¦Transportation¦Electricity | demand_projection | elc_transport | 2050 | 0.5848 | Final Energy¦Transportation¦Electricity
Downscaling[MESSAGEix-GLOBIOM 1.1-M-R12] | Net Zero 2050 | DEU | Secondary Energy¦Hydrogen | EJ/yr | Secondary Energy¦Hydrogen | demand_projection | hydrogen_allsect | 2020 | 0 | Secondary Energy¦Hydrogen
Downscaling[MESSAGEix-GLOBIOM 1.1-M-R12] | Net Zero 2050 | DEU | Secondary Energy¦Hydrogen | EJ/yr | Secondary Energy¦Hydrogen | demand_projection | hydrogen_allsect | 2025 | 0 | Secondary Energy¦Hydrogen
Downscaling[MESSAGEix-GLOBIOM 1.1-M-R12] | Net Zero 2050 | DEU | Secondary Energy¦Hydrogen | EJ/yr | Secondary Energy¦Hydrogen | demand_projection | hydrogen_allsect | 2030 | 0.0332 | Secondary Energy¦Hydrogen
Downscaling[MESSAGEix-GLOBIOM 1.1-M-R12] | Net Zero 2050 | DEU | Secondary Energy¦Hydrogen | EJ/yr | Secondary Energy¦Hydrogen | demand_projection | hydrogen_allsect | 2035 | 0.0691 | Secondary Energy¦Hydrogen
Downscaling[MESSAGEix-GLOBIOM 1.1-M-R12] | Net Zero 2050 | DEU | Secondary Energy¦Hydrogen | EJ/yr | Secondary Energy¦Hydrogen | demand_projection | hydrogen_allsect | 2040 | 0.1218 | Secondary Energy¦Hydrogen
Downscaling[MESSAGEix-GLOBIOM 1.1-M-R12] | Net Zero 2050 | DEU | Secondary Energy¦Hydrogen | EJ/yr | Secondary Energy¦Hydrogen | demand_projection | hydrogen_allsect | 2045 | 0.1878 | Secondary Energy¦Hydrogen
Downscaling[MESSAGEix-GLOBIOM 1.1-M-R12] | Net Zero 2050 | DEU | Secondary Energy¦Hydrogen | EJ/yr | Secondary Energy¦Hydrogen | demand_projection | hydrogen_allsect | 2050 | 0.2306 | Secondary Energy¦Hydrogen
Downscaling[MESSAGEix-GLOBIOM 1.1-M-R12] | Net Zero 2050 | DEU | Emissions¦CO2¦Power (estimated) | Mt CO2 | Secondary Energy¦Electricity¦Coal | elec_co2 |  | 2020 | 69.0336 | Secondary Energy¦Electricity¦Coal | 94
Downscaling[MESSAGEix-GLOBIOM 1.1-M-R12] | Net Zero 2050 | DEU | Emissions¦CO2¦Power (estimated) | Mt CO2 | Secondary Energy¦Electricity¦Coal | elec_co2 |  | 2025 | 44.7158 | Secondary Energy¦Electricity¦Coal | 94
Downscaling[MESSAGEix-GLOBIOM 1.1-M-R12] | Net Zero 2050 | DEU | Emissions¦CO2¦Power (estimated) | Mt CO2 | Secondary Energy¦Electricity¦Coal | elec_co2 |  | 2030 | 15.8108 | Secondary Energy¦Electricity¦Coal | 94
Downscaling[MESSAGEix-GLOBIOM 1.1-M-R12] | Net Zero 2050 | DEU | Emissions¦CO2¦Power (estimated) | Mt CO2 | Secondary Energy¦Electricity¦Coal | elec_co2 |  | 2035 | 3.6566 | Secondary Energy¦Electricity¦Coal | 94
Downscaling[MESSAGEix-GLOBIOM 1.1-M-R12] | Net Zero 2050 | DEU | Emissions¦CO2¦Power (estimated) | Mt CO2 | Secondary Energy¦Electricity¦Coal | elec_co2 |  | 2040 | 0.329 | Secondary Energy¦Electricity¦Coal | 94
Downscaling[MESSAGEix-GLOBIOM 1.1-M-R12] | Net Zero 2050 | DEU | Emissions¦CO2¦Power (estimated) | Mt CO2 | Secondary Energy¦Electricity¦Coal | elec_co2 |  | 2045 | 0.5452 | Secondary Energy¦Electricity¦Coal | 94
Downscaling[MESSAGEix-GLOBIOM 1.1-M-R12] | Net Zero 2050 | DEU | Emissions¦CO2¦Power (estimated) | Mt CO2 | Secondary Energy¦Electricity¦Coal | elec_co2 |  | 2050 | 0.1222 | Secondary Energy¦Electricity¦Coal | 94
Downscaling[MESSAGEix-GLOBIOM 1.1-M-R12] | Net Zero 2050 | DEU | Emissions¦CO2¦Power (estimated) | Mt CO2 | Secondary Energy¦Electricity¦Gas | elec_co2 |  | 2020 | 20.966 | Secondary Energy¦Electricity¦Gas | 55
Downscaling[MESSAGEix-GLOBIOM 1.1-M-R12] | Net Zero 2050 | DEU | Emissions¦CO2¦Power (estimated) | Mt CO2 | Secondary Energy¦Electricity¦Gas | elec_co2 |  | 2025 | 24.464 | Secondary Energy¦Electricity¦Gas | 55
Downscaling[MESSAGEix-GLOBIOM 1.1-M-R12] | Net Zero 2050 | DEU | Emissions¦CO2¦Power (estimated) | Mt CO2 | Secondary Energy¦Electricity¦Gas | elec_co2 |  | 2030 | 15.5925 | Secondary Energy¦Electricity¦Gas | 55
Downscaling[MESSAGEix-GLOBIOM 1.1-M-R12] | Net Zero 2050 | DEU | Emissions¦CO2¦Power (estimated) | Mt CO2 | Secondary Energy¦Electricity¦Gas | elec_co2 |  | 2035 | 1.133 | Secondary Energy¦Electricity¦Gas | 55
Downscaling[MESSAGEix-GLOBIOM 1.1-M-R12] | Net Zero 2050 | DEU | Emissions¦CO2¦Power (estimated) | Mt CO2 | Secondary Energy¦Electricity¦Gas | elec_co2 |  | 2040 | 1.9855 | Secondary Energy¦Electricity¦Gas | 55
Downscaling[MESSAGEix-GLOBIOM 1.1-M-R12] | Net Zero 2050 | DEU | Emissions¦CO2¦Power (estimated) | Mt CO2 | Secondary Energy¦Electricity¦Gas | elec_co2 |  | 2045 | 1.837 | Secondary Energy¦Electricity¦Gas | 55
Downscaling[MESSAGEix-GLOBIOM 1.1-M-R12] | Net Zero 2050 | DEU | Emissions¦CO2¦Power (estimated) | Mt CO2 | Secondary Energy¦Electricity¦Gas | elec_co2 |  | 2050 | 0.242 | Secondary Energy¦Electricity¦Gas | 55
Downscaling[MESSAGEix-GLOBIOM 1.1-M-R12] | Net Zero 2050 | DEU | Emissions¦CO2¦Power (estimated) | Mt CO2 | Secondary Energy¦Electricity¦Oil | elec_co2 |  | 2020 | 2.233 | Secondary Energy¦Electricity¦Oil | 70
Downscaling[MESSAGEix-GLOBIOM 1.1-M-R12] | Net Zero 2050 | DEU | Emissions¦CO2¦Power (estimated) | Mt CO2 | Secondary Energy¦Electricity¦Oil | elec_co2 |  | 2025 | 0.007 | Secondary Energy¦Electricity¦Oil | 70
Downscaling[MESSAGEix-GLOBIOM 1.1-M-R12] | Net Zero 2050 | DEU | Emissions¦CO2¦Power (estimated) | Mt CO2 | Secondary Energy¦Electricity¦Oil | elec_co2 |  | 2030 | 0 | Secondary Energy¦Electricity¦Oil | 70
Downscaling[MESSAGEix-GLOBIOM 1.1-M-R12] | Net Zero 2050 | DEU | Emissions¦CO2¦Power (estimated) | Mt CO2 | Secondary Energy¦Electricity¦Oil | elec_co2 |  | 2035 | 0 | Secondary Energy¦Electricity¦Oil | 70
Downscaling[MESSAGEix-GLOBIOM 1.1-M-R12] | Net Zero 2050 | DEU | Emissions¦CO2¦Power (estimated) | Mt CO2 | Secondary Energy¦Electricity¦Oil | elec_co2 |  | 2040 | 0 | Secondary Energy¦Electricity¦Oil | 70
Downscaling[MESSAGEix-GLOBIOM 1.1-M-R12] | Net Zero 2050 | DEU | Emissions¦CO2¦Power (estimated) | Mt CO2 | Secondary Energy¦Electricity¦Oil | elec_co2 |  | 2045 | 0 | Secondary Energy¦Electricity¦Oil | 70
Downscaling[MESSAGEix-GLOBIOM 1.1-M-R12] | Net Zero 2050 | DEU | Emissions¦CO2¦Power (estimated) | Mt CO2 | Secondary Energy¦Electricity¦Oil | elec_co2 |  | 2050 | 0 | Secondary Energy¦Electricity¦Oil | 70
Downscaling[MESSAGEix-GLOBIOM 1.1-M-R12] | Net Zero 2050 | DEU | Price¦Primary Energy¦Biomass | US$2010/GJ | Price¦Primary Energy¦Biomass | fuel_supply | bioenergy | 2020 | 0.7933 | Price¦Primary Energy¦Biomass
Downscaling[MESSAGEix-GLOBIOM 1.1-M-R12] | Net Zero 2050 | DEU | Price¦Primary Energy¦Biomass | US$2010/GJ | Price¦Primary Energy¦Biomass | fuel_supply | bioenergy | 2025 | 2.3658 | Price¦Primary Energy¦Biomass
Downscaling[MESSAGEix-GLOBIOM 1.1-M-R12] | Net Zero 2050 | DEU | Price¦Primary Energy¦Biomass | US$2010/GJ | Price¦Primary Energy¦Biomass | fuel_supply | bioenergy | 2030 | 38.7453 | Price¦Primary Energy¦Biomass
Downscaling[MESSAGEix-GLOBIOM 1.1-M-R12] | Net Zero 2050 | DEU | Price¦Primary Energy¦Biomass | US$2010/GJ | Price¦Primary Energy¦Biomass | fuel_supply | bioenergy | 2035 | 24.5133 | Price¦Primary Energy¦Biomass
Downscaling[MESSAGEix-GLOBIOM 1.1-M-R12] | Net Zero 2050 | DEU | Price¦Primary Energy¦Biomass | US$2010/GJ | Price¦Primary Energy¦Biomass | fuel_supply | bioenergy | 2040 | 34.9824 | Price¦Primary Energy¦Biomass
Downscaling[MESSAGEix-GLOBIOM 1.1-M-R12] | Net Zero 2050 | DEU | Price¦Primary Energy¦Biomass | US$2010/GJ | Price¦Primary Energy¦Biomass | fuel_supply | bioenergy | 2045 | 41.5464 | Price¦Primary Energy¦Biomass
Downscaling[MESSAGEix-GLOBIOM 1.1-M-R12] | Net Zero 2050 | DEU | Price¦Primary Energy¦Biomass | US$2010/GJ | Price¦Primary Energy¦Biomass | fuel_supply | bioenergy | 2050 | 41.0911 | Price¦Primary Energy¦Biomass
Downscaling[MESSAGEix-GLOBIOM 1.1-M-R12] | Net Zero 2050 | DEU | Price¦Primary Energy¦Coal | US$2010/GJ | Price¦Primary Energy¦Coal | fuel_supply | coal | 2020 | 1.8211 | Price¦Primary Energy¦Coal
Downscaling[MESSAGEix-GLOBIOM 1.1-M-R12] | Net Zero 2050 | DEU | Price¦Primary Energy¦Coal | US$2010/GJ | Price¦Primary Energy¦Coal | fuel_supply | coal | 2025 | 1.816 | Price¦Primary Energy¦Coal
Downscaling[MESSAGEix-GLOBIOM 1.1-M-R12] | Net Zero 2050 | DEU | Price¦Primary Energy¦Coal | US$2010/GJ | Price¦Primary Energy¦Coal | fuel_supply | coal | 2030 | -21.2243 | Price¦Primary Energy¦Coal
Downscaling[MESSAGEix-GLOBIOM 1.1-M-R12] | Net Zero 2050 | DEU | Price¦Primary Energy¦Coal | US$2010/GJ | Price¦Primary Energy¦Coal | fuel_supply | coal | 2035 | -8.6716 | Price¦Primary Energy¦Coal
Downscaling[MESSAGEix-GLOBIOM 1.1-M-R12] | Net Zero 2050 | DEU | Price¦Primary Energy¦Coal | US$2010/GJ | Price¦Primary Energy¦Coal | fuel_supply | coal | 2040 | 3.6582 | Price¦Primary Energy¦Coal
Downscaling[MESSAGEix-GLOBIOM 1.1-M-R12] | Net Zero 2050 | DEU | Price¦Primary Energy¦Coal | US$2010/GJ | Price¦Primary Energy¦Coal | fuel_supply | coal | 2045 | 10.1351 | Price¦Primary Energy¦Coal
Downscaling[MESSAGEix-GLOBIOM 1.1-M-R12] | Net Zero 2050 | DEU | Price¦Primary Energy¦Coal | US$2010/GJ | Price¦Primary Energy¦Coal | fuel_supply | coal | 2050 | 10.4336 | Price¦Primary Energy¦Coal
Downscaling[MESSAGEix-GLOBIOM 1.1-M-R12] | Net Zero 2050 | DEU | Price¦Primary Energy¦Gas | US$2010/GJ | Price¦Primary Energy¦Gas | fuel_supply | gas | 2020 | 2.4039 | Price¦Primary Energy¦Gas
Downscaling[MESSAGEix-GLOBIOM 1.1-M-R12] | Net Zero 2050 | DEU | Price¦Primary Energy¦Gas | US$2010/GJ | Price¦Primary Energy¦Gas | fuel_supply | gas | 2025 | 2.8318 | Price¦Primary Energy¦Gas
Downscaling[MESSAGEix-GLOBIOM 1.1-M-R12] | Net Zero 2050 | DEU | Price¦Primary Energy¦Gas | US$2010/GJ | Price¦Primary Energy¦Gas | fuel_supply | gas | 2030 | 12.2509 | Price¦Primary Energy¦Gas
Downscaling[MESSAGEix-GLOBIOM 1.1-M-R12] | Net Zero 2050 | DEU | Price¦Primary Energy¦Gas | US$2010/GJ | Price¦Primary Energy¦Gas | fuel_supply | gas | 2035 | -7.8919 | Price¦Primary Energy¦Gas
Downscaling[MESSAGEix-GLOBIOM 1.1-M-R12] | Net Zero 2050 | DEU | Price¦Primary Energy¦Gas | US$2010/GJ | Price¦Primary Energy¦Gas | fuel_supply | gas | 2040 | 5.1348 | Price¦Primary Energy¦Gas
Downscaling[MESSAGEix-GLOBIOM 1.1-M-R12] | Net Zero 2050 | DEU | Price¦Primary Energy¦Gas | US$2010/GJ | Price¦Primary Energy¦Gas | fuel_supply | gas | 2045 | 6.7725 | Price¦Primary Energy¦Gas
Downscaling[MESSAGEix-GLOBIOM 1.1-M-R12] | Net Zero 2050 | DEU | Price¦Primary Energy¦Gas | US$2010/GJ | Price¦Primary Energy¦Gas | fuel_supply | gas | 2050 | 7.3808 | Price¦Primary Energy¦Gas
Downscaling[MESSAGEix-GLOBIOM 1.1-M-R12] | Net Zero 2050 | DEU | Price¦Secondary Energy¦Liquids¦Oil | US$2010/GJ | Price¦Secondary Energy¦Liquids¦Oil | fuel_supply | oil | 2020 | 3.1243 | Price¦Secondary Energy¦Liquids¦Oil
Downscaling[MESSAGEix-GLOBIOM 1.1-M-R12] | Net Zero 2050 | DEU | Price¦Secondary Energy¦Liquids¦Oil | US$2010/GJ | Price¦Secondary Energy¦Liquids¦Oil | fuel_supply | oil | 2025 | 4.3204 | Price¦Secondary Energy¦Liquids¦Oil
Downscaling[MESSAGEix-GLOBIOM 1.1-M-R12] | Net Zero 2050 | DEU | Price¦Secondary Energy¦Liquids¦Oil | US$2010/GJ | Price¦Secondary Energy¦Liquids¦Oil | fuel_supply | oil | 2030 | 6.96 | Price¦Secondary Energy¦Liquids¦Oil
Downscaling[MESSAGEix-GLOBIOM 1.1-M-R12] | Net Zero 2050 | DEU | Price¦Secondary Energy¦Liquids¦Oil | US$2010/GJ | Price¦Secondary Energy¦Liquids¦Oil | fuel_supply | oil | 2035 | 5.1535 | Price¦Secondary Energy¦Liquids¦Oil
Downscaling[MESSAGEix-GLOBIOM 1.1-M-R12] | Net Zero 2050 | DEU | Price¦Secondary Energy¦Liquids¦Oil | US$2010/GJ | Price¦Secondary Energy¦Liquids¦Oil | fuel_supply | oil | 2040 | 10.4002 | Price¦Secondary Energy¦Liquids¦Oil
Downscaling[MESSAGEix-GLOBIOM 1.1-M-R12] | Net Zero 2050 | DEU | Price¦Secondary Energy¦Liquids¦Oil | US$2010/GJ | Price¦Secondary Energy¦Liquids¦Oil | fuel_supply | oil | 2045 | 4.334 | Price¦Secondary Energy¦Liquids¦Oil
Downscaling[MESSAGEix-GLOBIOM 1.1-M-R12] | Net Zero 2050 | DEU | Price¦Secondary Energy¦Liquids¦Oil | US$2010/GJ | Price¦Secondary Energy¦Liquids¦Oil | fuel_supply | oil | 2050 | 4.699 | Price¦Secondary Energy¦Liquids¦Oil
Downscaling[MESSAGEix-GLOBIOM 1.1-M-R12] | Net Zero 2050 | DEU | Emissions¦CO2 | Mt CO2/yr | Emissions¦CO2 | scenarios - CO2 abatement | CO2 | 2020 | 519.5168 | Emissions¦CO2
Downscaling[MESSAGEix-GLOBIOM 1.1-M-R12] | Net Zero 2050 | DEU | Emissions¦CO2 | Mt CO2/yr | Emissions¦CO2 | scenarios - CO2 abatement | CO2 | 2025 | 481.6459 | Emissions¦CO2
Downscaling[MESSAGEix-GLOBIOM 1.1-M-R12] | Net Zero 2050 | DEU | Emissions¦CO2 | Mt CO2/yr | Emissions¦CO2 | scenarios - CO2 abatement | CO2 | 2030 | 268.5126 | Emissions¦CO2
Downscaling[MESSAGEix-GLOBIOM 1.1-M-R12] | Net Zero 2050 | DEU | Emissions¦CO2 | Mt CO2/yr | Emissions¦CO2 | scenarios - CO2 abatement | CO2 | 2035 | 137.7993 | Emissions¦CO2
Downscaling[MESSAGEix-GLOBIOM 1.1-M-R12] | Net Zero 2050 | DEU | Emissions¦CO2 | Mt CO2/yr | Emissions¦CO2 | scenarios - CO2 abatement | CO2 | 2040 | 70.2854 | Emissions¦CO2
Downscaling[MESSAGEix-GLOBIOM 1.1-M-R12] | Net Zero 2050 | DEU | Emissions¦CO2 | Mt CO2/yr | Emissions¦CO2 | scenarios - CO2 abatement | CO2 | 2045 | 23.7188 | Emissions¦CO2
Downscaling[MESSAGEix-GLOBIOM 1.1-M-R12] | Net Zero 2050 | DEU | Emissions¦CO2 | Mt CO2/yr | Emissions¦CO2 | scenarios - CO2 abatement | CO2 | 2050 | -5.705 | Emissions¦CO2
Downscaling[MESSAGEix-GLOBIOM 1.1-M-R12] | Net Zero 2050 | DEU | Emissions¦CO2¦Energy | Mt CO2/yr | Emissions¦CO2¦Energy | scenarios - CO2 abatement | CO2 | 2020 | 556.3786 | Emissions¦CO2¦Energy
Downscaling[MESSAGEix-GLOBIOM 1.1-M-R12] | Net Zero 2050 | DEU | Emissions¦CO2¦Energy | Mt CO2/yr | Emissions¦CO2¦Energy | scenarios - CO2 abatement | CO2 | 2025 | 495.6341 | Emissions¦CO2¦Energy
Downscaling[MESSAGEix-GLOBIOM 1.1-M-R12] | Net Zero 2050 | DEU | Emissions¦CO2¦Energy | Mt CO2/yr | Emissions¦CO2¦Energy | scenarios - CO2 abatement | CO2 | 2030 | 296.1905 | Emissions¦CO2¦Energy
Downscaling[MESSAGEix-GLOBIOM 1.1-M-R12] | Net Zero 2050 | DEU | Emissions¦CO2¦Energy | Mt CO2/yr | Emissions¦CO2¦Energy | scenarios - CO2 abatement | CO2 | 2035 | 171.8076 | Emissions¦CO2¦Energy
Downscaling[MESSAGEix-GLOBIOM 1.1-M-R12] | Net Zero 2050 | DEU | Emissions¦CO2¦Energy | Mt CO2/yr | Emissions¦CO2¦Energy | scenarios - CO2 abatement | CO2 | 2040 | 109.0865 | Emissions¦CO2¦Energy
Downscaling[MESSAGEix-GLOBIOM 1.1-M-R12] | Net Zero 2050 | DEU | Emissions¦CO2¦Energy | Mt CO2/yr | Emissions¦CO2¦Energy | scenarios - CO2 abatement | CO2 | 2045 | 67.6669 | Emissions¦CO2¦Energy
Downscaling[MESSAGEix-GLOBIOM 1.1-M-R12] | Net Zero 2050 | DEU | Emissions¦CO2¦Energy | Mt CO2/yr | Emissions¦CO2¦Energy | scenarios - CO2 abatement | CO2 | 2050 | 42.113 | Emissions¦CO2¦Energy
Downscaling[REMIND-MAgPIE 3.2-4.6 IntegratedPhysicalDamages (95th-high)] | Below 2°C | DEU | Carbon Sequestration¦CCS | Mt CO2/yr | Carbon Sequestration¦CCS | CCS potential |  | 2020 | 0 | Carbon Sequestration¦CCS
Downscaling[REMIND-MAgPIE 3.2-4.6 IntegratedPhysicalDamages (95th-high)] | Below 2°C | DEU | Carbon Sequestration¦CCS | Mt CO2/yr | Carbon Sequestration¦CCS | CCS potential |  | 2025 | 0.4083 | Carbon Sequestration¦CCS
Downscaling[REMIND-MAgPIE 3.2-4.6 IntegratedPhysicalDamages (95th-high)] | Below 2°C | DEU | Carbon Sequestration¦CCS | Mt CO2/yr | Carbon Sequestration¦CCS | CCS potential |  | 2030 | 4.1207 | Carbon Sequestration¦CCS
Downscaling[REMIND-MAgPIE 3.2-4.6 IntegratedPhysicalDamages (95th-high)] | Below 2°C | DEU | Carbon Sequestration¦CCS | Mt CO2/yr | Carbon Sequestration¦CCS | CCS potential |  | 2035 | 10.5901 | Carbon Sequestration¦CCS
Downscaling[REMIND-MAgPIE 3.2-4.6 IntegratedPhysicalDamages (95th-high)] | Below 2°C | DEU | Carbon Sequestration¦CCS | Mt CO2/yr | Carbon Sequestration¦CCS | CCS potential |  | 2040 | 18.8189 | Carbon Sequestration¦CCS
Downscaling[REMIND-MAgPIE 3.2-4.6 IntegratedPhysicalDamages (95th-high)] | Below 2°C | DEU | Carbon Sequestration¦CCS | Mt CO2/yr | Carbon Sequestration¦CCS | CCS potential |  | 2045 | 25.1552 | Carbon Sequestration¦CCS
Downscaling[REMIND-MAgPIE 3.2-4.6 IntegratedPhysicalDamages (95th-high)] | Below 2°C | DEU | Carbon Sequestration¦CCS | Mt CO2/yr | Carbon Sequestration¦CCS | CCS potential |  | 2050 | 26.527 | Carbon Sequestration¦CCS
Downscaling[REMIND-MAgPIE 3.2-4.6 IntegratedPhysicalDamages (95th-high)] | Below 2°C | DEU | Carbon Sequestration¦CCS | Mt CO2/yr | Carbon Sequestration¦CCS | CCS potential |  | 2055 | 25.803 | Carbon Sequestration¦CCS
Downscaling[REMIND-MAgPIE 3.2-4.6 IntegratedPhysicalDamages (95th-high)] | Below 2°C | DEU | Carbon Sequestration¦CCS | Mt CO2/yr | Carbon Sequestration¦CCS | CCS potential |  | 2060 | 23.6702 | Carbon Sequestration¦CCS
Downscaling[REMIND-MAgPIE 3.2-4.6 IntegratedPhysicalDamages (95th-high)] | Below 2°C | DEU | Carbon Sequestration¦CCS | Mt CO2/yr | Carbon Sequestration¦CCS | CCS potential |  | 2065 | 21.095 | Carbon Sequestration¦CCS
Downscaling[REMIND-MAgPIE 3.2-4.6 IntegratedPhysicalDamages (95th-high)] | Below 2°C | DEU | Carbon Sequestration¦CCS | Mt CO2/yr | Carbon Sequestration¦CCS | CCS potential |  | 2070 | 18.7597 | Carbon Sequestration¦CCS
Downscaling[REMIND-MAgPIE 3.2-4.6 IntegratedPhysicalDamages (95th-high)] | Below 2°C | DEU | Carbon Sequestration¦CCS | Mt CO2/yr | Carbon Sequestration¦CCS | CCS potential |  | 2075 | 18.1386 | Carbon Sequestration¦CCS
Downscaling[REMIND-MAgPIE 3.2-4.6 IntegratedPhysicalDamages (95th-high)] | Below 2°C | DEU | Carbon Sequestration¦CCS | Mt CO2/yr | Carbon Sequestration¦CCS | CCS potential |  | 2080 | 17.493 | Carbon Sequestration¦CCS
Downscaling[REMIND-MAgPIE 3.2-4.6 IntegratedPhysicalDamages (95th-high)] | Below 2°C | DEU | Carbon Sequestration¦CCS | Mt CO2/yr | Carbon Sequestration¦CCS | CCS potential |  | 2085 | 18.5875 | Carbon Sequestration¦CCS
Downscaling[REMIND-MAgPIE 3.2-4.6 IntegratedPhysicalDamages (95th-high)] | Below 2°C | DEU | Carbon Sequestration¦CCS | Mt CO2/yr | Carbon Sequestration¦CCS | CCS potential |  | 2090 | 19.7046 | Carbon Sequestration¦CCS
Downscaling[REMIND-MAgPIE 3.2-4.6 IntegratedPhysicalDamages (95th-high)] | Below 2°C | DEU | Carbon Sequestration¦CCS | Mt CO2/yr | Carbon Sequestration¦CCS | CCS potential |  | 2095 | 19.8766 | Carbon Sequestration¦CCS
Downscaling[REMIND-MAgPIE 3.2-4.6 IntegratedPhysicalDamages (95th-high)] | Below 2°C | DEU | Carbon Sequestration¦CCS | Mt CO2/yr | Carbon Sequestration¦CCS | CCS potential |  | 2100 | 19.7502 | Carbon Sequestration¦CCS
Downscaling[REMIND-MAgPIE 3.2-4.6 IntegratedPhysicalDamages (95th-high)] | Below 2°C | DEU | Final Energy¦Industry¦Electricity | EJ/yr | Final Energy¦Industry¦Electricity | demand_projection | elc_industry | 2020 | 0.9453 | Final Energy¦Industry¦Electricity
Downscaling[REMIND-MAgPIE 3.2-4.6 IntegratedPhysicalDamages (95th-high)] | Below 2°C | DEU | Final Energy¦Industry¦Electricity | EJ/yr | Final Energy¦Industry¦Electricity | demand_projection | elc_industry | 2025 | 0.8988 | Final Energy¦Industry¦Electricity
Downscaling[REMIND-MAgPIE 3.2-4.6 IntegratedPhysicalDamages (95th-high)] | Below 2°C | DEU | Final Energy¦Industry¦Electricity | EJ/yr | Final Energy¦Industry¦Electricity | demand_projection | elc_industry | 2030 | 0.8829 | Final Energy¦Industry¦Electricity
Downscaling[REMIND-MAgPIE 3.2-4.6 IntegratedPhysicalDamages (95th-high)] | Below 2°C | DEU | Final Energy¦Industry¦Electricity | EJ/yr | Final Energy¦Industry¦Electricity | demand_projection | elc_industry | 2035 | 0.9024 | Final Energy¦Industry¦Electricity
Downscaling[REMIND-MAgPIE 3.2-4.6 IntegratedPhysicalDamages (95th-high)] | Below 2°C | DEU | Final Energy¦Industry¦Electricity | EJ/yr | Final Energy¦Industry¦Electricity | demand_projection | elc_industry | 2040 | 0.8463 | Final Energy¦Industry¦Electricity
Downscaling[REMIND-MAgPIE 3.2-4.6 IntegratedPhysicalDamages (95th-high)] | Below 2°C | DEU | Final Energy¦Industry¦Electricity | EJ/yr | Final Energy¦Industry¦Electricity | demand_projection | elc_industry | 2045 | 0.8141 | Final Energy¦Industry¦Electricity
Downscaling[REMIND-MAgPIE 3.2-4.6 IntegratedPhysicalDamages (95th-high)] | Below 2°C | DEU | Final Energy¦Industry¦Electricity | EJ/yr | Final Energy¦Industry¦Electricity | demand_projection | elc_industry | 2050 | 0.7642 | Final Energy¦Industry¦Electricity
Downscaling[REMIND-MAgPIE 3.2-4.6 IntegratedPhysicalDamages (95th-high)] | Below 2°C | DEU | Final Energy¦Industry¦Electricity | EJ/yr | Final Energy¦Industry¦Electricity | demand_projection | elc_industry | 2055 | 0.7065 | Final Energy¦Industry¦Electricity
Downscaling[REMIND-MAgPIE 3.2-4.6 IntegratedPhysicalDamages (95th-high)] | Below 2°C | DEU | Final Energy¦Industry¦Electricity | EJ/yr | Final Energy¦Industry¦Electricity | demand_projection | elc_industry | 2060 | 0.6272 | Final Energy¦Industry¦Electricity
Downscaling[REMIND-MAgPIE 3.2-4.6 IntegratedPhysicalDamages (95th-high)] | Below 2°C | DEU | Final Energy¦Industry¦Electricity | EJ/yr | Final Energy¦Industry¦Electricity | demand_projection | elc_industry | 2065 | 0.5841 | Final Energy¦Industry¦Electricity
Downscaling[REMIND-MAgPIE 3.2-4.6 IntegratedPhysicalDamages (95th-high)] | Below 2°C | DEU | Final Energy¦Industry¦Electricity | EJ/yr | Final Energy¦Industry¦Electricity | demand_projection | elc_industry | 2070 | 0.5454 | Final Energy¦Industry¦Electricity
Downscaling[REMIND-MAgPIE 3.2-4.6 IntegratedPhysicalDamages (95th-high)] | Below 2°C | DEU | Final Energy¦Industry¦Electricity | EJ/yr | Final Energy¦Industry¦Electricity | demand_projection | elc_industry | 2075 | 0.5105 | Final Energy¦Industry¦Electricity
Downscaling[REMIND-MAgPIE 3.2-4.6 IntegratedPhysicalDamages (95th-high)] | Below 2°C | DEU | Final Energy¦Industry¦Electricity | EJ/yr | Final Energy¦Industry¦Electricity | demand_projection | elc_industry | 2080 | 0.4754 | Final Energy¦Industry¦Electricity
Downscaling[REMIND-MAgPIE 3.2-4.6 IntegratedPhysicalDamages (95th-high)] | Below 2°C | DEU | Final Energy¦Industry¦Electricity | EJ/yr | Final Energy¦Industry¦Electricity | demand_projection | elc_industry | 2085 | 0.4344 | Final Energy¦Industry¦Electricity
Downscaling[REMIND-MAgPIE 3.2-4.6 IntegratedPhysicalDamages (95th-high)] | Below 2°C | DEU | Final Energy¦Industry¦Electricity | EJ/yr | Final Energy¦Industry¦Electricity | demand_projection | elc_industry | 2090 | 0.3957 | Final Energy¦Industry¦Electricity
Downscaling[REMIND-MAgPIE 3.2-4.6 IntegratedPhysicalDamages (95th-high)] | Below 2°C | DEU | Final Energy¦Industry¦Electricity | EJ/yr | Final Energy¦Industry¦Electricity | demand_projection | elc_industry | 2095 | 0.3593 | Final Energy¦Industry¦Electricity
Downscaling[REMIND-MAgPIE 3.2-4.6 IntegratedPhysicalDamages (95th-high)] | Below 2°C | DEU | Final Energy¦Industry¦Electricity | EJ/yr | Final Energy¦Industry¦Electricity | demand_projection | elc_industry | 2100 | 0.319 | Final Energy¦Industry¦Electricity
Downscaling[REMIND-MAgPIE 3.2-4.6 IntegratedPhysicalDamages (95th-high)] | Below 2°C | DEU | Final Energy¦Residential and Commercial¦Electricity | EJ/yr | Final Energy¦Residential and Commercial¦Electricity | demand_projection | elc_buildings | 2020 | 1.1079 | Final Energy¦Residential and Commercial¦Electricity
Downscaling[REMIND-MAgPIE 3.2-4.6 IntegratedPhysicalDamages (95th-high)] | Below 2°C | DEU | Final Energy¦Residential and Commercial¦Electricity | EJ/yr | Final Energy¦Residential and Commercial¦Electricity | demand_projection | elc_buildings | 2025 | 1.0468 | Final Energy¦Residential and Commercial¦Electricity
Downscaling[REMIND-MAgPIE 3.2-4.6 IntegratedPhysicalDamages (95th-high)] | Below 2°C | DEU | Final Energy¦Residential and Commercial¦Electricity | EJ/yr | Final Energy¦Residential and Commercial¦Electricity | demand_projection | elc_buildings | 2030 | 1.081 | Final Energy¦Residential and Commercial¦Electricity
Downscaling[REMIND-MAgPIE 3.2-4.6 IntegratedPhysicalDamages (95th-high)] | Below 2°C | DEU | Final Energy¦Residential and Commercial¦Electricity | EJ/yr | Final Energy¦Residential and Commercial¦Electricity | demand_projection | elc_buildings | 2035 | 1.0913 | Final Energy¦Residential and Commercial¦Electricity
Downscaling[REMIND-MAgPIE 3.2-4.6 IntegratedPhysicalDamages (95th-high)] | Below 2°C | DEU | Final Energy¦Residential and Commercial¦Electricity | EJ/yr | Final Energy¦Residential and Commercial¦Electricity | demand_projection | elc_buildings | 2040 | 1.0685 | Final Energy¦Residential and Commercial¦Electricity
Downscaling[REMIND-MAgPIE 3.2-4.6 IntegratedPhysicalDamages (95th-high)] | Below 2°C | DEU | Final Energy¦Residential and Commercial¦Electricity | EJ/yr | Final Energy¦Residential and Commercial¦Electricity | demand_projection | elc_buildings | 2045 | 1.055 | Final Energy¦Residential and Commercial¦Electricity
Downscaling[REMIND-MAgPIE 3.2-4.6 IntegratedPhysicalDamages (95th-high)] | Below 2°C | DEU | Final Energy¦Residential and Commercial¦Electricity | EJ/yr | Final Energy¦Residential and Commercial¦Electricity | demand_projection | elc_buildings | 2050 | 1.0225 | Final Energy¦Residential and Commercial¦Electricity
Downscaling[REMIND-MAgPIE 3.2-4.6 IntegratedPhysicalDamages (95th-high)] | Below 2°C | DEU | Final Energy¦Residential and Commercial¦Electricity | EJ/yr | Final Energy¦Residential and Commercial¦Electricity | demand_projection | elc_buildings | 2055 | 0.9589 | Final Energy¦Residential and Commercial¦Electricity
Downscaling[REMIND-MAgPIE 3.2-4.6 IntegratedPhysicalDamages (95th-high)] | Below 2°C | DEU | Final Energy¦Residential and Commercial¦Electricity | EJ/yr | Final Energy¦Residential and Commercial¦Electricity | demand_projection | elc_buildings | 2060 | 0.958 | Final Energy¦Residential and Commercial¦Electricity
Downscaling[REMIND-MAgPIE 3.2-4.6 IntegratedPhysicalDamages (95th-high)] | Below 2°C | DEU | Final Energy¦Residential and Commercial¦Electricity | EJ/yr | Final Energy¦Residential and Commercial¦Electricity | demand_projection | elc_buildings | 2065 | 0.9505 | Final Energy¦Residential and Commercial¦Electricity
Downscaling[REMIND-MAgPIE 3.2-4.6 IntegratedPhysicalDamages (95th-high)] | Below 2°C | DEU | Final Energy¦Residential and Commercial¦Electricity | EJ/yr | Final Energy¦Residential and Commercial¦Electricity | demand_projection | elc_buildings | 2070 | 0.9361 | Final Energy¦Residential and Commercial¦Electricity
Downscaling[REMIND-MAgPIE 3.2-4.6 IntegratedPhysicalDamages (95th-high)] | Below 2°C | DEU | Final Energy¦Residential and Commercial¦Electricity | EJ/yr | Final Energy¦Residential and Commercial¦Electricity | demand_projection | elc_buildings | 2075 | 0.9614 | Final Energy¦Residential and Commercial¦Electricity
Downscaling[REMIND-MAgPIE 3.2-4.6 IntegratedPhysicalDamages (95th-high)] | Below 2°C | DEU | Final Energy¦Residential and Commercial¦Electricity | EJ/yr | Final Energy¦Residential and Commercial¦Electricity | demand_projection | elc_buildings | 2080 | 0.9888 | Final Energy¦Residential and Commercial¦Electricity
Downscaling[REMIND-MAgPIE 3.2-4.6 IntegratedPhysicalDamages (95th-high)] | Below 2°C | DEU | Final Energy¦Residential and Commercial¦Electricity | EJ/yr | Final Energy¦Residential and Commercial¦Electricity | demand_projection | elc_buildings | 2085 | 1.0139 | Final Energy¦Residential and Commercial¦Electricity
Downscaling[REMIND-MAgPIE 3.2-4.6 IntegratedPhysicalDamages (95th-high)] | Below 2°C | DEU | Final Energy¦Residential and Commercial¦Electricity | EJ/yr | Final Energy¦Residential and Commercial¦Electricity | demand_projection | elc_buildings | 2090 | 1.0368 | Final Energy¦Residential and Commercial¦Electricity
Downscaling[REMIND-MAgPIE 3.2-4.6 IntegratedPhysicalDamages (95th-high)] | Below 2°C | DEU | Final Energy¦Residential and Commercial¦Electricity | EJ/yr | Final Energy¦Residential and Commercial¦Electricity | demand_projection | elc_buildings | 2095 | 1.0578 | Final Energy¦Residential and Commercial¦Electricity
Downscaling[REMIND-MAgPIE 3.2-4.6 IntegratedPhysicalDamages (95th-high)] | Below 2°C | DEU | Final Energy¦Residential and Commercial¦Electricity | EJ/yr | Final Energy¦Residential and Commercial¦Electricity | demand_projection | elc_buildings | 2100 | 1.0853 | Final Energy¦Residential and Commercial¦Electricity
Downscaling[REMIND-MAgPIE 3.2-4.6 IntegratedPhysicalDamages (95th-high)] | Below 2°C | DEU | Final Energy¦Transportation¦Electricity | EJ/yr | Final Energy¦Transportation¦Electricity | demand_projection | elc_transport | 2020 | 0.0813 | Final Energy¦Transportation¦Electricity
Downscaling[REMIND-MAgPIE 3.2-4.6 IntegratedPhysicalDamages (95th-high)] | Below 2°C | DEU | Final Energy¦Transportation¦Electricity | EJ/yr | Final Energy¦Transportation¦Electricity | demand_projection | elc_transport | 2025 | 0.1964 | Final Energy¦Transportation¦Electricity
Downscaling[REMIND-MAgPIE 3.2-4.6 IntegratedPhysicalDamages (95th-high)] | Below 2°C | DEU | Final Energy¦Transportation¦Electricity | EJ/yr | Final Energy¦Transportation¦Electricity | demand_projection | elc_transport | 2030 | 0.369 | Final Energy¦Transportation¦Electricity
Downscaling[REMIND-MAgPIE 3.2-4.6 IntegratedPhysicalDamages (95th-high)] | Below 2°C | DEU | Final Energy¦Transportation¦Electricity | EJ/yr | Final Energy¦Transportation¦Electricity | demand_projection | elc_transport | 2035 | 0.5069 | Final Energy¦Transportation¦Electricity
Downscaling[REMIND-MAgPIE 3.2-4.6 IntegratedPhysicalDamages (95th-high)] | Below 2°C | DEU | Final Energy¦Transportation¦Electricity | EJ/yr | Final Energy¦Transportation¦Electricity | demand_projection | elc_transport | 2040 | 0.571 | Final Energy¦Transportation¦Electricity
Downscaling[REMIND-MAgPIE 3.2-4.6 IntegratedPhysicalDamages (95th-high)] | Below 2°C | DEU | Final Energy¦Transportation¦Electricity | EJ/yr | Final Energy¦Transportation¦Electricity | demand_projection | elc_transport | 2045 | 0.5814 | Final Energy¦Transportation¦Electricity
Downscaling[REMIND-MAgPIE 3.2-4.6 IntegratedPhysicalDamages (95th-high)] | Below 2°C | DEU | Final Energy¦Transportation¦Electricity | EJ/yr | Final Energy¦Transportation¦Electricity | demand_projection | elc_transport | 2050 | 0.5732 | Final Energy¦Transportation¦Electricity
Downscaling[REMIND-MAgPIE 3.2-4.6 IntegratedPhysicalDamages (95th-high)] | Below 2°C | DEU | Final Energy¦Transportation¦Electricity | EJ/yr | Final Energy¦Transportation¦Electricity | demand_projection | elc_transport | 2055 | 0.5701 | Final Energy¦Transportation¦Electricity
Downscaling[REMIND-MAgPIE 3.2-4.6 IntegratedPhysicalDamages (95th-high)] | Below 2°C | DEU | Final Energy¦Transportation¦Electricity | EJ/yr | Final Energy¦Transportation¦Electricity | demand_projection | elc_transport | 2060 | 0.5622 | Final Energy¦Transportation¦Electricity
Downscaling[REMIND-MAgPIE 3.2-4.6 IntegratedPhysicalDamages (95th-high)] | Below 2°C | DEU | Final Energy¦Transportation¦Electricity | EJ/yr | Final Energy¦Transportation¦Electricity | demand_projection | elc_transport | 2065 | 0.5495 | Final Energy¦Transportation¦Electricity
Downscaling[REMIND-MAgPIE 3.2-4.6 IntegratedPhysicalDamages (95th-high)] | Below 2°C | DEU | Final Energy¦Transportation¦Electricity | EJ/yr | Final Energy¦Transportation¦Electricity | demand_projection | elc_transport | 2070 | 0.5508 | Final Energy¦Transportation¦Electricity
Downscaling[REMIND-MAgPIE 3.2-4.6 IntegratedPhysicalDamages (95th-high)] | Below 2°C | DEU | Final Energy¦Transportation¦Electricity | EJ/yr | Final Energy¦Transportation¦Electricity | demand_projection | elc_transport | 2075 | 0.5538 | Final Energy¦Transportation¦Electricity
Downscaling[REMIND-MAgPIE 3.2-4.6 IntegratedPhysicalDamages (95th-high)] | Below 2°C | DEU | Final Energy¦Transportation¦Electricity | EJ/yr | Final Energy¦Transportation¦Electricity | demand_projection | elc_transport | 2080 | 0.5469 | Final Energy¦Transportation¦Electricity
Downscaling[REMIND-MAgPIE 3.2-4.6 IntegratedPhysicalDamages (95th-high)] | Below 2°C | DEU | Final Energy¦Transportation¦Electricity | EJ/yr | Final Energy¦Transportation¦Electricity | demand_projection | elc_transport | 2085 | 0.5294 | Final Energy¦Transportation¦Electricity
Downscaling[REMIND-MAgPIE 3.2-4.6 IntegratedPhysicalDamages (95th-high)] | Below 2°C | DEU | Final Energy¦Transportation¦Electricity | EJ/yr | Final Energy¦Transportation¦Electricity | demand_projection | elc_transport | 2090 | 0.5099 | Final Energy¦Transportation¦Electricity
Downscaling[REMIND-MAgPIE 3.2-4.6 IntegratedPhysicalDamages (95th-high)] | Below 2°C | DEU | Final Energy¦Transportation¦Electricity | EJ/yr | Final Energy¦Transportation¦Electricity | demand_projection | elc_transport | 2095 | 0.4906 | Final Energy¦Transportation¦Electricity
Downscaling[REMIND-MAgPIE 3.2-4.6 IntegratedPhysicalDamages (95th-high)] | Below 2°C | DEU | Final Energy¦Transportation¦Electricity | EJ/yr | Final Energy¦Transportation¦Electricity | demand_projection | elc_transport | 2100 | 0.4792 | Final Energy¦Transportation¦Electricity
Downscaling[REMIND-MAgPIE 3.2-4.6 IntegratedPhysicalDamages (95th-high)] | Below 2°C | DEU | Secondary Energy¦Hydrogen | EJ/yr | Secondary Energy¦Hydrogen | demand_projection | hydrogen_allsect | 2020 | 0.0124 | Secondary Energy¦Hydrogen
Downscaling[REMIND-MAgPIE 3.2-4.6 IntegratedPhysicalDamages (95th-high)] | Below 2°C | DEU | Secondary Energy¦Hydrogen | EJ/yr | Secondary Energy¦Hydrogen | demand_projection | hydrogen_allsect | 2025 | 0.046 | Secondary Energy¦Hydrogen
Downscaling[REMIND-MAgPIE 3.2-4.6 IntegratedPhysicalDamages (95th-high)] | Below 2°C | DEU | Secondary Energy¦Hydrogen | EJ/yr | Secondary Energy¦Hydrogen | demand_projection | hydrogen_allsect | 2030 | 0.0681 | Secondary Energy¦Hydrogen
Downscaling[REMIND-MAgPIE 3.2-4.6 IntegratedPhysicalDamages (95th-high)] | Below 2°C | DEU | Secondary Energy¦Hydrogen | EJ/yr | Secondary Energy¦Hydrogen | demand_projection | hydrogen_allsect | 2035 | 0.0935 | Secondary Energy¦Hydrogen
Downscaling[REMIND-MAgPIE 3.2-4.6 IntegratedPhysicalDamages (95th-high)] | Below 2°C | DEU | Secondary Energy¦Hydrogen | EJ/yr | Secondary Energy¦Hydrogen | demand_projection | hydrogen_allsect | 2040 | 0.1191 | Secondary Energy¦Hydrogen
Downscaling[REMIND-MAgPIE 3.2-4.6 IntegratedPhysicalDamages (95th-high)] | Below 2°C | DEU | Secondary Energy¦Hydrogen | EJ/yr | Secondary Energy¦Hydrogen | demand_projection | hydrogen_allsect | 2045 | 0.1713 | Secondary Energy¦Hydrogen
Downscaling[REMIND-MAgPIE 3.2-4.6 IntegratedPhysicalDamages (95th-high)] | Below 2°C | DEU | Secondary Energy¦Hydrogen | EJ/yr | Secondary Energy¦Hydrogen | demand_projection | hydrogen_allsect | 2050 | 0.2307 | Secondary Energy¦Hydrogen
Downscaling[REMIND-MAgPIE 3.2-4.6 IntegratedPhysicalDamages (95th-high)] | Below 2°C | DEU | Secondary Energy¦Hydrogen | EJ/yr | Secondary Energy¦Hydrogen | demand_projection | hydrogen_allsect | 2055 | 0.283 | Secondary Energy¦Hydrogen
Downscaling[REMIND-MAgPIE 3.2-4.6 IntegratedPhysicalDamages (95th-high)] | Below 2°C | DEU | Secondary Energy¦Hydrogen | EJ/yr | Secondary Energy¦Hydrogen | demand_projection | hydrogen_allsect | 2060 | 0.3401 | Secondary Energy¦Hydrogen
Downscaling[REMIND-MAgPIE 3.2-4.6 IntegratedPhysicalDamages (95th-high)] | Below 2°C | DEU | Secondary Energy¦Hydrogen | EJ/yr | Secondary Energy¦Hydrogen | demand_projection | hydrogen_allsect | 2065 | 0.3308 | Secondary Energy¦Hydrogen
Downscaling[REMIND-MAgPIE 3.2-4.6 IntegratedPhysicalDamages (95th-high)] | Below 2°C | DEU | Secondary Energy¦Hydrogen | EJ/yr | Secondary Energy¦Hydrogen | demand_projection | hydrogen_allsect | 2070 | 0.3172 | Secondary Energy¦Hydrogen
Downscaling[REMIND-MAgPIE 3.2-4.6 IntegratedPhysicalDamages (95th-high)] | Below 2°C | DEU | Secondary Energy¦Hydrogen | EJ/yr | Secondary Energy¦Hydrogen | demand_projection | hydrogen_allsect | 2075 | 0.3017 | Secondary Energy¦Hydrogen
Downscaling[REMIND-MAgPIE 3.2-4.6 IntegratedPhysicalDamages (95th-high)] | Below 2°C | DEU | Secondary Energy¦Hydrogen | EJ/yr | Secondary Energy¦Hydrogen | demand_projection | hydrogen_allsect | 2080 | 0.2858 | Secondary Energy¦Hydrogen
Downscaling[REMIND-MAgPIE 3.2-4.6 IntegratedPhysicalDamages (95th-high)] | Below 2°C | DEU | Secondary Energy¦Hydrogen | EJ/yr | Secondary Energy¦Hydrogen | demand_projection | hydrogen_allsect | 2085 | 0.2817 | Secondary Energy¦Hydrogen
Downscaling[REMIND-MAgPIE 3.2-4.6 IntegratedPhysicalDamages (95th-high)] | Below 2°C | DEU | Secondary Energy¦Hydrogen | EJ/yr | Secondary Energy¦Hydrogen | demand_projection | hydrogen_allsect | 2090 | 0.2782 | Secondary Energy¦Hydrogen
Downscaling[REMIND-MAgPIE 3.2-4.6 IntegratedPhysicalDamages (95th-high)] | Below 2°C | DEU | Secondary Energy¦Hydrogen | EJ/yr | Secondary Energy¦Hydrogen | demand_projection | hydrogen_allsect | 2095 | 0.2808 | Secondary Energy¦Hydrogen
Downscaling[REMIND-MAgPIE 3.2-4.6 IntegratedPhysicalDamages (95th-high)] | Below 2°C | DEU | Secondary Energy¦Hydrogen | EJ/yr | Secondary Energy¦Hydrogen | demand_projection | hydrogen_allsect | 2100 | 0.2793 | Secondary Energy¦Hydrogen
Downscaling[REMIND-MAgPIE 3.2-4.6 IntegratedPhysicalDamages (95th-high)] | Below 2°C | DEU | Secondary Energy¦Electricity¦Coal | EJ/yr | Secondary Energy¦Electricity¦Coal | elec_co2 |  | 2020 | 0.6811 | Secondary Energy¦Electricity¦Coal | 94
Downscaling[REMIND-MAgPIE 3.2-4.6 IntegratedPhysicalDamages (95th-high)] | Below 2°C | DEU | Secondary Energy¦Electricity¦Coal | EJ/yr | Secondary Energy¦Electricity¦Coal | elec_co2 |  | 2025 | 0.2252 | Secondary Energy¦Electricity¦Coal | 94
Downscaling[REMIND-MAgPIE 3.2-4.6 IntegratedPhysicalDamages (95th-high)] | Below 2°C | DEU | Secondary Energy¦Electricity¦Coal | EJ/yr | Secondary Energy¦Electricity¦Coal | elec_co2 |  | 2030 | 0.0008 | Secondary Energy¦Electricity¦Coal | 94
Downscaling[REMIND-MAgPIE 3.2-4.6 IntegratedPhysicalDamages (95th-high)] | Below 2°C | DEU | Secondary Energy¦Electricity¦Coal | EJ/yr | Secondary Energy¦Electricity¦Coal | elec_co2 |  | 2035 | 0.0007 | Secondary Energy¦Electricity¦Coal | 94
Downscaling[REMIND-MAgPIE 3.2-4.6 IntegratedPhysicalDamages (95th-high)] | Below 2°C | DEU | Secondary Energy¦Electricity¦Coal | EJ/yr | Secondary Energy¦Electricity¦Coal | elec_co2 |  | 2040 | 0.0004 | Secondary Energy¦Electricity¦Coal | 94
Downscaling[REMIND-MAgPIE 3.2-4.6 IntegratedPhysicalDamages (95th-high)] | Below 2°C | DEU | Secondary Energy¦Electricity¦Coal | EJ/yr | Secondary Energy¦Electricity¦Coal | elec_co2 |  | 2045 | 0.0003 | Secondary Energy¦Electricity¦Coal | 94
Downscaling[REMIND-MAgPIE 3.2-4.6 IntegratedPhysicalDamages (95th-high)] | Below 2°C | DEU | Secondary Energy¦Electricity¦Coal | EJ/yr | Secondary Energy¦Electricity¦Coal | elec_co2 |  | 2050 | 0.0001 | Secondary Energy¦Electricity¦Coal | 94
Downscaling[REMIND-MAgPIE 3.2-4.6 IntegratedPhysicalDamages (95th-high)] | Below 2°C | DEU | Secondary Energy¦Electricity¦Coal | EJ/yr | Secondary Energy¦Electricity¦Coal | elec_co2 |  | 2055 | 0 | Secondary Energy¦Electricity¦Coal | 94
Downscaling[REMIND-MAgPIE 3.2-4.6 IntegratedPhysicalDamages (95th-high)] | Below 2°C | DEU | Secondary Energy¦Electricity¦Coal | EJ/yr | Secondary Energy¦Electricity¦Coal | elec_co2 |  | 2060 | 0 | Secondary Energy¦Electricity¦Coal | 94
Downscaling[REMIND-MAgPIE 3.2-4.6 IntegratedPhysicalDamages (95th-high)] | Below 2°C | DEU | Secondary Energy¦Electricity¦Coal | EJ/yr | Secondary Energy¦Electricity¦Coal | elec_co2 |  | 2065 | 0 | Secondary Energy¦Electricity¦Coal | 94
Downscaling[REMIND-MAgPIE 3.2-4.6 IntegratedPhysicalDamages (95th-high)] | Below 2°C | DEU | Secondary Energy¦Electricity¦Coal | EJ/yr | Secondary Energy¦Electricity¦Coal | elec_co2 |  | 2070 | 0 | Secondary Energy¦Electricity¦Coal | 94
Downscaling[REMIND-MAgPIE 3.2-4.6 IntegratedPhysicalDamages (95th-high)] | Below 2°C | DEU | Secondary Energy¦Electricity¦Coal | EJ/yr | Secondary Energy¦Electricity¦Coal | elec_co2 |  | 2075 | 0 | Secondary Energy¦Electricity¦Coal | 94
Downscaling[REMIND-MAgPIE 3.2-4.6 IntegratedPhysicalDamages (95th-high)] | Below 2°C | DEU | Secondary Energy¦Electricity¦Coal | EJ/yr | Secondary Energy¦Electricity¦Coal | elec_co2 |  | 2080 | 0 | Secondary Energy¦Electricity¦Coal | 94
Downscaling[REMIND-MAgPIE 3.2-4.6 IntegratedPhysicalDamages (95th-high)] | Below 2°C | DEU | Secondary Energy¦Electricity¦Coal | EJ/yr | Secondary Energy¦Electricity¦Coal | elec_co2 |  | 2085 | 0 | Secondary Energy¦Electricity¦Coal | 94
Downscaling[REMIND-MAgPIE 3.2-4.6 IntegratedPhysicalDamages (95th-high)] | Below 2°C | DEU | Secondary Energy¦Electricity¦Coal | EJ/yr | Secondary Energy¦Electricity¦Coal | elec_co2 |  | 2090 | 0 | Secondary Energy¦Electricity¦Coal | 94
Downscaling[REMIND-MAgPIE 3.2-4.6 IntegratedPhysicalDamages (95th-high)] | Below 2°C | DEU | Secondary Energy¦Electricity¦Coal | EJ/yr | Secondary Energy¦Electricity¦Coal | elec_co2 |  | 2095 | 0 | Secondary Energy¦Electricity¦Coal | 94
Downscaling[REMIND-MAgPIE 3.2-4.6 IntegratedPhysicalDamages (95th-high)] | Below 2°C | DEU | Secondary Energy¦Electricity¦Coal | EJ/yr | Secondary Energy¦Electricity¦Coal | elec_co2 |  | 2100 | 0 | Secondary Energy¦Electricity¦Coal | 94
Downscaling[REMIND-MAgPIE 3.2-4.6 IntegratedPhysicalDamages (95th-high)] | Below 2°C | DEU | Secondary Energy¦Electricity¦Gas | EJ/yr | Secondary Energy¦Electricity¦Gas | elec_co2 |  | 2020 | 0.4457 | Secondary Energy¦Electricity¦Gas | 55
Downscaling[REMIND-MAgPIE 3.2-4.6 IntegratedPhysicalDamages (95th-high)] | Below 2°C | DEU | Secondary Energy¦Electricity¦Gas | EJ/yr | Secondary Energy¦Electricity¦Gas | elec_co2 |  | 2025 | 0.4342 | Secondary Energy¦Electricity¦Gas | 55
Downscaling[REMIND-MAgPIE 3.2-4.6 IntegratedPhysicalDamages (95th-high)] | Below 2°C | DEU | Secondary Energy¦Electricity¦Gas | EJ/yr | Secondary Energy¦Electricity¦Gas | elec_co2 |  | 2030 | 0.1717 | Secondary Energy¦Electricity¦Gas | 55
Downscaling[REMIND-MAgPIE 3.2-4.6 IntegratedPhysicalDamages (95th-high)] | Below 2°C | DEU | Secondary Energy¦Electricity¦Gas | EJ/yr | Secondary Energy¦Electricity¦Gas | elec_co2 |  | 2035 | 0.0767 | Secondary Energy¦Electricity¦Gas | 55
Downscaling[REMIND-MAgPIE 3.2-4.6 IntegratedPhysicalDamages (95th-high)] | Below 2°C | DEU | Secondary Energy¦Electricity¦Gas | EJ/yr | Secondary Energy¦Electricity¦Gas | elec_co2 |  | 2040 | 0.0046 | Secondary Energy¦Electricity¦Gas | 55
Downscaling[REMIND-MAgPIE 3.2-4.6 IntegratedPhysicalDamages (95th-high)] | Below 2°C | DEU | Secondary Energy¦Electricity¦Gas | EJ/yr | Secondary Energy¦Electricity¦Gas | elec_co2 |  | 2045 | 0.0035 | Secondary Energy¦Electricity¦Gas | 55
Downscaling[REMIND-MAgPIE 3.2-4.6 IntegratedPhysicalDamages (95th-high)] | Below 2°C | DEU | Secondary Energy¦Electricity¦Gas | EJ/yr | Secondary Energy¦Electricity¦Gas | elec_co2 |  | 2050 | 0.0024 | Secondary Energy¦Electricity¦Gas | 55
Downscaling[REMIND-MAgPIE 3.2-4.6 IntegratedPhysicalDamages (95th-high)] | Below 2°C | DEU | Secondary Energy¦Electricity¦Gas | EJ/yr | Secondary Energy¦Electricity¦Gas | elec_co2 |  | 2055 | 0.0016 | Secondary Energy¦Electricity¦Gas | 55
Downscaling[REMIND-MAgPIE 3.2-4.6 IntegratedPhysicalDamages (95th-high)] | Below 2°C | DEU | Secondary Energy¦Electricity¦Gas | EJ/yr | Secondary Energy¦Electricity¦Gas | elec_co2 |  | 2060 | 0.0009 | Secondary Energy¦Electricity¦Gas | 55
Downscaling[REMIND-MAgPIE 3.2-4.6 IntegratedPhysicalDamages (95th-high)] | Below 2°C | DEU | Secondary Energy¦Electricity¦Gas | EJ/yr | Secondary Energy¦Electricity¦Gas | elec_co2 |  | 2065 | 0.0006 | Secondary Energy¦Electricity¦Gas | 55
Downscaling[REMIND-MAgPIE 3.2-4.6 IntegratedPhysicalDamages (95th-high)] | Below 2°C | DEU | Secondary Energy¦Electricity¦Gas | EJ/yr | Secondary Energy¦Electricity¦Gas | elec_co2 |  | 2070 | 0.0001 | Secondary Energy¦Electricity¦Gas | 55
Downscaling[REMIND-MAgPIE 3.2-4.6 IntegratedPhysicalDamages (95th-high)] | Below 2°C | DEU | Secondary Energy¦Electricity¦Gas | EJ/yr | Secondary Energy¦Electricity¦Gas | elec_co2 |  | 2075 | 0.0001 | Secondary Energy¦Electricity¦Gas | 55
Downscaling[REMIND-MAgPIE 3.2-4.6 IntegratedPhysicalDamages (95th-high)] | Below 2°C | DEU | Secondary Energy¦Electricity¦Gas | EJ/yr | Secondary Energy¦Electricity¦Gas | elec_co2 |  | 2080 | 0 | Secondary Energy¦Electricity¦Gas | 55
Downscaling[REMIND-MAgPIE 3.2-4.6 IntegratedPhysicalDamages (95th-high)] | Below 2°C | DEU | Secondary Energy¦Electricity¦Gas | EJ/yr | Secondary Energy¦Electricity¦Gas | elec_co2 |  | 2085 | 0 | Secondary Energy¦Electricity¦Gas | 55
Downscaling[REMIND-MAgPIE 3.2-4.6 IntegratedPhysicalDamages (95th-high)] | Below 2°C | DEU | Secondary Energy¦Electricity¦Gas | EJ/yr | Secondary Energy¦Electricity¦Gas | elec_co2 |  | 2090 | 0 | Secondary Energy¦Electricity¦Gas | 55
Downscaling[REMIND-MAgPIE 3.2-4.6 IntegratedPhysicalDamages (95th-high)] | Below 2°C | DEU | Secondary Energy¦Electricity¦Gas | EJ/yr | Secondary Energy¦Electricity¦Gas | elec_co2 |  | 2095 | 0 | Secondary Energy¦Electricity¦Gas | 55
Downscaling[REMIND-MAgPIE 3.2-4.6 IntegratedPhysicalDamages (95th-high)] | Below 2°C | DEU | Secondary Energy¦Electricity¦Gas | EJ/yr | Secondary Energy¦Electricity¦Gas | elec_co2 |  | 2100 | 0 | Secondary Energy¦Electricity¦Gas | 55
Downscaling[REMIND-MAgPIE 3.2-4.6 IntegratedPhysicalDamages (95th-high)] | Below 2°C | DEU | Secondary Energy¦Electricity¦Oil | EJ/yr | Secondary Energy¦Electricity¦Oil | elec_co2 |  | 2020 | 0.0161 | Secondary Energy¦Electricity¦Oil | 70
Downscaling[REMIND-MAgPIE 3.2-4.6 IntegratedPhysicalDamages (95th-high)] | Below 2°C | DEU | Secondary Energy¦Electricity¦Oil | EJ/yr | Secondary Energy¦Electricity¦Oil | elec_co2 |  | 2025 | 0.0098 | Secondary Energy¦Electricity¦Oil | 70
Downscaling[REMIND-MAgPIE 3.2-4.6 IntegratedPhysicalDamages (95th-high)] | Below 2°C | DEU | Secondary Energy¦Electricity¦Oil | EJ/yr | Secondary Energy¦Electricity¦Oil | elec_co2 |  | 2030 | 0.0038 | Secondary Energy¦Electricity¦Oil | 70
Downscaling[REMIND-MAgPIE 3.2-4.6 IntegratedPhysicalDamages (95th-high)] | Below 2°C | DEU | Secondary Energy¦Electricity¦Oil | EJ/yr | Secondary Energy¦Electricity¦Oil | elec_co2 |  | 2035 | 0 | Secondary Energy¦Electricity¦Oil | 70
Downscaling[REMIND-MAgPIE 3.2-4.6 IntegratedPhysicalDamages (95th-high)] | Below 2°C | DEU | Secondary Energy¦Electricity¦Oil | EJ/yr | Secondary Energy¦Electricity¦Oil | elec_co2 |  | 2040 | 0 | Secondary Energy¦Electricity¦Oil | 70
Downscaling[REMIND-MAgPIE 3.2-4.6 IntegratedPhysicalDamages (95th-high)] | Below 2°C | DEU | Secondary Energy¦Electricity¦Oil | EJ/yr | Secondary Energy¦Electricity¦Oil | elec_co2 |  | 2045 | 0 | Secondary Energy¦Electricity¦Oil | 70
Downscaling[REMIND-MAgPIE 3.2-4.6 IntegratedPhysicalDamages (95th-high)] | Below 2°C | DEU | Secondary Energy¦Electricity¦Oil | EJ/yr | Secondary Energy¦Electricity¦Oil | elec_co2 |  | 2050 | 0 | Secondary Energy¦Electricity¦Oil | 70
Downscaling[REMIND-MAgPIE 3.2-4.6 IntegratedPhysicalDamages (95th-high)] | Below 2°C | DEU | Secondary Energy¦Electricity¦Oil | EJ/yr | Secondary Energy¦Electricity¦Oil | elec_co2 |  | 2055 | 0 | Secondary Energy¦Electricity¦Oil | 70
Downscaling[REMIND-MAgPIE 3.2-4.6 IntegratedPhysicalDamages (95th-high)] | Below 2°C | DEU | Secondary Energy¦Electricity¦Oil | EJ/yr | Secondary Energy¦Electricity¦Oil | elec_co2 |  | 2060 | 0 | Secondary Energy¦Electricity¦Oil | 70
Downscaling[REMIND-MAgPIE 3.2-4.6 IntegratedPhysicalDamages (95th-high)] | Below 2°C | DEU | Secondary Energy¦Electricity¦Oil | EJ/yr | Secondary Energy¦Electricity¦Oil | elec_co2 |  | 2065 | 0 | Secondary Energy¦Electricity¦Oil | 70
Downscaling[REMIND-MAgPIE 3.2-4.6 IntegratedPhysicalDamages (95th-high)] | Below 2°C | DEU | Secondary Energy¦Electricity¦Oil | EJ/yr | Secondary Energy¦Electricity¦Oil | elec_co2 |  | 2070 | 0 | Secondary Energy¦Electricity¦Oil | 70
Downscaling[REMIND-MAgPIE 3.2-4.6 IntegratedPhysicalDamages (95th-high)] | Below 2°C | DEU | Secondary Energy¦Electricity¦Oil | EJ/yr | Secondary Energy¦Electricity¦Oil | elec_co2 |  | 2075 | 0 | Secondary Energy¦Electricity¦Oil | 70
Downscaling[REMIND-MAgPIE 3.2-4.6 IntegratedPhysicalDamages (95th-high)] | Below 2°C | DEU | Secondary Energy¦Electricity¦Oil | EJ/yr | Secondary Energy¦Electricity¦Oil | elec_co2 |  | 2080 | 0 | Secondary Energy¦Electricity¦Oil | 70
Downscaling[REMIND-MAgPIE 3.2-4.6 IntegratedPhysicalDamages (95th-high)] | Below 2°C | DEU | Secondary Energy¦Electricity¦Oil | EJ/yr | Secondary Energy¦Electricity¦Oil | elec_co2 |  | 2085 | 0 | Secondary Energy¦Electricity¦Oil | 70
Downscaling[REMIND-MAgPIE 3.2-4.6 IntegratedPhysicalDamages (95th-high)] | Below 2°C | DEU | Secondary Energy¦Electricity¦Oil | EJ/yr | Secondary Energy¦Electricity¦Oil | elec_co2 |  | 2090 | 0 | Secondary Energy¦Electricity¦Oil | 70
Downscaling[REMIND-MAgPIE 3.2-4.6 IntegratedPhysicalDamages (95th-high)] | Below 2°C | DEU | Secondary Energy¦Electricity¦Oil | EJ/yr | Secondary Energy¦Electricity¦Oil | elec_co2 |  | 2095 | 0 | Secondary Energy¦Electricity¦Oil | 70
Downscaling[REMIND-MAgPIE 3.2-4.6 IntegratedPhysicalDamages (95th-high)] | Below 2°C | DEU | Secondary Energy¦Electricity¦Oil | EJ/yr | Secondary Energy¦Electricity¦Oil | elec_co2 |  | 2100 | 0 | Secondary Energy¦Electricity¦Oil | 70
Downscaling[REMIND-MAgPIE 3.2-4.6 IntegratedPhysicalDamages (95th-high)] | Below 2°C | DEU | Price¦Primary Energy¦Biomass | US$2010/GJ | Price¦Primary Energy¦Biomass | fuel_supply | bioenergy | 2020 | 5.3799 | Price¦Primary Energy¦Biomass
Downscaling[REMIND-MAgPIE 3.2-4.6 IntegratedPhysicalDamages (95th-high)] | Below 2°C | DEU | Price¦Primary Energy¦Biomass | US$2010/GJ | Price¦Primary Energy¦Biomass | fuel_supply | bioenergy | 2025 | 5.8288 | Price¦Primary Energy¦Biomass
Downscaling[REMIND-MAgPIE 3.2-4.6 IntegratedPhysicalDamages (95th-high)] | Below 2°C | DEU | Price¦Primary Energy¦Biomass | US$2010/GJ | Price¦Primary Energy¦Biomass | fuel_supply | bioenergy | 2030 | 5.8674 | Price¦Primary Energy¦Biomass
Downscaling[REMIND-MAgPIE 3.2-4.6 IntegratedPhysicalDamages (95th-high)] | Below 2°C | DEU | Price¦Primary Energy¦Biomass | US$2010/GJ | Price¦Primary Energy¦Biomass | fuel_supply | bioenergy | 2035 | 6.2736 | Price¦Primary Energy¦Biomass
Downscaling[REMIND-MAgPIE 3.2-4.6 IntegratedPhysicalDamages (95th-high)] | Below 2°C | DEU | Price¦Primary Energy¦Biomass | US$2010/GJ | Price¦Primary Energy¦Biomass | fuel_supply | bioenergy | 2040 | 7.5656 | Price¦Primary Energy¦Biomass
Downscaling[REMIND-MAgPIE 3.2-4.6 IntegratedPhysicalDamages (95th-high)] | Below 2°C | DEU | Price¦Primary Energy¦Biomass | US$2010/GJ | Price¦Primary Energy¦Biomass | fuel_supply | bioenergy | 2045 | 6.9854 | Price¦Primary Energy¦Biomass
Downscaling[REMIND-MAgPIE 3.2-4.6 IntegratedPhysicalDamages (95th-high)] | Below 2°C | DEU | Price¦Primary Energy¦Biomass | US$2010/GJ | Price¦Primary Energy¦Biomass | fuel_supply | bioenergy | 2050 | 7.5674 | Price¦Primary Energy¦Biomass
Downscaling[REMIND-MAgPIE 3.2-4.6 IntegratedPhysicalDamages (95th-high)] | Below 2°C | DEU | Price¦Primary Energy¦Biomass | US$2010/GJ | Price¦Primary Energy¦Biomass | fuel_supply | bioenergy | 2055 | 8.5049 | Price¦Primary Energy¦Biomass
Downscaling[REMIND-MAgPIE 3.2-4.6 IntegratedPhysicalDamages (95th-high)] | Below 2°C | DEU | Price¦Primary Energy¦Biomass | US$2010/GJ | Price¦Primary Energy¦Biomass | fuel_supply | bioenergy | 2060 | 12.7255 | Price¦Primary Energy¦Biomass
Downscaling[REMIND-MAgPIE 3.2-4.6 IntegratedPhysicalDamages (95th-high)] | Below 2°C | DEU | Price¦Primary Energy¦Biomass | US$2010/GJ | Price¦Primary Energy¦Biomass | fuel_supply | bioenergy | 2065 | 12.2887 | Price¦Primary Energy¦Biomass
Downscaling[REMIND-MAgPIE 3.2-4.6 IntegratedPhysicalDamages (95th-high)] | Below 2°C | DEU | Price¦Primary Energy¦Biomass | US$2010/GJ | Price¦Primary Energy¦Biomass | fuel_supply | bioenergy | 2070 | 11.8519 | Price¦Primary Energy¦Biomass
Downscaling[REMIND-MAgPIE 3.2-4.6 IntegratedPhysicalDamages (95th-high)] | Below 2°C | DEU | Price¦Primary Energy¦Biomass | US$2010/GJ | Price¦Primary Energy¦Biomass | fuel_supply | bioenergy | 2075 | 12.9836 | Price¦Primary Energy¦Biomass
Downscaling[REMIND-MAgPIE 3.2-4.6 IntegratedPhysicalDamages (95th-high)] | Below 2°C | DEU | Price¦Primary Energy¦Biomass | US$2010/GJ | Price¦Primary Energy¦Biomass | fuel_supply | bioenergy | 2080 | 14.1152 | Price¦Primary Energy¦Biomass
Downscaling[REMIND-MAgPIE 3.2-4.6 IntegratedPhysicalDamages (95th-high)] | Below 2°C | DEU | Price¦Primary Energy¦Biomass | US$2010/GJ | Price¦Primary Energy¦Biomass | fuel_supply | bioenergy | 2085 | 14.801 | Price¦Primary Energy¦Biomass
Downscaling[REMIND-MAgPIE 3.2-4.6 IntegratedPhysicalDamages (95th-high)] | Below 2°C | DEU | Price¦Primary Energy¦Biomass | US$2010/GJ | Price¦Primary Energy¦Biomass | fuel_supply | bioenergy | 2090 | 15.4867 | Price¦Primary Energy¦Biomass
Downscaling[REMIND-MAgPIE 3.2-4.6 IntegratedPhysicalDamages (95th-high)] | Below 2°C | DEU | Price¦Primary Energy¦Biomass | US$2010/GJ | Price¦Primary Energy¦Biomass | fuel_supply | bioenergy | 2095 | 15.7785 | Price¦Primary Energy¦Biomass
Downscaling[REMIND-MAgPIE 3.2-4.6 IntegratedPhysicalDamages (95th-high)] | Below 2°C | DEU | Price¦Primary Energy¦Biomass | US$2010/GJ | Price¦Primary Energy¦Biomass | fuel_supply | bioenergy | 2100 | 16.0704 | Price¦Primary Energy¦Biomass
Downscaling[REMIND-MAgPIE 3.2-4.6 IntegratedPhysicalDamages (95th-high)] | Below 2°C | DEU | Price¦Primary Energy¦Coal | US$2010/GJ | Price¦Primary Energy¦Coal | fuel_supply | coal | 2020 | 2.0344 | Price¦Primary Energy¦Coal
Downscaling[REMIND-MAgPIE 3.2-4.6 IntegratedPhysicalDamages (95th-high)] | Below 2°C | DEU | Price¦Primary Energy¦Coal | US$2010/GJ | Price¦Primary Energy¦Coal | fuel_supply | coal | 2025 | 2.3613 | Price¦Primary Energy¦Coal
Downscaling[REMIND-MAgPIE 3.2-4.6 IntegratedPhysicalDamages (95th-high)] | Below 2°C | DEU | Price¦Primary Energy¦Coal | US$2010/GJ | Price¦Primary Energy¦Coal | fuel_supply | coal | 2030 | 1.636 | Price¦Primary Energy¦Coal
Downscaling[REMIND-MAgPIE 3.2-4.6 IntegratedPhysicalDamages (95th-high)] | Below 2°C | DEU | Price¦Primary Energy¦Coal | US$2010/GJ | Price¦Primary Energy¦Coal | fuel_supply | coal | 2035 | 1.3335 | Price¦Primary Energy¦Coal
Downscaling[REMIND-MAgPIE 3.2-4.6 IntegratedPhysicalDamages (95th-high)] | Below 2°C | DEU | Price¦Primary Energy¦Coal | US$2010/GJ | Price¦Primary Energy¦Coal | fuel_supply | coal | 2040 | 1.329 | Price¦Primary Energy¦Coal
Downscaling[REMIND-MAgPIE 3.2-4.6 IntegratedPhysicalDamages (95th-high)] | Below 2°C | DEU | Price¦Primary Energy¦Coal | US$2010/GJ | Price¦Primary Energy¦Coal | fuel_supply | coal | 2045 | 1.3561 | Price¦Primary Energy¦Coal
Downscaling[REMIND-MAgPIE 3.2-4.6 IntegratedPhysicalDamages (95th-high)] | Below 2°C | DEU | Price¦Primary Energy¦Coal | US$2010/GJ | Price¦Primary Energy¦Coal | fuel_supply | coal | 2050 | 1.5891 | Price¦Primary Energy¦Coal
Downscaling[REMIND-MAgPIE 3.2-4.6 IntegratedPhysicalDamages (95th-high)] | Below 2°C | DEU | Price¦Primary Energy¦Coal | US$2010/GJ | Price¦Primary Energy¦Coal | fuel_supply | coal | 2055 | 1.3658 | Price¦Primary Energy¦Coal
Downscaling[REMIND-MAgPIE 3.2-4.6 IntegratedPhysicalDamages (95th-high)] | Below 2°C | DEU | Price¦Primary Energy¦Coal | US$2010/GJ | Price¦Primary Energy¦Coal | fuel_supply | coal | 2060 | 1.8623 | Price¦Primary Energy¦Coal
Downscaling[REMIND-MAgPIE 3.2-4.6 IntegratedPhysicalDamages (95th-high)] | Below 2°C | DEU | Price¦Primary Energy¦Coal | US$2010/GJ | Price¦Primary Energy¦Coal | fuel_supply | coal | 2065 | 1.8451 | Price¦Primary Energy¦Coal
Downscaling[REMIND-MAgPIE 3.2-4.6 IntegratedPhysicalDamages (95th-high)] | Below 2°C | DEU | Price¦Primary Energy¦Coal | US$2010/GJ | Price¦Primary Energy¦Coal | fuel_supply | coal | 2070 | 1.8278 | Price¦Primary Energy¦Coal
Downscaling[REMIND-MAgPIE 3.2-4.6 IntegratedPhysicalDamages (95th-high)] | Below 2°C | DEU | Price¦Primary Energy¦Coal | US$2010/GJ | Price¦Primary Energy¦Coal | fuel_supply | coal | 2075 | 1.8341 | Price¦Primary Energy¦Coal
Downscaling[REMIND-MAgPIE 3.2-4.6 IntegratedPhysicalDamages (95th-high)] | Below 2°C | DEU | Price¦Primary Energy¦Coal | US$2010/GJ | Price¦Primary Energy¦Coal | fuel_supply | coal | 2080 | 1.8404 | Price¦Primary Energy¦Coal
Downscaling[REMIND-MAgPIE 3.2-4.6 IntegratedPhysicalDamages (95th-high)] | Below 2°C | DEU | Price¦Primary Energy¦Coal | US$2010/GJ | Price¦Primary Energy¦Coal | fuel_supply | coal | 2085 | 1.8694 | Price¦Primary Energy¦Coal
Downscaling[REMIND-MAgPIE 3.2-4.6 IntegratedPhysicalDamages (95th-high)] | Below 2°C | DEU | Price¦Primary Energy¦Coal | US$2010/GJ | Price¦Primary Energy¦Coal | fuel_supply | coal | 2090 | 1.8985 | Price¦Primary Energy¦Coal
Downscaling[REMIND-MAgPIE 3.2-4.6 IntegratedPhysicalDamages (95th-high)] | Below 2°C | DEU | Price¦Primary Energy¦Coal | US$2010/GJ | Price¦Primary Energy¦Coal | fuel_supply | coal | 2095 | 1.7854 | Price¦Primary Energy¦Coal
Downscaling[REMIND-MAgPIE 3.2-4.6 IntegratedPhysicalDamages (95th-high)] | Below 2°C | DEU | Price¦Primary Energy¦Coal | US$2010/GJ | Price¦Primary Energy¦Coal | fuel_supply | coal | 2100 | 1.6724 | Price¦Primary Energy¦Coal
Downscaling[REMIND-MAgPIE 3.2-4.6 IntegratedPhysicalDamages (95th-high)] | Below 2°C | DEU | Price¦Primary Energy¦Gas | US$2010/GJ | Price¦Primary Energy¦Gas | fuel_supply | gas | 2020 | 3.9711 | Price¦Primary Energy¦Gas
Downscaling[REMIND-MAgPIE 3.2-4.6 IntegratedPhysicalDamages (95th-high)] | Below 2°C | DEU | Price¦Primary Energy¦Gas | US$2010/GJ | Price¦Primary Energy¦Gas | fuel_supply | gas | 2025 | 4.7905 | Price¦Primary Energy¦Gas
Downscaling[REMIND-MAgPIE 3.2-4.6 IntegratedPhysicalDamages (95th-high)] | Below 2°C | DEU | Price¦Primary Energy¦Gas | US$2010/GJ | Price¦Primary Energy¦Gas | fuel_supply | gas | 2030 | 4.7936 | Price¦Primary Energy¦Gas
Downscaling[REMIND-MAgPIE 3.2-4.6 IntegratedPhysicalDamages (95th-high)] | Below 2°C | DEU | Price¦Primary Energy¦Gas | US$2010/GJ | Price¦Primary Energy¦Gas | fuel_supply | gas | 2035 | 5.3132 | Price¦Primary Energy¦Gas
Downscaling[REMIND-MAgPIE 3.2-4.6 IntegratedPhysicalDamages (95th-high)] | Below 2°C | DEU | Price¦Primary Energy¦Gas | US$2010/GJ | Price¦Primary Energy¦Gas | fuel_supply | gas | 2040 | 5.0059 | Price¦Primary Energy¦Gas
Downscaling[REMIND-MAgPIE 3.2-4.6 IntegratedPhysicalDamages (95th-high)] | Below 2°C | DEU | Price¦Primary Energy¦Gas | US$2010/GJ | Price¦Primary Energy¦Gas | fuel_supply | gas | 2045 | 4.736 | Price¦Primary Energy¦Gas
Downscaling[REMIND-MAgPIE 3.2-4.6 IntegratedPhysicalDamages (95th-high)] | Below 2°C | DEU | Price¦Primary Energy¦Gas | US$2010/GJ | Price¦Primary Energy¦Gas | fuel_supply | gas | 2050 | 4.7195 | Price¦Primary Energy¦Gas
Downscaling[REMIND-MAgPIE 3.2-4.6 IntegratedPhysicalDamages (95th-high)] | Below 2°C | DEU | Price¦Primary Energy¦Gas | US$2010/GJ | Price¦Primary Energy¦Gas | fuel_supply | gas | 2055 | 4.4659 | Price¦Primary Energy¦Gas
Downscaling[REMIND-MAgPIE 3.2-4.6 IntegratedPhysicalDamages (95th-high)] | Below 2°C | DEU | Price¦Primary Energy¦Gas | US$2010/GJ | Price¦Primary Energy¦Gas | fuel_supply | gas | 2060 | 5.7841 | Price¦Primary Energy¦Gas
Downscaling[REMIND-MAgPIE 3.2-4.6 IntegratedPhysicalDamages (95th-high)] | Below 2°C | DEU | Price¦Primary Energy¦Gas | US$2010/GJ | Price¦Primary Energy¦Gas | fuel_supply | gas | 2065 | 5.5088 | Price¦Primary Energy¦Gas
Downscaling[REMIND-MAgPIE 3.2-4.6 IntegratedPhysicalDamages (95th-high)] | Below 2°C | DEU | Price¦Primary Energy¦Gas | US$2010/GJ | Price¦Primary Energy¦Gas | fuel_supply | gas | 2070 | 5.2335 | Price¦Primary Energy¦Gas
Downscaling[REMIND-MAgPIE 3.2-4.6 IntegratedPhysicalDamages (95th-high)] | Below 2°C | DEU | Price¦Primary Energy¦Gas | US$2010/GJ | Price¦Primary Energy¦Gas | fuel_supply | gas | 2075 | 5.0614 | Price¦Primary Energy¦Gas
Downscaling[REMIND-MAgPIE 3.2-4.6 IntegratedPhysicalDamages (95th-high)] | Below 2°C | DEU | Price¦Primary Energy¦Gas | US$2010/GJ | Price¦Primary Energy¦Gas | fuel_supply | gas | 2080 | 4.8892 | Price¦Primary Energy¦Gas
Downscaling[REMIND-MAgPIE 3.2-4.6 IntegratedPhysicalDamages (95th-high)] | Below 2°C | DEU | Price¦Primary Energy¦Gas | US$2010/GJ | Price¦Primary Energy¦Gas | fuel_supply | gas | 2085 | 4.9845 | Price¦Primary Energy¦Gas
Downscaling[REMIND-MAgPIE 3.2-4.6 IntegratedPhysicalDamages (95th-high)] | Below 2°C | DEU | Price¦Primary Energy¦Gas | US$2010/GJ | Price¦Primary Energy¦Gas | fuel_supply | gas | 2090 | 5.0798 | Price¦Primary Energy¦Gas
Downscaling[REMIND-MAgPIE 3.2-4.6 IntegratedPhysicalDamages (95th-high)] | Below 2°C | DEU | Price¦Primary Energy¦Gas | US$2010/GJ | Price¦Primary Energy¦Gas | fuel_supply | gas | 2095 | 5.0135 | Price¦Primary Energy¦Gas
Downscaling[REMIND-MAgPIE 3.2-4.6 IntegratedPhysicalDamages (95th-high)] | Below 2°C | DEU | Price¦Primary Energy¦Gas | US$2010/GJ | Price¦Primary Energy¦Gas | fuel_supply | gas | 2100 | 4.9471 | Price¦Primary Energy¦Gas
Downscaling[REMIND-MAgPIE 3.2-4.6 IntegratedPhysicalDamages (95th-high)] | Below 2°C | DEU | Price¦Secondary Energy¦Liquids¦Oil | US$2010/GJ | Price¦Secondary Energy¦Liquids¦Oil | fuel_supply | oil | 2020 | 82.2847 | Price¦Secondary Energy¦Liquids¦Oil
Downscaling[REMIND-MAgPIE 3.2-4.6 IntegratedPhysicalDamages (95th-high)] | Below 2°C | DEU | Price¦Secondary Energy¦Liquids¦Oil | US$2010/GJ | Price¦Secondary Energy¦Liquids¦Oil | fuel_supply | oil | 2025 | 89.9731 | Price¦Secondary Energy¦Liquids¦Oil
Downscaling[REMIND-MAgPIE 3.2-4.6 IntegratedPhysicalDamages (95th-high)] | Below 2°C | DEU | Price¦Secondary Energy¦Liquids¦Oil | US$2010/GJ | Price¦Secondary Energy¦Liquids¦Oil | fuel_supply | oil | 2030 | 91.9827 | Price¦Secondary Energy¦Liquids¦Oil
Downscaling[REMIND-MAgPIE 3.2-4.6 IntegratedPhysicalDamages (95th-high)] | Below 2°C | DEU | Price¦Secondary Energy¦Liquids¦Oil | US$2010/GJ | Price¦Secondary Energy¦Liquids¦Oil | fuel_supply | oil | 2035 | 80.3436 | Price¦Secondary Energy¦Liquids¦Oil
Downscaling[REMIND-MAgPIE 3.2-4.6 IntegratedPhysicalDamages (95th-high)] | Below 2°C | DEU | Price¦Secondary Energy¦Liquids¦Oil | US$2010/GJ | Price¦Secondary Energy¦Liquids¦Oil | fuel_supply | oil | 2040 | 94.2 | Price¦Secondary Energy¦Liquids¦Oil
Downscaling[REMIND-MAgPIE 3.2-4.6 IntegratedPhysicalDamages (95th-high)] | Below 2°C | DEU | Price¦Secondary Energy¦Liquids¦Oil | US$2010/GJ | Price¦Secondary Energy¦Liquids¦Oil | fuel_supply | oil | 2045 | 109.0258 | Price¦Secondary Energy¦Liquids¦Oil
Downscaling[REMIND-MAgPIE 3.2-4.6 IntegratedPhysicalDamages (95th-high)] | Below 2°C | DEU | Price¦Secondary Energy¦Liquids¦Oil | US$2010/GJ | Price¦Secondary Energy¦Liquids¦Oil | fuel_supply | oil | 2050 | 126.8148 | Price¦Secondary Energy¦Liquids¦Oil
Downscaling[REMIND-MAgPIE 3.2-4.6 IntegratedPhysicalDamages (95th-high)] | Below 2°C | DEU | Price¦Secondary Energy¦Liquids¦Oil | US$2010/GJ | Price¦Secondary Energy¦Liquids¦Oil | fuel_supply | oil | 2055 | 138.4991 | Price¦Secondary Energy¦Liquids¦Oil
Downscaling[REMIND-MAgPIE 3.2-4.6 IntegratedPhysicalDamages (95th-high)] | Below 2°C | DEU | Price¦Secondary Energy¦Liquids¦Oil | US$2010/GJ | Price¦Secondary Energy¦Liquids¦Oil | fuel_supply | oil | 2060 | 230.165 | Price¦Secondary Energy¦Liquids¦Oil
Downscaling[REMIND-MAgPIE 3.2-4.6 IntegratedPhysicalDamages (95th-high)] | Below 2°C | DEU | Price¦Secondary Energy¦Liquids¦Oil | US$2010/GJ | Price¦Secondary Energy¦Liquids¦Oil | fuel_supply | oil | 2065 | 273.3033 | Price¦Secondary Energy¦Liquids¦Oil
Downscaling[REMIND-MAgPIE 3.2-4.6 IntegratedPhysicalDamages (95th-high)] | Below 2°C | DEU | Price¦Secondary Energy¦Liquids¦Oil | US$2010/GJ | Price¦Secondary Energy¦Liquids¦Oil | fuel_supply | oil | 2070 | 316.4415 | Price¦Secondary Energy¦Liquids¦Oil
Downscaling[REMIND-MAgPIE 3.2-4.6 IntegratedPhysicalDamages (95th-high)] | Below 2°C | DEU | Price¦Secondary Energy¦Liquids¦Oil | US$2010/GJ | Price¦Secondary Energy¦Liquids¦Oil | fuel_supply | oil | 2075 | 323.943 | Price¦Secondary Energy¦Liquids¦Oil
Downscaling[REMIND-MAgPIE 3.2-4.6 IntegratedPhysicalDamages (95th-high)] | Below 2°C | DEU | Price¦Secondary Energy¦Liquids¦Oil | US$2010/GJ | Price¦Secondary Energy¦Liquids¦Oil | fuel_supply | oil | 2080 | 331.4445 | Price¦Secondary Energy¦Liquids¦Oil
Downscaling[REMIND-MAgPIE 3.2-4.6 IntegratedPhysicalDamages (95th-high)] | Below 2°C | DEU | Price¦Secondary Energy¦Liquids¦Oil | US$2010/GJ | Price¦Secondary Energy¦Liquids¦Oil | fuel_supply | oil | 2085 | 335.1802 | Price¦Secondary Energy¦Liquids¦Oil
Downscaling[REMIND-MAgPIE 3.2-4.6 IntegratedPhysicalDamages (95th-high)] | Below 2°C | DEU | Price¦Secondary Energy¦Liquids¦Oil | US$2010/GJ | Price¦Secondary Energy¦Liquids¦Oil | fuel_supply | oil | 2090 | 338.9158 | Price¦Secondary Energy¦Liquids¦Oil
Downscaling[REMIND-MAgPIE 3.2-4.6 IntegratedPhysicalDamages (95th-high)] | Below 2°C | DEU | Price¦Secondary Energy¦Liquids¦Oil | US$2010/GJ | Price¦Secondary Energy¦Liquids¦Oil | fuel_supply | oil | 2095 | 344.0804 | Price¦Secondary Energy¦Liquids¦Oil
Downscaling[REMIND-MAgPIE 3.2-4.6 IntegratedPhysicalDamages (95th-high)] | Below 2°C | DEU | Price¦Secondary Energy¦Liquids¦Oil | US$2010/GJ | Price¦Secondary Energy¦Liquids¦Oil | fuel_supply | oil | 2100 | 349.2451 | Price¦Secondary Energy¦Liquids¦Oil
Downscaling[REMIND-MAgPIE 3.2-4.6 IntegratedPhysicalDamages (95th-high)] | Below 2°C | DEU | Emissions¦CO2 | Mt CO2/yr | Emissions¦CO2 | scenarios - CO2 abatement | CO2 | 2020 | 572.2267 | Emissions¦CO2
Downscaling[REMIND-MAgPIE 3.2-4.6 IntegratedPhysicalDamages (95th-high)] | Below 2°C | DEU | Emissions¦CO2 | Mt CO2/yr | Emissions¦CO2 | scenarios - CO2 abatement | CO2 | 2025 | 397.7236 | Emissions¦CO2
Downscaling[REMIND-MAgPIE 3.2-4.6 IntegratedPhysicalDamages (95th-high)] | Below 2°C | DEU | Emissions¦CO2 | Mt CO2/yr | Emissions¦CO2 | scenarios - CO2 abatement | CO2 | 2030 | 210.9896 | Emissions¦CO2
Downscaling[REMIND-MAgPIE 3.2-4.6 IntegratedPhysicalDamages (95th-high)] | Below 2°C | DEU | Emissions¦CO2 | Mt CO2/yr | Emissions¦CO2 | scenarios - CO2 abatement | CO2 | 2035 | 120.3144 | Emissions¦CO2
Downscaling[REMIND-MAgPIE 3.2-4.6 IntegratedPhysicalDamages (95th-high)] | Below 2°C | DEU | Emissions¦CO2 | Mt CO2/yr | Emissions¦CO2 | scenarios - CO2 abatement | CO2 | 2040 | 43.9277 | Emissions¦CO2
Downscaling[REMIND-MAgPIE 3.2-4.6 IntegratedPhysicalDamages (95th-high)] | Below 2°C | DEU | Emissions¦CO2 | Mt CO2/yr | Emissions¦CO2 | scenarios - CO2 abatement | CO2 | 2045 | 1.4469 | Emissions¦CO2
Downscaling[REMIND-MAgPIE 3.2-4.6 IntegratedPhysicalDamages (95th-high)] | Below 2°C | DEU | Emissions¦CO2 | Mt CO2/yr | Emissions¦CO2 | scenarios - CO2 abatement | CO2 | 2050 | -25.3713 | Emissions¦CO2
Downscaling[REMIND-MAgPIE 3.2-4.6 IntegratedPhysicalDamages (95th-high)] | Below 2°C | DEU | Emissions¦CO2 | Mt CO2/yr | Emissions¦CO2 | scenarios - CO2 abatement | CO2 | 2055 | -30.8137 | Emissions¦CO2
Downscaling[REMIND-MAgPIE 3.2-4.6 IntegratedPhysicalDamages (95th-high)] | Below 2°C | DEU | Emissions¦CO2 | Mt CO2/yr | Emissions¦CO2 | scenarios - CO2 abatement | CO2 | 2060 | -38.0788 | Emissions¦CO2
Downscaling[REMIND-MAgPIE 3.2-4.6 IntegratedPhysicalDamages (95th-high)] | Below 2°C | DEU | Emissions¦CO2 | Mt CO2/yr | Emissions¦CO2 | scenarios - CO2 abatement | CO2 | 2065 | -38.2235 | Emissions¦CO2
Downscaling[REMIND-MAgPIE 3.2-4.6 IntegratedPhysicalDamages (95th-high)] | Below 2°C | DEU | Emissions¦CO2 | Mt CO2/yr | Emissions¦CO2 | scenarios - CO2 abatement | CO2 | 2070 | -38.4527 | Emissions¦CO2
Downscaling[REMIND-MAgPIE 3.2-4.6 IntegratedPhysicalDamages (95th-high)] | Below 2°C | DEU | Emissions¦CO2 | Mt CO2/yr | Emissions¦CO2 | scenarios - CO2 abatement | CO2 | 2075 | -39.0497 | Emissions¦CO2
Downscaling[REMIND-MAgPIE 3.2-4.6 IntegratedPhysicalDamages (95th-high)] | Below 2°C | DEU | Emissions¦CO2 | Mt CO2/yr | Emissions¦CO2 | scenarios - CO2 abatement | CO2 | 2080 | -39.5532 | Emissions¦CO2
Downscaling[REMIND-MAgPIE 3.2-4.6 IntegratedPhysicalDamages (95th-high)] | Below 2°C | DEU | Emissions¦CO2 | Mt CO2/yr | Emissions¦CO2 | scenarios - CO2 abatement | CO2 | 2085 | -41.2949 | Emissions¦CO2
Downscaling[REMIND-MAgPIE 3.2-4.6 IntegratedPhysicalDamages (95th-high)] | Below 2°C | DEU | Emissions¦CO2 | Mt CO2/yr | Emissions¦CO2 | scenarios - CO2 abatement | CO2 | 2090 | -43.0388 | Emissions¦CO2
Downscaling[REMIND-MAgPIE 3.2-4.6 IntegratedPhysicalDamages (95th-high)] | Below 2°C | DEU | Emissions¦CO2 | Mt CO2/yr | Emissions¦CO2 | scenarios - CO2 abatement | CO2 | 2095 | -39.7368 | Emissions¦CO2
Downscaling[REMIND-MAgPIE 3.2-4.6 IntegratedPhysicalDamages (95th-high)] | Below 2°C | DEU | Emissions¦CO2 | Mt CO2/yr | Emissions¦CO2 | scenarios - CO2 abatement | CO2 | 2100 | -36.2963 | Emissions¦CO2
Downscaling[REMIND-MAgPIE 3.2-4.6 IntegratedPhysicalDamages (95th-high)] | Below 2°C | DEU | Emissions¦CO2¦Energy | Mt CO2/yr | Emissions¦CO2¦Energy | scenarios - CO2 abatement | CO2 | 2020 | 604.9141 | Emissions¦CO2¦Energy
Downscaling[REMIND-MAgPIE 3.2-4.6 IntegratedPhysicalDamages (95th-high)] | Below 2°C | DEU | Emissions¦CO2¦Energy | Mt CO2/yr | Emissions¦CO2¦Energy | scenarios - CO2 abatement | CO2 | 2025 | 405.4827 | Emissions¦CO2¦Energy
Downscaling[REMIND-MAgPIE 3.2-4.6 IntegratedPhysicalDamages (95th-high)] | Below 2°C | DEU | Emissions¦CO2¦Energy | Mt CO2/yr | Emissions¦CO2¦Energy | scenarios - CO2 abatement | CO2 | 2030 | 226.2136 | Emissions¦CO2¦Energy
Downscaling[REMIND-MAgPIE 3.2-4.6 IntegratedPhysicalDamages (95th-high)] | Below 2°C | DEU | Emissions¦CO2¦Energy | Mt CO2/yr | Emissions¦CO2¦Energy | scenarios - CO2 abatement | CO2 | 2035 | 142.588 | Emissions¦CO2¦Energy
Downscaling[REMIND-MAgPIE 3.2-4.6 IntegratedPhysicalDamages (95th-high)] | Below 2°C | DEU | Emissions¦CO2¦Energy | Mt CO2/yr | Emissions¦CO2¦Energy | scenarios - CO2 abatement | CO2 | 2040 | 73.2384 | Emissions¦CO2¦Energy
Downscaling[REMIND-MAgPIE 3.2-4.6 IntegratedPhysicalDamages (95th-high)] | Below 2°C | DEU | Emissions¦CO2¦Energy | Mt CO2/yr | Emissions¦CO2¦Energy | scenarios - CO2 abatement | CO2 | 2045 | 34.1854 | Emissions¦CO2¦Energy
Downscaling[REMIND-MAgPIE 3.2-4.6 IntegratedPhysicalDamages (95th-high)] | Below 2°C | DEU | Emissions¦CO2¦Energy | Mt CO2/yr | Emissions¦CO2¦Energy | scenarios - CO2 abatement | CO2 | 2050 | 10.2729 | Emissions¦CO2¦Energy
Downscaling[REMIND-MAgPIE 3.2-4.6 IntegratedPhysicalDamages (95th-high)] | Below 2°C | DEU | Emissions¦CO2¦Energy | Mt CO2/yr | Emissions¦CO2¦Energy | scenarios - CO2 abatement | CO2 | 2055 | 2.8702 | Emissions¦CO2¦Energy
Downscaling[REMIND-MAgPIE 3.2-4.6 IntegratedPhysicalDamages (95th-high)] | Below 2°C | DEU | Emissions¦CO2¦Energy | Mt CO2/yr | Emissions¦CO2¦Energy | scenarios - CO2 abatement | CO2 | 2060 | -8.2399 | Emissions¦CO2¦Energy
Downscaling[REMIND-MAgPIE 3.2-4.6 IntegratedPhysicalDamages (95th-high)] | Below 2°C | DEU | Emissions¦CO2¦Energy | Mt CO2/yr | Emissions¦CO2¦Energy | scenarios - CO2 abatement | CO2 | 2065 | -9.478 | Emissions¦CO2¦Energy
Downscaling[REMIND-MAgPIE 3.2-4.6 IntegratedPhysicalDamages (95th-high)] | Below 2°C | DEU | Emissions¦CO2¦Energy | Mt CO2/yr | Emissions¦CO2¦Energy | scenarios - CO2 abatement | CO2 | 2070 | -10.8309 | Emissions¦CO2¦Energy
Downscaling[REMIND-MAgPIE 3.2-4.6 IntegratedPhysicalDamages (95th-high)] | Below 2°C | DEU | Emissions¦CO2¦Energy | Mt CO2/yr | Emissions¦CO2¦Energy | scenarios - CO2 abatement | CO2 | 2075 | -12.357 | Emissions¦CO2¦Energy
Downscaling[REMIND-MAgPIE 3.2-4.6 IntegratedPhysicalDamages (95th-high)] | Below 2°C | DEU | Emissions¦CO2¦Energy | Mt CO2/yr | Emissions¦CO2¦Energy | scenarios - CO2 abatement | CO2 | 2080 | -13.8032 | Emissions¦CO2¦Energy
Downscaling[REMIND-MAgPIE 3.2-4.6 IntegratedPhysicalDamages (95th-high)] | Below 2°C | DEU | Emissions¦CO2¦Energy | Mt CO2/yr | Emissions¦CO2¦Energy | scenarios - CO2 abatement | CO2 | 2085 | -15.2507 | Emissions¦CO2¦Energy
Downscaling[REMIND-MAgPIE 3.2-4.6 IntegratedPhysicalDamages (95th-high)] | Below 2°C | DEU | Emissions¦CO2¦Energy | Mt CO2/yr | Emissions¦CO2¦Energy | scenarios - CO2 abatement | CO2 | 2090 | -16.7304 | Emissions¦CO2¦Energy
Downscaling[REMIND-MAgPIE 3.2-4.6 IntegratedPhysicalDamages (95th-high)] | Below 2°C | DEU | Emissions¦CO2¦Energy | Mt CO2/yr | Emissions¦CO2¦Energy | scenarios - CO2 abatement | CO2 | 2095 | -17.5385 | Emissions¦CO2¦Energy
Downscaling[REMIND-MAgPIE 3.2-4.6 IntegratedPhysicalDamages (95th-high)] | Below 2°C | DEU | Emissions¦CO2¦Energy | Mt CO2/yr | Emissions¦CO2¦Energy | scenarios - CO2 abatement | CO2 | 2100 | -18.0969 | Emissions¦CO2¦Energy
Downscaling[REMIND-MAgPIE 3.2-4.6 IntegratedPhysicalDamages (95th-high)] | Current Policies | DEU | Carbon Sequestration¦CCS | Mt CO2/yr | Carbon Sequestration¦CCS | CCS potential |  | 2020 | 0 | Carbon Sequestration¦CCS
Downscaling[REMIND-MAgPIE 3.2-4.6 IntegratedPhysicalDamages (95th-high)] | Current Policies | DEU | Carbon Sequestration¦CCS | Mt CO2/yr | Carbon Sequestration¦CCS | CCS potential |  | 2025 | 0.3674 | Carbon Sequestration¦CCS
Downscaling[REMIND-MAgPIE 3.2-4.6 IntegratedPhysicalDamages (95th-high)] | Current Policies | DEU | Carbon Sequestration¦CCS | Mt CO2/yr | Carbon Sequestration¦CCS | CCS potential |  | 2030 | 0.3656 | Carbon Sequestration¦CCS
Downscaling[REMIND-MAgPIE 3.2-4.6 IntegratedPhysicalDamages (95th-high)] | Current Policies | DEU | Carbon Sequestration¦CCS | Mt CO2/yr | Carbon Sequestration¦CCS | CCS potential |  | 2035 | 0.3647 | Carbon Sequestration¦CCS
Downscaling[REMIND-MAgPIE 3.2-4.6 IntegratedPhysicalDamages (95th-high)] | Current Policies | DEU | Carbon Sequestration¦CCS | Mt CO2/yr | Carbon Sequestration¦CCS | CCS potential |  | 2040 | 0.3527 | Carbon Sequestration¦CCS
Downscaling[REMIND-MAgPIE 3.2-4.6 IntegratedPhysicalDamages (95th-high)] | Current Policies | DEU | Carbon Sequestration¦CCS | Mt CO2/yr | Carbon Sequestration¦CCS | CCS potential |  | 2045 | 0.3322 | Carbon Sequestration¦CCS
Downscaling[REMIND-MAgPIE 3.2-4.6 IntegratedPhysicalDamages (95th-high)] | Current Policies | DEU | Carbon Sequestration¦CCS | Mt CO2/yr | Carbon Sequestration¦CCS | CCS potential |  | 2050 | 0.2941 | Carbon Sequestration¦CCS
Downscaling[REMIND-MAgPIE 3.2-4.6 IntegratedPhysicalDamages (95th-high)] | Current Policies | DEU | Carbon Sequestration¦CCS | Mt CO2/yr | Carbon Sequestration¦CCS | CCS potential |  | 2055 | 0.2644 | Carbon Sequestration¦CCS
Downscaling[REMIND-MAgPIE 3.2-4.6 IntegratedPhysicalDamages (95th-high)] | Current Policies | DEU | Carbon Sequestration¦CCS | Mt CO2/yr | Carbon Sequestration¦CCS | CCS potential |  | 2060 | 0.2178 | Carbon Sequestration¦CCS
Downscaling[REMIND-MAgPIE 3.2-4.6 IntegratedPhysicalDamages (95th-high)] | Current Policies | DEU | Carbon Sequestration¦CCS | Mt CO2/yr | Carbon Sequestration¦CCS | CCS potential |  | 2065 | 0.1408 | Carbon Sequestration¦CCS
Downscaling[REMIND-MAgPIE 3.2-4.6 IntegratedPhysicalDamages (95th-high)] | Current Policies | DEU | Carbon Sequestration¦CCS | Mt CO2/yr | Carbon Sequestration¦CCS | CCS potential |  | 2070 | 0.071 | Carbon Sequestration¦CCS
Downscaling[REMIND-MAgPIE 3.2-4.6 IntegratedPhysicalDamages (95th-high)] | Current Policies | DEU | Carbon Sequestration¦CCS | Mt CO2/yr | Carbon Sequestration¦CCS | CCS potential |  | 2075 | 0.0351 | Carbon Sequestration¦CCS
Downscaling[REMIND-MAgPIE 3.2-4.6 IntegratedPhysicalDamages (95th-high)] | Current Policies | DEU | Carbon Sequestration¦CCS | Mt CO2/yr | Carbon Sequestration¦CCS | CCS potential |  | 2080 | 0 | Carbon Sequestration¦CCS
Downscaling[REMIND-MAgPIE 3.2-4.6 IntegratedPhysicalDamages (95th-high)] | Current Policies | DEU | Carbon Sequestration¦CCS | Mt CO2/yr | Carbon Sequestration¦CCS | CCS potential |  | 2085 | 0 | Carbon Sequestration¦CCS
Downscaling[REMIND-MAgPIE 3.2-4.6 IntegratedPhysicalDamages (95th-high)] | Current Policies | DEU | Carbon Sequestration¦CCS | Mt CO2/yr | Carbon Sequestration¦CCS | CCS potential |  | 2090 | 0 | Carbon Sequestration¦CCS
Downscaling[REMIND-MAgPIE 3.2-4.6 IntegratedPhysicalDamages (95th-high)] | Current Policies | DEU | Carbon Sequestration¦CCS | Mt CO2/yr | Carbon Sequestration¦CCS | CCS potential |  | 2095 | 0 | Carbon Sequestration¦CCS
Downscaling[REMIND-MAgPIE 3.2-4.6 IntegratedPhysicalDamages (95th-high)] | Current Policies | DEU | Carbon Sequestration¦CCS | Mt CO2/yr | Carbon Sequestration¦CCS | CCS potential |  | 2100 | 0 | Carbon Sequestration¦CCS
Downscaling[REMIND-MAgPIE 3.2-4.6 IntegratedPhysicalDamages (95th-high)] | Current Policies | DEU | Final Energy¦Industry¦Electricity | EJ/yr | Final Energy¦Industry¦Electricity | demand_projection | elc_industry | 2020 | 0.947 | Final Energy¦Industry¦Electricity
Downscaling[REMIND-MAgPIE 3.2-4.6 IntegratedPhysicalDamages (95th-high)] | Current Policies | DEU | Final Energy¦Industry¦Electricity | EJ/yr | Final Energy¦Industry¦Electricity | demand_projection | elc_industry | 2025 | 0.8764 | Final Energy¦Industry¦Electricity
Downscaling[REMIND-MAgPIE 3.2-4.6 IntegratedPhysicalDamages (95th-high)] | Current Policies | DEU | Final Energy¦Industry¦Electricity | EJ/yr | Final Energy¦Industry¦Electricity | demand_projection | elc_industry | 2030 | 0.8609 | Final Energy¦Industry¦Electricity
Downscaling[REMIND-MAgPIE 3.2-4.6 IntegratedPhysicalDamages (95th-high)] | Current Policies | DEU | Final Energy¦Industry¦Electricity | EJ/yr | Final Energy¦Industry¦Electricity | demand_projection | elc_industry | 2035 | 0.8361 | Final Energy¦Industry¦Electricity
Downscaling[REMIND-MAgPIE 3.2-4.6 IntegratedPhysicalDamages (95th-high)] | Current Policies | DEU | Final Energy¦Industry¦Electricity | EJ/yr | Final Energy¦Industry¦Electricity | demand_projection | elc_industry | 2040 | 0.8302 | Final Energy¦Industry¦Electricity
Downscaling[REMIND-MAgPIE 3.2-4.6 IntegratedPhysicalDamages (95th-high)] | Current Policies | DEU | Final Energy¦Industry¦Electricity | EJ/yr | Final Energy¦Industry¦Electricity | demand_projection | elc_industry | 2045 | 0.7955 | Final Energy¦Industry¦Electricity
Downscaling[REMIND-MAgPIE 3.2-4.6 IntegratedPhysicalDamages (95th-high)] | Current Policies | DEU | Final Energy¦Industry¦Electricity | EJ/yr | Final Energy¦Industry¦Electricity | demand_projection | elc_industry | 2050 | 0.765 | Final Energy¦Industry¦Electricity
Downscaling[REMIND-MAgPIE 3.2-4.6 IntegratedPhysicalDamages (95th-high)] | Current Policies | DEU | Final Energy¦Industry¦Electricity | EJ/yr | Final Energy¦Industry¦Electricity | demand_projection | elc_industry | 2055 | 0.697 | Final Energy¦Industry¦Electricity
Downscaling[REMIND-MAgPIE 3.2-4.6 IntegratedPhysicalDamages (95th-high)] | Current Policies | DEU | Final Energy¦Industry¦Electricity | EJ/yr | Final Energy¦Industry¦Electricity | demand_projection | elc_industry | 2060 | 0.6241 | Final Energy¦Industry¦Electricity
Downscaling[REMIND-MAgPIE 3.2-4.6 IntegratedPhysicalDamages (95th-high)] | Current Policies | DEU | Final Energy¦Industry¦Electricity | EJ/yr | Final Energy¦Industry¦Electricity | demand_projection | elc_industry | 2065 | 0.5685 | Final Energy¦Industry¦Electricity
Downscaling[REMIND-MAgPIE 3.2-4.6 IntegratedPhysicalDamages (95th-high)] | Current Policies | DEU | Final Energy¦Industry¦Electricity | EJ/yr | Final Energy¦Industry¦Electricity | demand_projection | elc_industry | 2070 | 0.5008 | Final Energy¦Industry¦Electricity
Downscaling[REMIND-MAgPIE 3.2-4.6 IntegratedPhysicalDamages (95th-high)] | Current Policies | DEU | Final Energy¦Industry¦Electricity | EJ/yr | Final Energy¦Industry¦Electricity | demand_projection | elc_industry | 2075 | 0.4512 | Final Energy¦Industry¦Electricity
Downscaling[REMIND-MAgPIE 3.2-4.6 IntegratedPhysicalDamages (95th-high)] | Current Policies | DEU | Final Energy¦Industry¦Electricity | EJ/yr | Final Energy¦Industry¦Electricity | demand_projection | elc_industry | 2080 | 0.413 | Final Energy¦Industry¦Electricity
Downscaling[REMIND-MAgPIE 3.2-4.6 IntegratedPhysicalDamages (95th-high)] | Current Policies | DEU | Final Energy¦Industry¦Electricity | EJ/yr | Final Energy¦Industry¦Electricity | demand_projection | elc_industry | 2085 | 0.3796 | Final Energy¦Industry¦Electricity
Downscaling[REMIND-MAgPIE 3.2-4.6 IntegratedPhysicalDamages (95th-high)] | Current Policies | DEU | Final Energy¦Industry¦Electricity | EJ/yr | Final Energy¦Industry¦Electricity | demand_projection | elc_industry | 2090 | 0.3482 | Final Energy¦Industry¦Electricity
Downscaling[REMIND-MAgPIE 3.2-4.6 IntegratedPhysicalDamages (95th-high)] | Current Policies | DEU | Final Energy¦Industry¦Electricity | EJ/yr | Final Energy¦Industry¦Electricity | demand_projection | elc_industry | 2095 | 0.3187 | Final Energy¦Industry¦Electricity
Downscaling[REMIND-MAgPIE 3.2-4.6 IntegratedPhysicalDamages (95th-high)] | Current Policies | DEU | Final Energy¦Industry¦Electricity | EJ/yr | Final Energy¦Industry¦Electricity | demand_projection | elc_industry | 2100 | 0.2944 | Final Energy¦Industry¦Electricity
Downscaling[REMIND-MAgPIE 3.2-4.6 IntegratedPhysicalDamages (95th-high)] | Current Policies | DEU | Final Energy¦Residential and Commercial¦Electricity | EJ/yr | Final Energy¦Residential and Commercial¦Electricity | demand_projection | elc_buildings | 2020 | 1.07 | Final Energy¦Residential and Commercial¦Electricity
Downscaling[REMIND-MAgPIE 3.2-4.6 IntegratedPhysicalDamages (95th-high)] | Current Policies | DEU | Final Energy¦Residential and Commercial¦Electricity | EJ/yr | Final Energy¦Residential and Commercial¦Electricity | demand_projection | elc_buildings | 2025 | 1.0074 | Final Energy¦Residential and Commercial¦Electricity
Downscaling[REMIND-MAgPIE 3.2-4.6 IntegratedPhysicalDamages (95th-high)] | Current Policies | DEU | Final Energy¦Residential and Commercial¦Electricity | EJ/yr | Final Energy¦Residential and Commercial¦Electricity | demand_projection | elc_buildings | 2030 | 1.032 | Final Energy¦Residential and Commercial¦Electricity
Downscaling[REMIND-MAgPIE 3.2-4.6 IntegratedPhysicalDamages (95th-high)] | Current Policies | DEU | Final Energy¦Residential and Commercial¦Electricity | EJ/yr | Final Energy¦Residential and Commercial¦Electricity | demand_projection | elc_buildings | 2035 | 1.0499 | Final Energy¦Residential and Commercial¦Electricity
Downscaling[REMIND-MAgPIE 3.2-4.6 IntegratedPhysicalDamages (95th-high)] | Current Policies | DEU | Final Energy¦Residential and Commercial¦Electricity | EJ/yr | Final Energy¦Residential and Commercial¦Electricity | demand_projection | elc_buildings | 2040 | 1.0275 | Final Energy¦Residential and Commercial¦Electricity
Downscaling[REMIND-MAgPIE 3.2-4.6 IntegratedPhysicalDamages (95th-high)] | Current Policies | DEU | Final Energy¦Residential and Commercial¦Electricity | EJ/yr | Final Energy¦Residential and Commercial¦Electricity | demand_projection | elc_buildings | 2045 | 0.9949 | Final Energy¦Residential and Commercial¦Electricity
Downscaling[REMIND-MAgPIE 3.2-4.6 IntegratedPhysicalDamages (95th-high)] | Current Policies | DEU | Final Energy¦Residential and Commercial¦Electricity | EJ/yr | Final Energy¦Residential and Commercial¦Electricity | demand_projection | elc_buildings | 2050 | 0.9808 | Final Energy¦Residential and Commercial¦Electricity
Downscaling[REMIND-MAgPIE 3.2-4.6 IntegratedPhysicalDamages (95th-high)] | Current Policies | DEU | Final Energy¦Residential and Commercial¦Electricity | EJ/yr | Final Energy¦Residential and Commercial¦Electricity | demand_projection | elc_buildings | 2055 | 0.9326 | Final Energy¦Residential and Commercial¦Electricity
Downscaling[REMIND-MAgPIE 3.2-4.6 IntegratedPhysicalDamages (95th-high)] | Current Policies | DEU | Final Energy¦Residential and Commercial¦Electricity | EJ/yr | Final Energy¦Residential and Commercial¦Electricity | demand_projection | elc_buildings | 2060 | 0.9217 | Final Energy¦Residential and Commercial¦Electricity
Downscaling[REMIND-MAgPIE 3.2-4.6 IntegratedPhysicalDamages (95th-high)] | Current Policies | DEU | Final Energy¦Residential and Commercial¦Electricity | EJ/yr | Final Energy¦Residential and Commercial¦Electricity | demand_projection | elc_buildings | 2065 | 0.9107 | Final Energy¦Residential and Commercial¦Electricity
Downscaling[REMIND-MAgPIE 3.2-4.6 IntegratedPhysicalDamages (95th-high)] | Current Policies | DEU | Final Energy¦Residential and Commercial¦Electricity | EJ/yr | Final Energy¦Residential and Commercial¦Electricity | demand_projection | elc_buildings | 2070 | 0.8895 | Final Energy¦Residential and Commercial¦Electricity
Downscaling[REMIND-MAgPIE 3.2-4.6 IntegratedPhysicalDamages (95th-high)] | Current Policies | DEU | Final Energy¦Residential and Commercial¦Electricity | EJ/yr | Final Energy¦Residential and Commercial¦Electricity | demand_projection | elc_buildings | 2075 | 0.916 | Final Energy¦Residential and Commercial¦Electricity
Downscaling[REMIND-MAgPIE 3.2-4.6 IntegratedPhysicalDamages (95th-high)] | Current Policies | DEU | Final Energy¦Residential and Commercial¦Electricity | EJ/yr | Final Energy¦Residential and Commercial¦Electricity | demand_projection | elc_buildings | 2080 | 0.9537 | Final Energy¦Residential and Commercial¦Electricity
Downscaling[REMIND-MAgPIE 3.2-4.6 IntegratedPhysicalDamages (95th-high)] | Current Policies | DEU | Final Energy¦Residential and Commercial¦Electricity | EJ/yr | Final Energy¦Residential and Commercial¦Electricity | demand_projection | elc_buildings | 2085 | 0.985 | Final Energy¦Residential and Commercial¦Electricity
Downscaling[REMIND-MAgPIE 3.2-4.6 IntegratedPhysicalDamages (95th-high)] | Current Policies | DEU | Final Energy¦Residential and Commercial¦Electricity | EJ/yr | Final Energy¦Residential and Commercial¦Electricity | demand_projection | elc_buildings | 2090 | 1.0166 | Final Energy¦Residential and Commercial¦Electricity
Downscaling[REMIND-MAgPIE 3.2-4.6 IntegratedPhysicalDamages (95th-high)] | Current Policies | DEU | Final Energy¦Residential and Commercial¦Electricity | EJ/yr | Final Energy¦Residential and Commercial¦Electricity | demand_projection | elc_buildings | 2095 | 1.0528 | Final Energy¦Residential and Commercial¦Electricity
Downscaling[REMIND-MAgPIE 3.2-4.6 IntegratedPhysicalDamages (95th-high)] | Current Policies | DEU | Final Energy¦Residential and Commercial¦Electricity | EJ/yr | Final Energy¦Residential and Commercial¦Electricity | demand_projection | elc_buildings | 2100 | 1.084 | Final Energy¦Residential and Commercial¦Electricity
Downscaling[REMIND-MAgPIE 3.2-4.6 IntegratedPhysicalDamages (95th-high)] | Current Policies | DEU | Final Energy¦Transportation¦Electricity | EJ/yr | Final Energy¦Transportation¦Electricity | demand_projection | elc_transport | 2020 | 0.0801 | Final Energy¦Transportation¦Electricity
Downscaling[REMIND-MAgPIE 3.2-4.6 IntegratedPhysicalDamages (95th-high)] | Current Policies | DEU | Final Energy¦Transportation¦Electricity | EJ/yr | Final Energy¦Transportation¦Electricity | demand_projection | elc_transport | 2025 | 0.1853 | Final Energy¦Transportation¦Electricity
Downscaling[REMIND-MAgPIE 3.2-4.6 IntegratedPhysicalDamages (95th-high)] | Current Policies | DEU | Final Energy¦Transportation¦Electricity | EJ/yr | Final Energy¦Transportation¦Electricity | demand_projection | elc_transport | 2030 | 0.3244 | Final Energy¦Transportation¦Electricity
Downscaling[REMIND-MAgPIE 3.2-4.6 IntegratedPhysicalDamages (95th-high)] | Current Policies | DEU | Final Energy¦Transportation¦Electricity | EJ/yr | Final Energy¦Transportation¦Electricity | demand_projection | elc_transport | 2035 | 0.4328 | Final Energy¦Transportation¦Electricity
Downscaling[REMIND-MAgPIE 3.2-4.6 IntegratedPhysicalDamages (95th-high)] | Current Policies | DEU | Final Energy¦Transportation¦Electricity | EJ/yr | Final Energy¦Transportation¦Electricity | demand_projection | elc_transport | 2040 | 0.4564 | Final Energy¦Transportation¦Electricity
Downscaling[REMIND-MAgPIE 3.2-4.6 IntegratedPhysicalDamages (95th-high)] | Current Policies | DEU | Final Energy¦Transportation¦Electricity | EJ/yr | Final Energy¦Transportation¦Electricity | demand_projection | elc_transport | 2045 | 0.4582 | Final Energy¦Transportation¦Electricity
Downscaling[REMIND-MAgPIE 3.2-4.6 IntegratedPhysicalDamages (95th-high)] | Current Policies | DEU | Final Energy¦Transportation¦Electricity | EJ/yr | Final Energy¦Transportation¦Electricity | demand_projection | elc_transport | 2050 | 0.4528 | Final Energy¦Transportation¦Electricity
Downscaling[REMIND-MAgPIE 3.2-4.6 IntegratedPhysicalDamages (95th-high)] | Current Policies | DEU | Final Energy¦Transportation¦Electricity | EJ/yr | Final Energy¦Transportation¦Electricity | demand_projection | elc_transport | 2055 | 0.448 | Final Energy¦Transportation¦Electricity
Downscaling[REMIND-MAgPIE 3.2-4.6 IntegratedPhysicalDamages (95th-high)] | Current Policies | DEU | Final Energy¦Transportation¦Electricity | EJ/yr | Final Energy¦Transportation¦Electricity | demand_projection | elc_transport | 2060 | 0.4385 | Final Energy¦Transportation¦Electricity
Downscaling[REMIND-MAgPIE 3.2-4.6 IntegratedPhysicalDamages (95th-high)] | Current Policies | DEU | Final Energy¦Transportation¦Electricity | EJ/yr | Final Energy¦Transportation¦Electricity | demand_projection | elc_transport | 2065 | 0.4146 | Final Energy¦Transportation¦Electricity
Downscaling[REMIND-MAgPIE 3.2-4.6 IntegratedPhysicalDamages (95th-high)] | Current Policies | DEU | Final Energy¦Transportation¦Electricity | EJ/yr | Final Energy¦Transportation¦Electricity | demand_projection | elc_transport | 2070 | 0.3938 | Final Energy¦Transportation¦Electricity
Downscaling[REMIND-MAgPIE 3.2-4.6 IntegratedPhysicalDamages (95th-high)] | Current Policies | DEU | Final Energy¦Transportation¦Electricity | EJ/yr | Final Energy¦Transportation¦Electricity | demand_projection | elc_transport | 2075 | 0.3891 | Final Energy¦Transportation¦Electricity
Downscaling[REMIND-MAgPIE 3.2-4.6 IntegratedPhysicalDamages (95th-high)] | Current Policies | DEU | Final Energy¦Transportation¦Electricity | EJ/yr | Final Energy¦Transportation¦Electricity | demand_projection | elc_transport | 2080 | 0.388 | Final Energy¦Transportation¦Electricity
Downscaling[REMIND-MAgPIE 3.2-4.6 IntegratedPhysicalDamages (95th-high)] | Current Policies | DEU | Final Energy¦Transportation¦Electricity | EJ/yr | Final Energy¦Transportation¦Electricity | demand_projection | elc_transport | 2085 | 0.3844 | Final Energy¦Transportation¦Electricity
Downscaling[REMIND-MAgPIE 3.2-4.6 IntegratedPhysicalDamages (95th-high)] | Current Policies | DEU | Final Energy¦Transportation¦Electricity | EJ/yr | Final Energy¦Transportation¦Electricity | demand_projection | elc_transport | 2090 | 0.3834 | Final Energy¦Transportation¦Electricity
Downscaling[REMIND-MAgPIE 3.2-4.6 IntegratedPhysicalDamages (95th-high)] | Current Policies | DEU | Final Energy¦Transportation¦Electricity | EJ/yr | Final Energy¦Transportation¦Electricity | demand_projection | elc_transport | 2095 | 0.3827 | Final Energy¦Transportation¦Electricity
Downscaling[REMIND-MAgPIE 3.2-4.6 IntegratedPhysicalDamages (95th-high)] | Current Policies | DEU | Final Energy¦Transportation¦Electricity | EJ/yr | Final Energy¦Transportation¦Electricity | demand_projection | elc_transport | 2100 | 0.3817 | Final Energy¦Transportation¦Electricity
Downscaling[REMIND-MAgPIE 3.2-4.6 IntegratedPhysicalDamages (95th-high)] | Current Policies | DEU | Secondary Energy¦Hydrogen | EJ/yr | Secondary Energy¦Hydrogen | demand_projection | hydrogen_allsect | 2020 | 0.0125 | Secondary Energy¦Hydrogen
Downscaling[REMIND-MAgPIE 3.2-4.6 IntegratedPhysicalDamages (95th-high)] | Current Policies | DEU | Secondary Energy¦Hydrogen | EJ/yr | Secondary Energy¦Hydrogen | demand_projection | hydrogen_allsect | 2025 | 0.047 | Secondary Energy¦Hydrogen
Downscaling[REMIND-MAgPIE 3.2-4.6 IntegratedPhysicalDamages (95th-high)] | Current Policies | DEU | Secondary Energy¦Hydrogen | EJ/yr | Secondary Energy¦Hydrogen | demand_projection | hydrogen_allsect | 2030 | 0.0749 | Secondary Energy¦Hydrogen
Downscaling[REMIND-MAgPIE 3.2-4.6 IntegratedPhysicalDamages (95th-high)] | Current Policies | DEU | Secondary Energy¦Hydrogen | EJ/yr | Secondary Energy¦Hydrogen | demand_projection | hydrogen_allsect | 2035 | 0.088 | Secondary Energy¦Hydrogen
Downscaling[REMIND-MAgPIE 3.2-4.6 IntegratedPhysicalDamages (95th-high)] | Current Policies | DEU | Secondary Energy¦Hydrogen | EJ/yr | Secondary Energy¦Hydrogen | demand_projection | hydrogen_allsect | 2040 | 0.0866 | Secondary Energy¦Hydrogen
Downscaling[REMIND-MAgPIE 3.2-4.6 IntegratedPhysicalDamages (95th-high)] | Current Policies | DEU | Secondary Energy¦Hydrogen | EJ/yr | Secondary Energy¦Hydrogen | demand_projection | hydrogen_allsect | 2045 | 0.0909 | Secondary Energy¦Hydrogen
Downscaling[REMIND-MAgPIE 3.2-4.6 IntegratedPhysicalDamages (95th-high)] | Current Policies | DEU | Secondary Energy¦Hydrogen | EJ/yr | Secondary Energy¦Hydrogen | demand_projection | hydrogen_allsect | 2050 | 0.1122 | Secondary Energy¦Hydrogen
Downscaling[REMIND-MAgPIE 3.2-4.6 IntegratedPhysicalDamages (95th-high)] | Current Policies | DEU | Secondary Energy¦Hydrogen | EJ/yr | Secondary Energy¦Hydrogen | demand_projection | hydrogen_allsect | 2055 | 0.1071 | Secondary Energy¦Hydrogen
Downscaling[REMIND-MAgPIE 3.2-4.6 IntegratedPhysicalDamages (95th-high)] | Current Policies | DEU | Secondary Energy¦Hydrogen | EJ/yr | Secondary Energy¦Hydrogen | demand_projection | hydrogen_allsect | 2060 | 0.1622 | Secondary Energy¦Hydrogen
Downscaling[REMIND-MAgPIE 3.2-4.6 IntegratedPhysicalDamages (95th-high)] | Current Policies | DEU | Secondary Energy¦Hydrogen | EJ/yr | Secondary Energy¦Hydrogen | demand_projection | hydrogen_allsect | 2065 | 0.1976 | Secondary Energy¦Hydrogen
Downscaling[REMIND-MAgPIE 3.2-4.6 IntegratedPhysicalDamages (95th-high)] | Current Policies | DEU | Secondary Energy¦Hydrogen | EJ/yr | Secondary Energy¦Hydrogen | demand_projection | hydrogen_allsect | 2070 | 0.2316 | Secondary Energy¦Hydrogen
Downscaling[REMIND-MAgPIE 3.2-4.6 IntegratedPhysicalDamages (95th-high)] | Current Policies | DEU | Secondary Energy¦Hydrogen | EJ/yr | Secondary Energy¦Hydrogen | demand_projection | hydrogen_allsect | 2075 | 0.2794 | Secondary Energy¦Hydrogen
Downscaling[REMIND-MAgPIE 3.2-4.6 IntegratedPhysicalDamages (95th-high)] | Current Policies | DEU | Secondary Energy¦Hydrogen | EJ/yr | Secondary Energy¦Hydrogen | demand_projection | hydrogen_allsect | 2080 | 0.3176 | Secondary Energy¦Hydrogen
Downscaling[REMIND-MAgPIE 3.2-4.6 IntegratedPhysicalDamages (95th-high)] | Current Policies | DEU | Secondary Energy¦Hydrogen | EJ/yr | Secondary Energy¦Hydrogen | demand_projection | hydrogen_allsect | 2085 | 0.3593 | Secondary Energy¦Hydrogen
Downscaling[REMIND-MAgPIE 3.2-4.6 IntegratedPhysicalDamages (95th-high)] | Current Policies | DEU | Secondary Energy¦Hydrogen | EJ/yr | Secondary Energy¦Hydrogen | demand_projection | hydrogen_allsect | 2090 | 0.3931 | Secondary Energy¦Hydrogen
Downscaling[REMIND-MAgPIE 3.2-4.6 IntegratedPhysicalDamages (95th-high)] | Current Policies | DEU | Secondary Energy¦Hydrogen | EJ/yr | Secondary Energy¦Hydrogen | demand_projection | hydrogen_allsect | 2095 | 0.4002 | Secondary Energy¦Hydrogen
Downscaling[REMIND-MAgPIE 3.2-4.6 IntegratedPhysicalDamages (95th-high)] | Current Policies | DEU | Secondary Energy¦Hydrogen | EJ/yr | Secondary Energy¦Hydrogen | demand_projection | hydrogen_allsect | 2100 | 0.4025 | Secondary Energy¦Hydrogen
Downscaling[REMIND-MAgPIE 3.2-4.6 IntegratedPhysicalDamages (95th-high)] | Current Policies | DEU | Secondary Energy¦Electricity¦Coal | EJ/yr | Secondary Energy¦Electricity¦Coal | elec_co2 |  | 2020 | 0.6761 | Secondary Energy¦Electricity¦Coal | 94
Downscaling[REMIND-MAgPIE 3.2-4.6 IntegratedPhysicalDamages (95th-high)] | Current Policies | DEU | Secondary Energy¦Electricity¦Coal | EJ/yr | Secondary Energy¦Electricity¦Coal | elec_co2 |  | 2025 | 0.272 | Secondary Energy¦Electricity¦Coal | 94
Downscaling[REMIND-MAgPIE 3.2-4.6 IntegratedPhysicalDamages (95th-high)] | Current Policies | DEU | Secondary Energy¦Electricity¦Coal | EJ/yr | Secondary Energy¦Electricity¦Coal | elec_co2 |  | 2030 | 0.1293 | Secondary Energy¦Electricity¦Coal | 94
Downscaling[REMIND-MAgPIE 3.2-4.6 IntegratedPhysicalDamages (95th-high)] | Current Policies | DEU | Secondary Energy¦Electricity¦Coal | EJ/yr | Secondary Energy¦Electricity¦Coal | elec_co2 |  | 2035 | 0.099 | Secondary Energy¦Electricity¦Coal | 94
Downscaling[REMIND-MAgPIE 3.2-4.6 IntegratedPhysicalDamages (95th-high)] | Current Policies | DEU | Secondary Energy¦Electricity¦Coal | EJ/yr | Secondary Energy¦Electricity¦Coal | elec_co2 |  | 2040 | 0.0472 | Secondary Energy¦Electricity¦Coal | 94
Downscaling[REMIND-MAgPIE 3.2-4.6 IntegratedPhysicalDamages (95th-high)] | Current Policies | DEU | Secondary Energy¦Electricity¦Coal | EJ/yr | Secondary Energy¦Electricity¦Coal | elec_co2 |  | 2045 | 0.0014 | Secondary Energy¦Electricity¦Coal | 94
Downscaling[REMIND-MAgPIE 3.2-4.6 IntegratedPhysicalDamages (95th-high)] | Current Policies | DEU | Secondary Energy¦Electricity¦Coal | EJ/yr | Secondary Energy¦Electricity¦Coal | elec_co2 |  | 2050 | 0.0005 | Secondary Energy¦Electricity¦Coal | 94
Downscaling[REMIND-MAgPIE 3.2-4.6 IntegratedPhysicalDamages (95th-high)] | Current Policies | DEU | Secondary Energy¦Electricity¦Coal | EJ/yr | Secondary Energy¦Electricity¦Coal | elec_co2 |  | 2055 | 0.0001 | Secondary Energy¦Electricity¦Coal | 94
Downscaling[REMIND-MAgPIE 3.2-4.6 IntegratedPhysicalDamages (95th-high)] | Current Policies | DEU | Secondary Energy¦Electricity¦Coal | EJ/yr | Secondary Energy¦Electricity¦Coal | elec_co2 |  | 2060 | 0 | Secondary Energy¦Electricity¦Coal | 94
Downscaling[REMIND-MAgPIE 3.2-4.6 IntegratedPhysicalDamages (95th-high)] | Current Policies | DEU | Secondary Energy¦Electricity¦Coal | EJ/yr | Secondary Energy¦Electricity¦Coal | elec_co2 |  | 2065 | 0.0117 | Secondary Energy¦Electricity¦Coal | 94
Downscaling[REMIND-MAgPIE 3.2-4.6 IntegratedPhysicalDamages (95th-high)] | Current Policies | DEU | Secondary Energy¦Electricity¦Coal | EJ/yr | Secondary Energy¦Electricity¦Coal | elec_co2 |  | 2070 | 0.0207 | Secondary Energy¦Electricity¦Coal | 94
Downscaling[REMIND-MAgPIE 3.2-4.6 IntegratedPhysicalDamages (95th-high)] | Current Policies | DEU | Secondary Energy¦Electricity¦Coal | EJ/yr | Secondary Energy¦Electricity¦Coal | elec_co2 |  | 2075 | 0.0366 | Secondary Energy¦Electricity¦Coal | 94
Downscaling[REMIND-MAgPIE 3.2-4.6 IntegratedPhysicalDamages (95th-high)] | Current Policies | DEU | Secondary Energy¦Electricity¦Coal | EJ/yr | Secondary Energy¦Electricity¦Coal | elec_co2 |  | 2080 | 0.0503 | Secondary Energy¦Electricity¦Coal | 94
Downscaling[REMIND-MAgPIE 3.2-4.6 IntegratedPhysicalDamages (95th-high)] | Current Policies | DEU | Secondary Energy¦Electricity¦Coal | EJ/yr | Secondary Energy¦Electricity¦Coal | elec_co2 |  | 2085 | 0.0631 | Secondary Energy¦Electricity¦Coal | 94
Downscaling[REMIND-MAgPIE 3.2-4.6 IntegratedPhysicalDamages (95th-high)] | Current Policies | DEU | Secondary Energy¦Electricity¦Coal | EJ/yr | Secondary Energy¦Electricity¦Coal | elec_co2 |  | 2090 | 0.0743 | Secondary Energy¦Electricity¦Coal | 94
Downscaling[REMIND-MAgPIE 3.2-4.6 IntegratedPhysicalDamages (95th-high)] | Current Policies | DEU | Secondary Energy¦Electricity¦Coal | EJ/yr | Secondary Energy¦Electricity¦Coal | elec_co2 |  | 2095 | 0.0709 | Secondary Energy¦Electricity¦Coal | 94
Downscaling[REMIND-MAgPIE 3.2-4.6 IntegratedPhysicalDamages (95th-high)] | Current Policies | DEU | Secondary Energy¦Electricity¦Coal | EJ/yr | Secondary Energy¦Electricity¦Coal | elec_co2 |  | 2100 | 0.0678 | Secondary Energy¦Electricity¦Coal | 94
Downscaling[REMIND-MAgPIE 3.2-4.6 IntegratedPhysicalDamages (95th-high)] | Current Policies | DEU | Secondary Energy¦Electricity¦Gas | EJ/yr | Secondary Energy¦Electricity¦Gas | elec_co2 |  | 2020 | 0.439 | Secondary Energy¦Electricity¦Gas | 55
Downscaling[REMIND-MAgPIE 3.2-4.6 IntegratedPhysicalDamages (95th-high)] | Current Policies | DEU | Secondary Energy¦Electricity¦Gas | EJ/yr | Secondary Energy¦Electricity¦Gas | elec_co2 |  | 2025 | 0.4537 | Secondary Energy¦Electricity¦Gas | 55
Downscaling[REMIND-MAgPIE 3.2-4.6 IntegratedPhysicalDamages (95th-high)] | Current Policies | DEU | Secondary Energy¦Electricity¦Gas | EJ/yr | Secondary Energy¦Electricity¦Gas | elec_co2 |  | 2030 | 0.3421 | Secondary Energy¦Electricity¦Gas | 55
Downscaling[REMIND-MAgPIE 3.2-4.6 IntegratedPhysicalDamages (95th-high)] | Current Policies | DEU | Secondary Energy¦Electricity¦Gas | EJ/yr | Secondary Energy¦Electricity¦Gas | elec_co2 |  | 2035 | 0.1677 | Secondary Energy¦Electricity¦Gas | 55
Downscaling[REMIND-MAgPIE 3.2-4.6 IntegratedPhysicalDamages (95th-high)] | Current Policies | DEU | Secondary Energy¦Electricity¦Gas | EJ/yr | Secondary Energy¦Electricity¦Gas | elec_co2 |  | 2040 | 0.0764 | Secondary Energy¦Electricity¦Gas | 55
Downscaling[REMIND-MAgPIE 3.2-4.6 IntegratedPhysicalDamages (95th-high)] | Current Policies | DEU | Secondary Energy¦Electricity¦Gas | EJ/yr | Secondary Energy¦Electricity¦Gas | elec_co2 |  | 2045 | 0.0078 | Secondary Energy¦Electricity¦Gas | 55
Downscaling[REMIND-MAgPIE 3.2-4.6 IntegratedPhysicalDamages (95th-high)] | Current Policies | DEU | Secondary Energy¦Electricity¦Gas | EJ/yr | Secondary Energy¦Electricity¦Gas | elec_co2 |  | 2050 | 0.0082 | Secondary Energy¦Electricity¦Gas | 55
Downscaling[REMIND-MAgPIE 3.2-4.6 IntegratedPhysicalDamages (95th-high)] | Current Policies | DEU | Secondary Energy¦Electricity¦Gas | EJ/yr | Secondary Energy¦Electricity¦Gas | elec_co2 |  | 2055 | 0.0077 | Secondary Energy¦Electricity¦Gas | 55
Downscaling[REMIND-MAgPIE 3.2-4.6 IntegratedPhysicalDamages (95th-high)] | Current Policies | DEU | Secondary Energy¦Electricity¦Gas | EJ/yr | Secondary Energy¦Electricity¦Gas | elec_co2 |  | 2060 | 0.0079 | Secondary Energy¦Electricity¦Gas | 55
Downscaling[REMIND-MAgPIE 3.2-4.6 IntegratedPhysicalDamages (95th-high)] | Current Policies | DEU | Secondary Energy¦Electricity¦Gas | EJ/yr | Secondary Energy¦Electricity¦Gas | elec_co2 |  | 2065 | 0.0087 | Secondary Energy¦Electricity¦Gas | 55
Downscaling[REMIND-MAgPIE 3.2-4.6 IntegratedPhysicalDamages (95th-high)] | Current Policies | DEU | Secondary Energy¦Electricity¦Gas | EJ/yr | Secondary Energy¦Electricity¦Gas | elec_co2 |  | 2070 | 0.0089 | Secondary Energy¦Electricity¦Gas | 55
Downscaling[REMIND-MAgPIE 3.2-4.6 IntegratedPhysicalDamages (95th-high)] | Current Policies | DEU | Secondary Energy¦Electricity¦Gas | EJ/yr | Secondary Energy¦Electricity¦Gas | elec_co2 |  | 2075 | 0.009 | Secondary Energy¦Electricity¦Gas | 55
Downscaling[REMIND-MAgPIE 3.2-4.6 IntegratedPhysicalDamages (95th-high)] | Current Policies | DEU | Secondary Energy¦Electricity¦Gas | EJ/yr | Secondary Energy¦Electricity¦Gas | elec_co2 |  | 2080 | 0.0093 | Secondary Energy¦Electricity¦Gas | 55
Downscaling[REMIND-MAgPIE 3.2-4.6 IntegratedPhysicalDamages (95th-high)] | Current Policies | DEU | Secondary Energy¦Electricity¦Gas | EJ/yr | Secondary Energy¦Electricity¦Gas | elec_co2 |  | 2085 | 0.0081 | Secondary Energy¦Electricity¦Gas | 55
Downscaling[REMIND-MAgPIE 3.2-4.6 IntegratedPhysicalDamages (95th-high)] | Current Policies | DEU | Secondary Energy¦Electricity¦Gas | EJ/yr | Secondary Energy¦Electricity¦Gas | elec_co2 |  | 2090 | 0.0069 | Secondary Energy¦Electricity¦Gas | 55
Downscaling[REMIND-MAgPIE 3.2-4.6 IntegratedPhysicalDamages (95th-high)] | Current Policies | DEU | Secondary Energy¦Electricity¦Gas | EJ/yr | Secondary Energy¦Electricity¦Gas | elec_co2 |  | 2095 | 0.0056 | Secondary Energy¦Electricity¦Gas | 55
Downscaling[REMIND-MAgPIE 3.2-4.6 IntegratedPhysicalDamages (95th-high)] | Current Policies | DEU | Secondary Energy¦Electricity¦Gas | EJ/yr | Secondary Energy¦Electricity¦Gas | elec_co2 |  | 2100 | 0.0043 | Secondary Energy¦Electricity¦Gas | 55
Downscaling[REMIND-MAgPIE 3.2-4.6 IntegratedPhysicalDamages (95th-high)] | Current Policies | DEU | Secondary Energy¦Electricity¦Oil | EJ/yr | Secondary Energy¦Electricity¦Oil | elec_co2 |  | 2020 | 0.0159 | Secondary Energy¦Electricity¦Oil | 70
Downscaling[REMIND-MAgPIE 3.2-4.6 IntegratedPhysicalDamages (95th-high)] | Current Policies | DEU | Secondary Energy¦Electricity¦Oil | EJ/yr | Secondary Energy¦Electricity¦Oil | elec_co2 |  | 2025 | 0.0094 | Secondary Energy¦Electricity¦Oil | 70
Downscaling[REMIND-MAgPIE 3.2-4.6 IntegratedPhysicalDamages (95th-high)] | Current Policies | DEU | Secondary Energy¦Electricity¦Oil | EJ/yr | Secondary Energy¦Electricity¦Oil | elec_co2 |  | 2030 | 0.0036 | Secondary Energy¦Electricity¦Oil | 70
Downscaling[REMIND-MAgPIE 3.2-4.6 IntegratedPhysicalDamages (95th-high)] | Current Policies | DEU | Secondary Energy¦Electricity¦Oil | EJ/yr | Secondary Energy¦Electricity¦Oil | elec_co2 |  | 2035 | 0 | Secondary Energy¦Electricity¦Oil | 70
Downscaling[REMIND-MAgPIE 3.2-4.6 IntegratedPhysicalDamages (95th-high)] | Current Policies | DEU | Secondary Energy¦Electricity¦Oil | EJ/yr | Secondary Energy¦Electricity¦Oil | elec_co2 |  | 2040 | 0 | Secondary Energy¦Electricity¦Oil | 70
Downscaling[REMIND-MAgPIE 3.2-4.6 IntegratedPhysicalDamages (95th-high)] | Current Policies | DEU | Secondary Energy¦Electricity¦Oil | EJ/yr | Secondary Energy¦Electricity¦Oil | elec_co2 |  | 2045 | 0 | Secondary Energy¦Electricity¦Oil | 70
Downscaling[REMIND-MAgPIE 3.2-4.6 IntegratedPhysicalDamages (95th-high)] | Current Policies | DEU | Secondary Energy¦Electricity¦Oil | EJ/yr | Secondary Energy¦Electricity¦Oil | elec_co2 |  | 2050 | 0 | Secondary Energy¦Electricity¦Oil | 70
Downscaling[REMIND-MAgPIE 3.2-4.6 IntegratedPhysicalDamages (95th-high)] | Current Policies | DEU | Secondary Energy¦Electricity¦Oil | EJ/yr | Secondary Energy¦Electricity¦Oil | elec_co2 |  | 2055 | 0 | Secondary Energy¦Electricity¦Oil | 70
Downscaling[REMIND-MAgPIE 3.2-4.6 IntegratedPhysicalDamages (95th-high)] | Current Policies | DEU | Secondary Energy¦Electricity¦Oil | EJ/yr | Secondary Energy¦Electricity¦Oil | elec_co2 |  | 2060 | 0 | Secondary Energy¦Electricity¦Oil | 70
Downscaling[REMIND-MAgPIE 3.2-4.6 IntegratedPhysicalDamages (95th-high)] | Current Policies | DEU | Secondary Energy¦Electricity¦Oil | EJ/yr | Secondary Energy¦Electricity¦Oil | elec_co2 |  | 2065 | 0 | Secondary Energy¦Electricity¦Oil | 70
Downscaling[REMIND-MAgPIE 3.2-4.6 IntegratedPhysicalDamages (95th-high)] | Current Policies | DEU | Secondary Energy¦Electricity¦Oil | EJ/yr | Secondary Energy¦Electricity¦Oil | elec_co2 |  | 2070 | 0 | Secondary Energy¦Electricity¦Oil | 70
Downscaling[REMIND-MAgPIE 3.2-4.6 IntegratedPhysicalDamages (95th-high)] | Current Policies | DEU | Secondary Energy¦Electricity¦Oil | EJ/yr | Secondary Energy¦Electricity¦Oil | elec_co2 |  | 2075 | 0 | Secondary Energy¦Electricity¦Oil | 70
Downscaling[REMIND-MAgPIE 3.2-4.6 IntegratedPhysicalDamages (95th-high)] | Current Policies | DEU | Secondary Energy¦Electricity¦Oil | EJ/yr | Secondary Energy¦Electricity¦Oil | elec_co2 |  | 2080 | 0 | Secondary Energy¦Electricity¦Oil | 70
Downscaling[REMIND-MAgPIE 3.2-4.6 IntegratedPhysicalDamages (95th-high)] | Current Policies | DEU | Secondary Energy¦Electricity¦Oil | EJ/yr | Secondary Energy¦Electricity¦Oil | elec_co2 |  | 2085 | 0 | Secondary Energy¦Electricity¦Oil | 70
Downscaling[REMIND-MAgPIE 3.2-4.6 IntegratedPhysicalDamages (95th-high)] | Current Policies | DEU | Secondary Energy¦Electricity¦Oil | EJ/yr | Secondary Energy¦Electricity¦Oil | elec_co2 |  | 2090 | 0 | Secondary Energy¦Electricity¦Oil | 70
Downscaling[REMIND-MAgPIE 3.2-4.6 IntegratedPhysicalDamages (95th-high)] | Current Policies | DEU | Secondary Energy¦Electricity¦Oil | EJ/yr | Secondary Energy¦Electricity¦Oil | elec_co2 |  | 2095 | 0 | Secondary Energy¦Electricity¦Oil | 70
Downscaling[REMIND-MAgPIE 3.2-4.6 IntegratedPhysicalDamages (95th-high)] | Current Policies | DEU | Secondary Energy¦Electricity¦Oil | EJ/yr | Secondary Energy¦Electricity¦Oil | elec_co2 |  | 2100 | 0 | Secondary Energy¦Electricity¦Oil | 70
Downscaling[REMIND-MAgPIE 3.2-4.6 IntegratedPhysicalDamages (95th-high)] | Current Policies | DEU | Price¦Primary Energy¦Biomass | US$2010/GJ | Price¦Primary Energy¦Biomass | fuel_supply | bioenergy | 2020 | 5.3799 | Price¦Primary Energy¦Biomass
Downscaling[REMIND-MAgPIE 3.2-4.6 IntegratedPhysicalDamages (95th-high)] | Current Policies | DEU | Price¦Primary Energy¦Biomass | US$2010/GJ | Price¦Primary Energy¦Biomass | fuel_supply | bioenergy | 2025 | 5.8021 | Price¦Primary Energy¦Biomass
Downscaling[REMIND-MAgPIE 3.2-4.6 IntegratedPhysicalDamages (95th-high)] | Current Policies | DEU | Price¦Primary Energy¦Biomass | US$2010/GJ | Price¦Primary Energy¦Biomass | fuel_supply | bioenergy | 2030 | 5.5002 | Price¦Primary Energy¦Biomass
Downscaling[REMIND-MAgPIE 3.2-4.6 IntegratedPhysicalDamages (95th-high)] | Current Policies | DEU | Price¦Primary Energy¦Biomass | US$2010/GJ | Price¦Primary Energy¦Biomass | fuel_supply | bioenergy | 2035 | 4.5397 | Price¦Primary Energy¦Biomass
Downscaling[REMIND-MAgPIE 3.2-4.6 IntegratedPhysicalDamages (95th-high)] | Current Policies | DEU | Price¦Primary Energy¦Biomass | US$2010/GJ | Price¦Primary Energy¦Biomass | fuel_supply | bioenergy | 2040 | 2.1775 | Price¦Primary Energy¦Biomass
Downscaling[REMIND-MAgPIE 3.2-4.6 IntegratedPhysicalDamages (95th-high)] | Current Policies | DEU | Price¦Primary Energy¦Biomass | US$2010/GJ | Price¦Primary Energy¦Biomass | fuel_supply | bioenergy | 2045 | 2.307 | Price¦Primary Energy¦Biomass
Downscaling[REMIND-MAgPIE 3.2-4.6 IntegratedPhysicalDamages (95th-high)] | Current Policies | DEU | Price¦Primary Energy¦Biomass | US$2010/GJ | Price¦Primary Energy¦Biomass | fuel_supply | bioenergy | 2050 | 3.7534 | Price¦Primary Energy¦Biomass
Downscaling[REMIND-MAgPIE 3.2-4.6 IntegratedPhysicalDamages (95th-high)] | Current Policies | DEU | Price¦Primary Energy¦Biomass | US$2010/GJ | Price¦Primary Energy¦Biomass | fuel_supply | bioenergy | 2055 | 4.1386 | Price¦Primary Energy¦Biomass
Downscaling[REMIND-MAgPIE 3.2-4.6 IntegratedPhysicalDamages (95th-high)] | Current Policies | DEU | Price¦Primary Energy¦Biomass | US$2010/GJ | Price¦Primary Energy¦Biomass | fuel_supply | bioenergy | 2060 | 5.2705 | Price¦Primary Energy¦Biomass
Downscaling[REMIND-MAgPIE 3.2-4.6 IntegratedPhysicalDamages (95th-high)] | Current Policies | DEU | Price¦Primary Energy¦Biomass | US$2010/GJ | Price¦Primary Energy¦Biomass | fuel_supply | bioenergy | 2065 | 6.1846 | Price¦Primary Energy¦Biomass
Downscaling[REMIND-MAgPIE 3.2-4.6 IntegratedPhysicalDamages (95th-high)] | Current Policies | DEU | Price¦Primary Energy¦Biomass | US$2010/GJ | Price¦Primary Energy¦Biomass | fuel_supply | bioenergy | 2070 | 7.0986 | Price¦Primary Energy¦Biomass
Downscaling[REMIND-MAgPIE 3.2-4.6 IntegratedPhysicalDamages (95th-high)] | Current Policies | DEU | Price¦Primary Energy¦Biomass | US$2010/GJ | Price¦Primary Energy¦Biomass | fuel_supply | bioenergy | 2075 | 7.147 | Price¦Primary Energy¦Biomass
Downscaling[REMIND-MAgPIE 3.2-4.6 IntegratedPhysicalDamages (95th-high)] | Current Policies | DEU | Price¦Primary Energy¦Biomass | US$2010/GJ | Price¦Primary Energy¦Biomass | fuel_supply | bioenergy | 2080 | 7.1953 | Price¦Primary Energy¦Biomass
Downscaling[REMIND-MAgPIE 3.2-4.6 IntegratedPhysicalDamages (95th-high)] | Current Policies | DEU | Price¦Primary Energy¦Biomass | US$2010/GJ | Price¦Primary Energy¦Biomass | fuel_supply | bioenergy | 2085 | 7.0242 | Price¦Primary Energy¦Biomass
Downscaling[REMIND-MAgPIE 3.2-4.6 IntegratedPhysicalDamages (95th-high)] | Current Policies | DEU | Price¦Primary Energy¦Biomass | US$2010/GJ | Price¦Primary Energy¦Biomass | fuel_supply | bioenergy | 2090 | 6.853 | Price¦Primary Energy¦Biomass
Downscaling[REMIND-MAgPIE 3.2-4.6 IntegratedPhysicalDamages (95th-high)] | Current Policies | DEU | Price¦Primary Energy¦Biomass | US$2010/GJ | Price¦Primary Energy¦Biomass | fuel_supply | bioenergy | 2095 | 7.0905 | Price¦Primary Energy¦Biomass
Downscaling[REMIND-MAgPIE 3.2-4.6 IntegratedPhysicalDamages (95th-high)] | Current Policies | DEU | Price¦Primary Energy¦Biomass | US$2010/GJ | Price¦Primary Energy¦Biomass | fuel_supply | bioenergy | 2100 | 7.3279 | Price¦Primary Energy¦Biomass
Downscaling[REMIND-MAgPIE 3.2-4.6 IntegratedPhysicalDamages (95th-high)] | Current Policies | DEU | Price¦Primary Energy¦Coal | US$2010/GJ | Price¦Primary Energy¦Coal | fuel_supply | coal | 2020 | 2.0344 | Price¦Primary Energy¦Coal
Downscaling[REMIND-MAgPIE 3.2-4.6 IntegratedPhysicalDamages (95th-high)] | Current Policies | DEU | Price¦Primary Energy¦Coal | US$2010/GJ | Price¦Primary Energy¦Coal | fuel_supply | coal | 2025 | 2.2259 | Price¦Primary Energy¦Coal
Downscaling[REMIND-MAgPIE 3.2-4.6 IntegratedPhysicalDamages (95th-high)] | Current Policies | DEU | Price¦Primary Energy¦Coal | US$2010/GJ | Price¦Primary Energy¦Coal | fuel_supply | coal | 2030 | 2.2654 | Price¦Primary Energy¦Coal
Downscaling[REMIND-MAgPIE 3.2-4.6 IntegratedPhysicalDamages (95th-high)] | Current Policies | DEU | Price¦Primary Energy¦Coal | US$2010/GJ | Price¦Primary Energy¦Coal | fuel_supply | coal | 2035 | 2.3132 | Price¦Primary Energy¦Coal
Downscaling[REMIND-MAgPIE 3.2-4.6 IntegratedPhysicalDamages (95th-high)] | Current Policies | DEU | Price¦Primary Energy¦Coal | US$2010/GJ | Price¦Primary Energy¦Coal | fuel_supply | coal | 2040 | 2.3536 | Price¦Primary Energy¦Coal
Downscaling[REMIND-MAgPIE 3.2-4.6 IntegratedPhysicalDamages (95th-high)] | Current Policies | DEU | Price¦Primary Energy¦Coal | US$2010/GJ | Price¦Primary Energy¦Coal | fuel_supply | coal | 2045 | 2.4645 | Price¦Primary Energy¦Coal
Downscaling[REMIND-MAgPIE 3.2-4.6 IntegratedPhysicalDamages (95th-high)] | Current Policies | DEU | Price¦Primary Energy¦Coal | US$2010/GJ | Price¦Primary Energy¦Coal | fuel_supply | coal | 2050 | 2.7071 | Price¦Primary Energy¦Coal
Downscaling[REMIND-MAgPIE 3.2-4.6 IntegratedPhysicalDamages (95th-high)] | Current Policies | DEU | Price¦Primary Energy¦Coal | US$2010/GJ | Price¦Primary Energy¦Coal | fuel_supply | coal | 2055 | 2.6307 | Price¦Primary Energy¦Coal
Downscaling[REMIND-MAgPIE 3.2-4.6 IntegratedPhysicalDamages (95th-high)] | Current Policies | DEU | Price¦Primary Energy¦Coal | US$2010/GJ | Price¦Primary Energy¦Coal | fuel_supply | coal | 2060 | 3.386 | Price¦Primary Energy¦Coal
Downscaling[REMIND-MAgPIE 3.2-4.6 IntegratedPhysicalDamages (95th-high)] | Current Policies | DEU | Price¦Primary Energy¦Coal | US$2010/GJ | Price¦Primary Energy¦Coal | fuel_supply | coal | 2065 | 3.5235 | Price¦Primary Energy¦Coal
Downscaling[REMIND-MAgPIE 3.2-4.6 IntegratedPhysicalDamages (95th-high)] | Current Policies | DEU | Price¦Primary Energy¦Coal | US$2010/GJ | Price¦Primary Energy¦Coal | fuel_supply | coal | 2070 | 3.6609 | Price¦Primary Energy¦Coal
Downscaling[REMIND-MAgPIE 3.2-4.6 IntegratedPhysicalDamages (95th-high)] | Current Policies | DEU | Price¦Primary Energy¦Coal | US$2010/GJ | Price¦Primary Energy¦Coal | fuel_supply | coal | 2075 | 3.7721 | Price¦Primary Energy¦Coal
Downscaling[REMIND-MAgPIE 3.2-4.6 IntegratedPhysicalDamages (95th-high)] | Current Policies | DEU | Price¦Primary Energy¦Coal | US$2010/GJ | Price¦Primary Energy¦Coal | fuel_supply | coal | 2080 | 3.8833 | Price¦Primary Energy¦Coal
Downscaling[REMIND-MAgPIE 3.2-4.6 IntegratedPhysicalDamages (95th-high)] | Current Policies | DEU | Price¦Primary Energy¦Coal | US$2010/GJ | Price¦Primary Energy¦Coal | fuel_supply | coal | 2085 | 4.0273 | Price¦Primary Energy¦Coal
Downscaling[REMIND-MAgPIE 3.2-4.6 IntegratedPhysicalDamages (95th-high)] | Current Policies | DEU | Price¦Primary Energy¦Coal | US$2010/GJ | Price¦Primary Energy¦Coal | fuel_supply | coal | 2090 | 4.1714 | Price¦Primary Energy¦Coal
Downscaling[REMIND-MAgPIE 3.2-4.6 IntegratedPhysicalDamages (95th-high)] | Current Policies | DEU | Price¦Primary Energy¦Coal | US$2010/GJ | Price¦Primary Energy¦Coal | fuel_supply | coal | 2095 | 4.1594 | Price¦Primary Energy¦Coal
Downscaling[REMIND-MAgPIE 3.2-4.6 IntegratedPhysicalDamages (95th-high)] | Current Policies | DEU | Price¦Primary Energy¦Coal | US$2010/GJ | Price¦Primary Energy¦Coal | fuel_supply | coal | 2100 | 4.1473 | Price¦Primary Energy¦Coal
Downscaling[REMIND-MAgPIE 3.2-4.6 IntegratedPhysicalDamages (95th-high)] | Current Policies | DEU | Price¦Primary Energy¦Gas | US$2010/GJ | Price¦Primary Energy¦Gas | fuel_supply | gas | 2020 | 3.9711 | Price¦Primary Energy¦Gas
Downscaling[REMIND-MAgPIE 3.2-4.6 IntegratedPhysicalDamages (95th-high)] | Current Policies | DEU | Price¦Primary Energy¦Gas | US$2010/GJ | Price¦Primary Energy¦Gas | fuel_supply | gas | 2025 | 4.6721 | Price¦Primary Energy¦Gas
Downscaling[REMIND-MAgPIE 3.2-4.6 IntegratedPhysicalDamages (95th-high)] | Current Policies | DEU | Price¦Primary Energy¦Gas | US$2010/GJ | Price¦Primary Energy¦Gas | fuel_supply | gas | 2030 | 4.6044 | Price¦Primary Energy¦Gas
Downscaling[REMIND-MAgPIE 3.2-4.6 IntegratedPhysicalDamages (95th-high)] | Current Policies | DEU | Price¦Primary Energy¦Gas | US$2010/GJ | Price¦Primary Energy¦Gas | fuel_supply | gas | 2035 | 4.9635 | Price¦Primary Energy¦Gas
Downscaling[REMIND-MAgPIE 3.2-4.6 IntegratedPhysicalDamages (95th-high)] | Current Policies | DEU | Price¦Primary Energy¦Gas | US$2010/GJ | Price¦Primary Energy¦Gas | fuel_supply | gas | 2040 | 5.2192 | Price¦Primary Energy¦Gas
Downscaling[REMIND-MAgPIE 3.2-4.6 IntegratedPhysicalDamages (95th-high)] | Current Policies | DEU | Price¦Primary Energy¦Gas | US$2010/GJ | Price¦Primary Energy¦Gas | fuel_supply | gas | 2045 | 5.4594 | Price¦Primary Energy¦Gas
Downscaling[REMIND-MAgPIE 3.2-4.6 IntegratedPhysicalDamages (95th-high)] | Current Policies | DEU | Price¦Primary Energy¦Gas | US$2010/GJ | Price¦Primary Energy¦Gas | fuel_supply | gas | 2050 | 5.6051 | Price¦Primary Energy¦Gas
Downscaling[REMIND-MAgPIE 3.2-4.6 IntegratedPhysicalDamages (95th-high)] | Current Policies | DEU | Price¦Primary Energy¦Gas | US$2010/GJ | Price¦Primary Energy¦Gas | fuel_supply | gas | 2055 | 5.6043 | Price¦Primary Energy¦Gas
Downscaling[REMIND-MAgPIE 3.2-4.6 IntegratedPhysicalDamages (95th-high)] | Current Policies | DEU | Price¦Primary Energy¦Gas | US$2010/GJ | Price¦Primary Energy¦Gas | fuel_supply | gas | 2060 | 6.588 | Price¦Primary Energy¦Gas
Downscaling[REMIND-MAgPIE 3.2-4.6 IntegratedPhysicalDamages (95th-high)] | Current Policies | DEU | Price¦Primary Energy¦Gas | US$2010/GJ | Price¦Primary Energy¦Gas | fuel_supply | gas | 2065 | 6.4491 | Price¦Primary Energy¦Gas
Downscaling[REMIND-MAgPIE 3.2-4.6 IntegratedPhysicalDamages (95th-high)] | Current Policies | DEU | Price¦Primary Energy¦Gas | US$2010/GJ | Price¦Primary Energy¦Gas | fuel_supply | gas | 2070 | 6.3101 | Price¦Primary Energy¦Gas
Downscaling[REMIND-MAgPIE 3.2-4.6 IntegratedPhysicalDamages (95th-high)] | Current Policies | DEU | Price¦Primary Energy¦Gas | US$2010/GJ | Price¦Primary Energy¦Gas | fuel_supply | gas | 2075 | 6.5062 | Price¦Primary Energy¦Gas
Downscaling[REMIND-MAgPIE 3.2-4.6 IntegratedPhysicalDamages (95th-high)] | Current Policies | DEU | Price¦Primary Energy¦Gas | US$2010/GJ | Price¦Primary Energy¦Gas | fuel_supply | gas | 2080 | 6.7023 | Price¦Primary Energy¦Gas
Downscaling[REMIND-MAgPIE 3.2-4.6 IntegratedPhysicalDamages (95th-high)] | Current Policies | DEU | Price¦Primary Energy¦Gas | US$2010/GJ | Price¦Primary Energy¦Gas | fuel_supply | gas | 2085 | 6.9119 | Price¦Primary Energy¦Gas
Downscaling[REMIND-MAgPIE 3.2-4.6 IntegratedPhysicalDamages (95th-high)] | Current Policies | DEU | Price¦Primary Energy¦Gas | US$2010/GJ | Price¦Primary Energy¦Gas | fuel_supply | gas | 2090 | 7.1214 | Price¦Primary Energy¦Gas
Downscaling[REMIND-MAgPIE 3.2-4.6 IntegratedPhysicalDamages (95th-high)] | Current Policies | DEU | Price¦Primary Energy¦Gas | US$2010/GJ | Price¦Primary Energy¦Gas | fuel_supply | gas | 2095 | 7.2916 | Price¦Primary Energy¦Gas
Downscaling[REMIND-MAgPIE 3.2-4.6 IntegratedPhysicalDamages (95th-high)] | Current Policies | DEU | Price¦Primary Energy¦Gas | US$2010/GJ | Price¦Primary Energy¦Gas | fuel_supply | gas | 2100 | 7.4618 | Price¦Primary Energy¦Gas
Downscaling[REMIND-MAgPIE 3.2-4.6 IntegratedPhysicalDamages (95th-high)] | Current Policies | DEU | Price¦Secondary Energy¦Liquids¦Oil | US$2010/GJ | Price¦Secondary Energy¦Liquids¦Oil | fuel_supply | oil | 2020 | 82.2847 | Price¦Secondary Energy¦Liquids¦Oil
Downscaling[REMIND-MAgPIE 3.2-4.6 IntegratedPhysicalDamages (95th-high)] | Current Policies | DEU | Price¦Secondary Energy¦Liquids¦Oil | US$2010/GJ | Price¦Secondary Energy¦Liquids¦Oil | fuel_supply | oil | 2025 | 95.2844 | Price¦Secondary Energy¦Liquids¦Oil
Downscaling[REMIND-MAgPIE 3.2-4.6 IntegratedPhysicalDamages (95th-high)] | Current Policies | DEU | Price¦Secondary Energy¦Liquids¦Oil | US$2010/GJ | Price¦Secondary Energy¦Liquids¦Oil | fuel_supply | oil | 2030 | 85.6625 | Price¦Secondary Energy¦Liquids¦Oil
Downscaling[REMIND-MAgPIE 3.2-4.6 IntegratedPhysicalDamages (95th-high)] | Current Policies | DEU | Price¦Secondary Energy¦Liquids¦Oil | US$2010/GJ | Price¦Secondary Energy¦Liquids¦Oil | fuel_supply | oil | 2035 | 88.0146 | Price¦Secondary Energy¦Liquids¦Oil
Downscaling[REMIND-MAgPIE 3.2-4.6 IntegratedPhysicalDamages (95th-high)] | Current Policies | DEU | Price¦Secondary Energy¦Liquids¦Oil | US$2010/GJ | Price¦Secondary Energy¦Liquids¦Oil | fuel_supply | oil | 2040 | 98.7218 | Price¦Secondary Energy¦Liquids¦Oil
Downscaling[REMIND-MAgPIE 3.2-4.6 IntegratedPhysicalDamages (95th-high)] | Current Policies | DEU | Price¦Secondary Energy¦Liquids¦Oil | US$2010/GJ | Price¦Secondary Energy¦Liquids¦Oil | fuel_supply | oil | 2045 | 109.3103 | Price¦Secondary Energy¦Liquids¦Oil
Downscaling[REMIND-MAgPIE 3.2-4.6 IntegratedPhysicalDamages (95th-high)] | Current Policies | DEU | Price¦Secondary Energy¦Liquids¦Oil | US$2010/GJ | Price¦Secondary Energy¦Liquids¦Oil | fuel_supply | oil | 2050 | 118.1405 | Price¦Secondary Energy¦Liquids¦Oil
Downscaling[REMIND-MAgPIE 3.2-4.6 IntegratedPhysicalDamages (95th-high)] | Current Policies | DEU | Price¦Secondary Energy¦Liquids¦Oil | US$2010/GJ | Price¦Secondary Energy¦Liquids¦Oil | fuel_supply | oil | 2055 | 132.0029 | Price¦Secondary Energy¦Liquids¦Oil
Downscaling[REMIND-MAgPIE 3.2-4.6 IntegratedPhysicalDamages (95th-high)] | Current Policies | DEU | Price¦Secondary Energy¦Liquids¦Oil | US$2010/GJ | Price¦Secondary Energy¦Liquids¦Oil | fuel_supply | oil | 2060 | 200.5009 | Price¦Secondary Energy¦Liquids¦Oil
Downscaling[REMIND-MAgPIE 3.2-4.6 IntegratedPhysicalDamages (95th-high)] | Current Policies | DEU | Price¦Secondary Energy¦Liquids¦Oil | US$2010/GJ | Price¦Secondary Energy¦Liquids¦Oil | fuel_supply | oil | 2065 | 244.8732 | Price¦Secondary Energy¦Liquids¦Oil
Downscaling[REMIND-MAgPIE 3.2-4.6 IntegratedPhysicalDamages (95th-high)] | Current Policies | DEU | Price¦Secondary Energy¦Liquids¦Oil | US$2010/GJ | Price¦Secondary Energy¦Liquids¦Oil | fuel_supply | oil | 2070 | 289.2455 | Price¦Secondary Energy¦Liquids¦Oil
Downscaling[REMIND-MAgPIE 3.2-4.6 IntegratedPhysicalDamages (95th-high)] | Current Policies | DEU | Price¦Secondary Energy¦Liquids¦Oil | US$2010/GJ | Price¦Secondary Energy¦Liquids¦Oil | fuel_supply | oil | 2075 | 286.1618 | Price¦Secondary Energy¦Liquids¦Oil
Downscaling[REMIND-MAgPIE 3.2-4.6 IntegratedPhysicalDamages (95th-high)] | Current Policies | DEU | Price¦Secondary Energy¦Liquids¦Oil | US$2010/GJ | Price¦Secondary Energy¦Liquids¦Oil | fuel_supply | oil | 2080 | 283.0781 | Price¦Secondary Energy¦Liquids¦Oil
Downscaling[REMIND-MAgPIE 3.2-4.6 IntegratedPhysicalDamages (95th-high)] | Current Policies | DEU | Price¦Secondary Energy¦Liquids¦Oil | US$2010/GJ | Price¦Secondary Energy¦Liquids¦Oil | fuel_supply | oil | 2085 | 280.6311 | Price¦Secondary Energy¦Liquids¦Oil
Downscaling[REMIND-MAgPIE 3.2-4.6 IntegratedPhysicalDamages (95th-high)] | Current Policies | DEU | Price¦Secondary Energy¦Liquids¦Oil | US$2010/GJ | Price¦Secondary Energy¦Liquids¦Oil | fuel_supply | oil | 2090 | 278.1842 | Price¦Secondary Energy¦Liquids¦Oil
Downscaling[REMIND-MAgPIE 3.2-4.6 IntegratedPhysicalDamages (95th-high)] | Current Policies | DEU | Price¦Secondary Energy¦Liquids¦Oil | US$2010/GJ | Price¦Secondary Energy¦Liquids¦Oil | fuel_supply | oil | 2095 | 276.2552 | Price¦Secondary Energy¦Liquids¦Oil
Downscaling[REMIND-MAgPIE 3.2-4.6 IntegratedPhysicalDamages (95th-high)] | Current Policies | DEU | Price¦Secondary Energy¦Liquids¦Oil | US$2010/GJ | Price¦Secondary Energy¦Liquids¦Oil | fuel_supply | oil | 2100 | 274.3262 | Price¦Secondary Energy¦Liquids¦Oil
Downscaling[REMIND-MAgPIE 3.2-4.6 IntegratedPhysicalDamages (95th-high)] | Current Policies | DEU | Emissions¦CO2 | Mt CO2/yr | Emissions¦CO2 | scenarios - CO2 abatement | CO2 | 2020 | 573.9349 | Emissions¦CO2
Downscaling[REMIND-MAgPIE 3.2-4.6 IntegratedPhysicalDamages (95th-high)] | Current Policies | DEU | Emissions¦CO2 | Mt CO2/yr | Emissions¦CO2 | scenarios - CO2 abatement | CO2 | 2025 | 423.8648 | Emissions¦CO2
Downscaling[REMIND-MAgPIE 3.2-4.6 IntegratedPhysicalDamages (95th-high)] | Current Policies | DEU | Emissions¦CO2 | Mt CO2/yr | Emissions¦CO2 | scenarios - CO2 abatement | CO2 | 2030 | 296.7863 | Emissions¦CO2
Downscaling[REMIND-MAgPIE 3.2-4.6 IntegratedPhysicalDamages (95th-high)] | Current Policies | DEU | Emissions¦CO2 | Mt CO2/yr | Emissions¦CO2 | scenarios - CO2 abatement | CO2 | 2035 | 223.7228 | Emissions¦CO2
Downscaling[REMIND-MAgPIE 3.2-4.6 IntegratedPhysicalDamages (95th-high)] | Current Policies | DEU | Emissions¦CO2 | Mt CO2/yr | Emissions¦CO2 | scenarios - CO2 abatement | CO2 | 2040 | 159.246 | Emissions¦CO2
Downscaling[REMIND-MAgPIE 3.2-4.6 IntegratedPhysicalDamages (95th-high)] | Current Policies | DEU | Emissions¦CO2 | Mt CO2/yr | Emissions¦CO2 | scenarios - CO2 abatement | CO2 | 2045 | 112.0154 | Emissions¦CO2
Downscaling[REMIND-MAgPIE 3.2-4.6 IntegratedPhysicalDamages (95th-high)] | Current Policies | DEU | Emissions¦CO2 | Mt CO2/yr | Emissions¦CO2 | scenarios - CO2 abatement | CO2 | 2050 | 91.1755 | Emissions¦CO2
Downscaling[REMIND-MAgPIE 3.2-4.6 IntegratedPhysicalDamages (95th-high)] | Current Policies | DEU | Emissions¦CO2 | Mt CO2/yr | Emissions¦CO2 | scenarios - CO2 abatement | CO2 | 2055 | 75.9855 | Emissions¦CO2
Downscaling[REMIND-MAgPIE 3.2-4.6 IntegratedPhysicalDamages (95th-high)] | Current Policies | DEU | Emissions¦CO2 | Mt CO2/yr | Emissions¦CO2 | scenarios - CO2 abatement | CO2 | 2060 | 64.6605 | Emissions¦CO2
Downscaling[REMIND-MAgPIE 3.2-4.6 IntegratedPhysicalDamages (95th-high)] | Current Policies | DEU | Emissions¦CO2 | Mt CO2/yr | Emissions¦CO2 | scenarios - CO2 abatement | CO2 | 2065 | 63.3659 | Emissions¦CO2
Downscaling[REMIND-MAgPIE 3.2-4.6 IntegratedPhysicalDamages (95th-high)] | Current Policies | DEU | Emissions¦CO2 | Mt CO2/yr | Emissions¦CO2 | scenarios - CO2 abatement | CO2 | 2070 | 63.6232 | Emissions¦CO2
Downscaling[REMIND-MAgPIE 3.2-4.6 IntegratedPhysicalDamages (95th-high)] | Current Policies | DEU | Emissions¦CO2 | Mt CO2/yr | Emissions¦CO2 | scenarios - CO2 abatement | CO2 | 2075 | 59.3183 | Emissions¦CO2
Downscaling[REMIND-MAgPIE 3.2-4.6 IntegratedPhysicalDamages (95th-high)] | Current Policies | DEU | Emissions¦CO2 | Mt CO2/yr | Emissions¦CO2 | scenarios - CO2 abatement | CO2 | 2080 | 53.2947 | Emissions¦CO2
Downscaling[REMIND-MAgPIE 3.2-4.6 IntegratedPhysicalDamages (95th-high)] | Current Policies | DEU | Emissions¦CO2 | Mt CO2/yr | Emissions¦CO2 | scenarios - CO2 abatement | CO2 | 2085 | 48.0103 | Emissions¦CO2
Downscaling[REMIND-MAgPIE 3.2-4.6 IntegratedPhysicalDamages (95th-high)] | Current Policies | DEU | Emissions¦CO2 | Mt CO2/yr | Emissions¦CO2 | scenarios - CO2 abatement | CO2 | 2090 | 42.6748 | Emissions¦CO2
Downscaling[REMIND-MAgPIE 3.2-4.6 IntegratedPhysicalDamages (95th-high)] | Current Policies | DEU | Emissions¦CO2 | Mt CO2/yr | Emissions¦CO2 | scenarios - CO2 abatement | CO2 | 2095 | 41.3222 | Emissions¦CO2
Downscaling[REMIND-MAgPIE 3.2-4.6 IntegratedPhysicalDamages (95th-high)] | Current Policies | DEU | Emissions¦CO2 | Mt CO2/yr | Emissions¦CO2 | scenarios - CO2 abatement | CO2 | 2100 | 40.0435 | Emissions¦CO2
Downscaling[REMIND-MAgPIE 3.2-4.6 IntegratedPhysicalDamages (95th-high)] | Current Policies | DEU | Emissions¦CO2¦Energy | Mt CO2/yr | Emissions¦CO2¦Energy | scenarios - CO2 abatement | CO2 | 2020 | 606.9393 | Emissions¦CO2¦Energy
Downscaling[REMIND-MAgPIE 3.2-4.6 IntegratedPhysicalDamages (95th-high)] | Current Policies | DEU | Emissions¦CO2¦Energy | Mt CO2/yr | Emissions¦CO2¦Energy | scenarios - CO2 abatement | CO2 | 2025 | 432.2435 | Emissions¦CO2¦Energy
Downscaling[REMIND-MAgPIE 3.2-4.6 IntegratedPhysicalDamages (95th-high)] | Current Policies | DEU | Emissions¦CO2¦Energy | Mt CO2/yr | Emissions¦CO2¦Energy | scenarios - CO2 abatement | CO2 | 2030 | 314.0122 | Emissions¦CO2¦Energy
Downscaling[REMIND-MAgPIE 3.2-4.6 IntegratedPhysicalDamages (95th-high)] | Current Policies | DEU | Emissions¦CO2¦Energy | Mt CO2/yr | Emissions¦CO2¦Energy | scenarios - CO2 abatement | CO2 | 2035 | 246.4986 | Emissions¦CO2¦Energy
Downscaling[REMIND-MAgPIE 3.2-4.6 IntegratedPhysicalDamages (95th-high)] | Current Policies | DEU | Emissions¦CO2¦Energy | Mt CO2/yr | Emissions¦CO2¦Energy | scenarios - CO2 abatement | CO2 | 2040 | 188.28 | Emissions¦CO2¦Energy
Downscaling[REMIND-MAgPIE 3.2-4.6 IntegratedPhysicalDamages (95th-high)] | Current Policies | DEU | Emissions¦CO2¦Energy | Mt CO2/yr | Emissions¦CO2¦Energy | scenarios - CO2 abatement | CO2 | 2045 | 146.9429 | Emissions¦CO2¦Energy
Downscaling[REMIND-MAgPIE 3.2-4.6 IntegratedPhysicalDamages (95th-high)] | Current Policies | DEU | Emissions¦CO2¦Energy | Mt CO2/yr | Emissions¦CO2¦Energy | scenarios - CO2 abatement | CO2 | 2050 | 131.9326 | Emissions¦CO2¦Energy
Downscaling[REMIND-MAgPIE 3.2-4.6 IntegratedPhysicalDamages (95th-high)] | Current Policies | DEU | Emissions¦CO2¦Energy | Mt CO2/yr | Emissions¦CO2¦Energy | scenarios - CO2 abatement | CO2 | 2055 | 116.3289 | Emissions¦CO2¦Energy
Downscaling[REMIND-MAgPIE 3.2-4.6 IntegratedPhysicalDamages (95th-high)] | Current Policies | DEU | Emissions¦CO2¦Energy | Mt CO2/yr | Emissions¦CO2¦Energy | scenarios - CO2 abatement | CO2 | 2060 | 104.3423 | Emissions¦CO2¦Energy
Downscaling[REMIND-MAgPIE 3.2-4.6 IntegratedPhysicalDamages (95th-high)] | Current Policies | DEU | Emissions¦CO2¦Energy | Mt CO2/yr | Emissions¦CO2¦Energy | scenarios - CO2 abatement | CO2 | 2065 | 102.2453 | Emissions¦CO2¦Energy
Downscaling[REMIND-MAgPIE 3.2-4.6 IntegratedPhysicalDamages (95th-high)] | Current Policies | DEU | Emissions¦CO2¦Energy | Mt CO2/yr | Emissions¦CO2¦Energy | scenarios - CO2 abatement | CO2 | 2070 | 101.6836 | Emissions¦CO2¦Energy
Downscaling[REMIND-MAgPIE 3.2-4.6 IntegratedPhysicalDamages (95th-high)] | Current Policies | DEU | Emissions¦CO2¦Energy | Mt CO2/yr | Emissions¦CO2¦Energy | scenarios - CO2 abatement | CO2 | 2075 | 98.6634 | Emissions¦CO2¦Energy
Downscaling[REMIND-MAgPIE 3.2-4.6 IntegratedPhysicalDamages (95th-high)] | Current Policies | DEU | Emissions¦CO2¦Energy | Mt CO2/yr | Emissions¦CO2¦Energy | scenarios - CO2 abatement | CO2 | 2080 | 93.9285 | Emissions¦CO2¦Energy
Downscaling[REMIND-MAgPIE 3.2-4.6 IntegratedPhysicalDamages (95th-high)] | Current Policies | DEU | Emissions¦CO2¦Energy | Mt CO2/yr | Emissions¦CO2¦Energy | scenarios - CO2 abatement | CO2 | 2085 | 86.578 | Emissions¦CO2¦Energy
Downscaling[REMIND-MAgPIE 3.2-4.6 IntegratedPhysicalDamages (95th-high)] | Current Policies | DEU | Emissions¦CO2¦Energy | Mt CO2/yr | Emissions¦CO2¦Energy | scenarios - CO2 abatement | CO2 | 2090 | 79.1642 | Emissions¦CO2¦Energy
Downscaling[REMIND-MAgPIE 3.2-4.6 IntegratedPhysicalDamages (95th-high)] | Current Policies | DEU | Emissions¦CO2¦Energy | Mt CO2/yr | Emissions¦CO2¦Energy | scenarios - CO2 abatement | CO2 | 2095 | 71.4933 | Emissions¦CO2¦Energy
Downscaling[REMIND-MAgPIE 3.2-4.6 IntegratedPhysicalDamages (95th-high)] | Current Policies | DEU | Emissions¦CO2¦Energy | Mt CO2/yr | Emissions¦CO2¦Energy | scenarios - CO2 abatement | CO2 | 2100 | 63.8728 | Emissions¦CO2¦Energy
Downscaling[REMIND-MAgPIE 3.2-4.6 IntegratedPhysicalDamages (95th-high)] | Delayed transition | DEU | Carbon Sequestration¦CCS | Mt CO2/yr | Carbon Sequestration¦CCS | CCS potential |  | 2020 | 0 | Carbon Sequestration¦CCS
Downscaling[REMIND-MAgPIE 3.2-4.6 IntegratedPhysicalDamages (95th-high)] | Delayed transition | DEU | Carbon Sequestration¦CCS | Mt CO2/yr | Carbon Sequestration¦CCS | CCS potential |  | 2025 | 0.3497 | Carbon Sequestration¦CCS
Downscaling[REMIND-MAgPIE 3.2-4.6 IntegratedPhysicalDamages (95th-high)] | Delayed transition | DEU | Carbon Sequestration¦CCS | Mt CO2/yr | Carbon Sequestration¦CCS | CCS potential |  | 2030 | 0.3441 | Carbon Sequestration¦CCS
Downscaling[REMIND-MAgPIE 3.2-4.6 IntegratedPhysicalDamages (95th-high)] | Delayed transition | DEU | Carbon Sequestration¦CCS | Mt CO2/yr | Carbon Sequestration¦CCS | CCS potential |  | 2035 | 1.9375 | Carbon Sequestration¦CCS
Downscaling[REMIND-MAgPIE 3.2-4.6 IntegratedPhysicalDamages (95th-high)] | Delayed transition | DEU | Carbon Sequestration¦CCS | Mt CO2/yr | Carbon Sequestration¦CCS | CCS potential |  | 2040 | 30.757 | Carbon Sequestration¦CCS
Downscaling[REMIND-MAgPIE 3.2-4.6 IntegratedPhysicalDamages (95th-high)] | Delayed transition | DEU | Carbon Sequestration¦CCS | Mt CO2/yr | Carbon Sequestration¦CCS | CCS potential |  | 2045 | 75.5012 | Carbon Sequestration¦CCS
Downscaling[REMIND-MAgPIE 3.2-4.6 IntegratedPhysicalDamages (95th-high)] | Delayed transition | DEU | Carbon Sequestration¦CCS | Mt CO2/yr | Carbon Sequestration¦CCS | CCS potential |  | 2050 | 87.4938 | Carbon Sequestration¦CCS
Downscaling[REMIND-MAgPIE 3.2-4.6 IntegratedPhysicalDamages (95th-high)] | Delayed transition | DEU | Carbon Sequestration¦CCS | Mt CO2/yr | Carbon Sequestration¦CCS | CCS potential |  | 2055 | 86.3261 | Carbon Sequestration¦CCS
Downscaling[REMIND-MAgPIE 3.2-4.6 IntegratedPhysicalDamages (95th-high)] | Delayed transition | DEU | Carbon Sequestration¦CCS | Mt CO2/yr | Carbon Sequestration¦CCS | CCS potential |  | 2060 | 79.0775 | Carbon Sequestration¦CCS
Downscaling[REMIND-MAgPIE 3.2-4.6 IntegratedPhysicalDamages (95th-high)] | Delayed transition | DEU | Carbon Sequestration¦CCS | Mt CO2/yr | Carbon Sequestration¦CCS | CCS potential |  | 2065 | 73.9746 | Carbon Sequestration¦CCS
Downscaling[REMIND-MAgPIE 3.2-4.6 IntegratedPhysicalDamages (95th-high)] | Delayed transition | DEU | Carbon Sequestration¦CCS | Mt CO2/yr | Carbon Sequestration¦CCS | CCS potential |  | 2070 | 68.8932 | Carbon Sequestration¦CCS
Downscaling[REMIND-MAgPIE 3.2-4.6 IntegratedPhysicalDamages (95th-high)] | Delayed transition | DEU | Carbon Sequestration¦CCS | Mt CO2/yr | Carbon Sequestration¦CCS | CCS potential |  | 2075 | 60.0723 | Carbon Sequestration¦CCS
Downscaling[REMIND-MAgPIE 3.2-4.6 IntegratedPhysicalDamages (95th-high)] | Delayed transition | DEU | Carbon Sequestration¦CCS | Mt CO2/yr | Carbon Sequestration¦CCS | CCS potential |  | 2080 | 51.7658 | Carbon Sequestration¦CCS
Downscaling[REMIND-MAgPIE 3.2-4.6 IntegratedPhysicalDamages (95th-high)] | Delayed transition | DEU | Carbon Sequestration¦CCS | Mt CO2/yr | Carbon Sequestration¦CCS | CCS potential |  | 2085 | 41.1458 | Carbon Sequestration¦CCS
Downscaling[REMIND-MAgPIE 3.2-4.6 IntegratedPhysicalDamages (95th-high)] | Delayed transition | DEU | Carbon Sequestration¦CCS | Mt CO2/yr | Carbon Sequestration¦CCS | CCS potential |  | 2090 | 31.069 | Carbon Sequestration¦CCS
Downscaling[REMIND-MAgPIE 3.2-4.6 IntegratedPhysicalDamages (95th-high)] | Delayed transition | DEU | Carbon Sequestration¦CCS | Mt CO2/yr | Carbon Sequestration¦CCS | CCS potential |  | 2095 | 29.087 | Carbon Sequestration¦CCS
Downscaling[REMIND-MAgPIE 3.2-4.6 IntegratedPhysicalDamages (95th-high)] | Delayed transition | DEU | Carbon Sequestration¦CCS | Mt CO2/yr | Carbon Sequestration¦CCS | CCS potential |  | 2100 | 27.1129 | Carbon Sequestration¦CCS
Downscaling[REMIND-MAgPIE 3.2-4.6 IntegratedPhysicalDamages (95th-high)] | Delayed transition | DEU | Final Energy¦Industry¦Electricity | EJ/yr | Final Energy¦Industry¦Electricity | demand_projection | elc_industry | 2020 | 0.937 | Final Energy¦Industry¦Electricity
Downscaling[REMIND-MAgPIE 3.2-4.6 IntegratedPhysicalDamages (95th-high)] | Delayed transition | DEU | Final Energy¦Industry¦Electricity | EJ/yr | Final Energy¦Industry¦Electricity | demand_projection | elc_industry | 2025 | 0.8866 | Final Energy¦Industry¦Electricity
Downscaling[REMIND-MAgPIE 3.2-4.6 IntegratedPhysicalDamages (95th-high)] | Delayed transition | DEU | Final Energy¦Industry¦Electricity | EJ/yr | Final Energy¦Industry¦Electricity | demand_projection | elc_industry | 2030 | 0.8835 | Final Energy¦Industry¦Electricity
Downscaling[REMIND-MAgPIE 3.2-4.6 IntegratedPhysicalDamages (95th-high)] | Delayed transition | DEU | Final Energy¦Industry¦Electricity | EJ/yr | Final Energy¦Industry¦Electricity | demand_projection | elc_industry | 2035 | 0.9025 | Final Energy¦Industry¦Electricity
Downscaling[REMIND-MAgPIE 3.2-4.6 IntegratedPhysicalDamages (95th-high)] | Delayed transition | DEU | Final Energy¦Industry¦Electricity | EJ/yr | Final Energy¦Industry¦Electricity | demand_projection | elc_industry | 2040 | 0.8938 | Final Energy¦Industry¦Electricity
Downscaling[REMIND-MAgPIE 3.2-4.6 IntegratedPhysicalDamages (95th-high)] | Delayed transition | DEU | Final Energy¦Industry¦Electricity | EJ/yr | Final Energy¦Industry¦Electricity | demand_projection | elc_industry | 2045 | 0.8563 | Final Energy¦Industry¦Electricity
Downscaling[REMIND-MAgPIE 3.2-4.6 IntegratedPhysicalDamages (95th-high)] | Delayed transition | DEU | Final Energy¦Industry¦Electricity | EJ/yr | Final Energy¦Industry¦Electricity | demand_projection | elc_industry | 2050 | 0.7862 | Final Energy¦Industry¦Electricity
Downscaling[REMIND-MAgPIE 3.2-4.6 IntegratedPhysicalDamages (95th-high)] | Delayed transition | DEU | Final Energy¦Industry¦Electricity | EJ/yr | Final Energy¦Industry¦Electricity | demand_projection | elc_industry | 2055 | 0.7208 | Final Energy¦Industry¦Electricity
Downscaling[REMIND-MAgPIE 3.2-4.6 IntegratedPhysicalDamages (95th-high)] | Delayed transition | DEU | Final Energy¦Industry¦Electricity | EJ/yr | Final Energy¦Industry¦Electricity | demand_projection | elc_industry | 2060 | 0.6351 | Final Energy¦Industry¦Electricity
Downscaling[REMIND-MAgPIE 3.2-4.6 IntegratedPhysicalDamages (95th-high)] | Delayed transition | DEU | Final Energy¦Industry¦Electricity | EJ/yr | Final Energy¦Industry¦Electricity | demand_projection | elc_industry | 2065 | 0.5906 | Final Energy¦Industry¦Electricity
Downscaling[REMIND-MAgPIE 3.2-4.6 IntegratedPhysicalDamages (95th-high)] | Delayed transition | DEU | Final Energy¦Industry¦Electricity | EJ/yr | Final Energy¦Industry¦Electricity | demand_projection | elc_industry | 2070 | 0.5488 | Final Energy¦Industry¦Electricity
Downscaling[REMIND-MAgPIE 3.2-4.6 IntegratedPhysicalDamages (95th-high)] | Delayed transition | DEU | Final Energy¦Industry¦Electricity | EJ/yr | Final Energy¦Industry¦Electricity | demand_projection | elc_industry | 2075 | 0.5094 | Final Energy¦Industry¦Electricity
Downscaling[REMIND-MAgPIE 3.2-4.6 IntegratedPhysicalDamages (95th-high)] | Delayed transition | DEU | Final Energy¦Industry¦Electricity | EJ/yr | Final Energy¦Industry¦Electricity | demand_projection | elc_industry | 2080 | 0.4711 | Final Energy¦Industry¦Electricity
Downscaling[REMIND-MAgPIE 3.2-4.6 IntegratedPhysicalDamages (95th-high)] | Delayed transition | DEU | Final Energy¦Industry¦Electricity | EJ/yr | Final Energy¦Industry¦Electricity | demand_projection | elc_industry | 2085 | 0.4264 | Final Energy¦Industry¦Electricity
Downscaling[REMIND-MAgPIE 3.2-4.6 IntegratedPhysicalDamages (95th-high)] | Delayed transition | DEU | Final Energy¦Industry¦Electricity | EJ/yr | Final Energy¦Industry¦Electricity | demand_projection | elc_industry | 2090 | 0.3984 | Final Energy¦Industry¦Electricity
Downscaling[REMIND-MAgPIE 3.2-4.6 IntegratedPhysicalDamages (95th-high)] | Delayed transition | DEU | Final Energy¦Industry¦Electricity | EJ/yr | Final Energy¦Industry¦Electricity | demand_projection | elc_industry | 2095 | 0.3722 | Final Energy¦Industry¦Electricity
Downscaling[REMIND-MAgPIE 3.2-4.6 IntegratedPhysicalDamages (95th-high)] | Delayed transition | DEU | Final Energy¦Industry¦Electricity | EJ/yr | Final Energy¦Industry¦Electricity | demand_projection | elc_industry | 2100 | 0.3442 | Final Energy¦Industry¦Electricity
Downscaling[REMIND-MAgPIE 3.2-4.6 IntegratedPhysicalDamages (95th-high)] | Delayed transition | DEU | Final Energy¦Residential and Commercial¦Electricity | EJ/yr | Final Energy¦Residential and Commercial¦Electricity | demand_projection | elc_buildings | 2020 | 1.1278 | Final Energy¦Residential and Commercial¦Electricity
Downscaling[REMIND-MAgPIE 3.2-4.6 IntegratedPhysicalDamages (95th-high)] | Delayed transition | DEU | Final Energy¦Residential and Commercial¦Electricity | EJ/yr | Final Energy¦Residential and Commercial¦Electricity | demand_projection | elc_buildings | 2025 | 1.0526 | Final Energy¦Residential and Commercial¦Electricity
Downscaling[REMIND-MAgPIE 3.2-4.6 IntegratedPhysicalDamages (95th-high)] | Delayed transition | DEU | Final Energy¦Residential and Commercial¦Electricity | EJ/yr | Final Energy¦Residential and Commercial¦Electricity | demand_projection | elc_buildings | 2030 | 1.075 | Final Energy¦Residential and Commercial¦Electricity
Downscaling[REMIND-MAgPIE 3.2-4.6 IntegratedPhysicalDamages (95th-high)] | Delayed transition | DEU | Final Energy¦Residential and Commercial¦Electricity | EJ/yr | Final Energy¦Residential and Commercial¦Electricity | demand_projection | elc_buildings | 2035 | 1.0887 | Final Energy¦Residential and Commercial¦Electricity
Downscaling[REMIND-MAgPIE 3.2-4.6 IntegratedPhysicalDamages (95th-high)] | Delayed transition | DEU | Final Energy¦Residential and Commercial¦Electricity | EJ/yr | Final Energy¦Residential and Commercial¦Electricity | demand_projection | elc_buildings | 2040 | 1.0835 | Final Energy¦Residential and Commercial¦Electricity
Downscaling[REMIND-MAgPIE 3.2-4.6 IntegratedPhysicalDamages (95th-high)] | Delayed transition | DEU | Final Energy¦Residential and Commercial¦Electricity | EJ/yr | Final Energy¦Residential and Commercial¦Electricity | demand_projection | elc_buildings | 2045 | 1.0953 | Final Energy¦Residential and Commercial¦Electricity
Downscaling[REMIND-MAgPIE 3.2-4.6 IntegratedPhysicalDamages (95th-high)] | Delayed transition | DEU | Final Energy¦Residential and Commercial¦Electricity | EJ/yr | Final Energy¦Residential and Commercial¦Electricity | demand_projection | elc_buildings | 2050 | 1.0486 | Final Energy¦Residential and Commercial¦Electricity
Downscaling[REMIND-MAgPIE 3.2-4.6 IntegratedPhysicalDamages (95th-high)] | Delayed transition | DEU | Final Energy¦Residential and Commercial¦Electricity | EJ/yr | Final Energy¦Residential and Commercial¦Electricity | demand_projection | elc_buildings | 2055 | 0.9722 | Final Energy¦Residential and Commercial¦Electricity
Downscaling[REMIND-MAgPIE 3.2-4.6 IntegratedPhysicalDamages (95th-high)] | Delayed transition | DEU | Final Energy¦Residential and Commercial¦Electricity | EJ/yr | Final Energy¦Residential and Commercial¦Electricity | demand_projection | elc_buildings | 2060 | 0.9463 | Final Energy¦Residential and Commercial¦Electricity
Downscaling[REMIND-MAgPIE 3.2-4.6 IntegratedPhysicalDamages (95th-high)] | Delayed transition | DEU | Final Energy¦Residential and Commercial¦Electricity | EJ/yr | Final Energy¦Residential and Commercial¦Electricity | demand_projection | elc_buildings | 2065 | 0.9404 | Final Energy¦Residential and Commercial¦Electricity
Downscaling[REMIND-MAgPIE 3.2-4.6 IntegratedPhysicalDamages (95th-high)] | Delayed transition | DEU | Final Energy¦Residential and Commercial¦Electricity | EJ/yr | Final Energy¦Residential and Commercial¦Electricity | demand_projection | elc_buildings | 2070 | 0.9299 | Final Energy¦Residential and Commercial¦Electricity
Downscaling[REMIND-MAgPIE 3.2-4.6 IntegratedPhysicalDamages (95th-high)] | Delayed transition | DEU | Final Energy¦Residential and Commercial¦Electricity | EJ/yr | Final Energy¦Residential and Commercial¦Electricity | demand_projection | elc_buildings | 2075 | 0.9494 | Final Energy¦Residential and Commercial¦Electricity
Downscaling[REMIND-MAgPIE 3.2-4.6 IntegratedPhysicalDamages (95th-high)] | Delayed transition | DEU | Final Energy¦Residential and Commercial¦Electricity | EJ/yr | Final Energy¦Residential and Commercial¦Electricity | demand_projection | elc_buildings | 2080 | 0.9719 | Final Energy¦Residential and Commercial¦Electricity
Downscaling[REMIND-MAgPIE 3.2-4.6 IntegratedPhysicalDamages (95th-high)] | Delayed transition | DEU | Final Energy¦Residential and Commercial¦Electricity | EJ/yr | Final Energy¦Residential and Commercial¦Electricity | demand_projection | elc_buildings | 2085 | 0.9872 | Final Energy¦Residential and Commercial¦Electricity
Downscaling[REMIND-MAgPIE 3.2-4.6 IntegratedPhysicalDamages (95th-high)] | Delayed transition | DEU | Final Energy¦Residential and Commercial¦Electricity | EJ/yr | Final Energy¦Residential and Commercial¦Electricity | demand_projection | elc_buildings | 2090 | 1.0108 | Final Energy¦Residential and Commercial¦Electricity
Downscaling[REMIND-MAgPIE 3.2-4.6 IntegratedPhysicalDamages (95th-high)] | Delayed transition | DEU | Final Energy¦Residential and Commercial¦Electricity | EJ/yr | Final Energy¦Residential and Commercial¦Electricity | demand_projection | elc_buildings | 2095 | 1.0465 | Final Energy¦Residential and Commercial¦Electricity
Downscaling[REMIND-MAgPIE 3.2-4.6 IntegratedPhysicalDamages (95th-high)] | Delayed transition | DEU | Final Energy¦Residential and Commercial¦Electricity | EJ/yr | Final Energy¦Residential and Commercial¦Electricity | demand_projection | elc_buildings | 2100 | 1.0797 | Final Energy¦Residential and Commercial¦Electricity
Downscaling[REMIND-MAgPIE 3.2-4.6 IntegratedPhysicalDamages (95th-high)] | Delayed transition | DEU | Final Energy¦Transportation¦Electricity | EJ/yr | Final Energy¦Transportation¦Electricity | demand_projection | elc_transport | 2020 | 0.0808 | Final Energy¦Transportation¦Electricity
Downscaling[REMIND-MAgPIE 3.2-4.6 IntegratedPhysicalDamages (95th-high)] | Delayed transition | DEU | Final Energy¦Transportation¦Electricity | EJ/yr | Final Energy¦Transportation¦Electricity | demand_projection | elc_transport | 2025 | 0.1871 | Final Energy¦Transportation¦Electricity
Downscaling[REMIND-MAgPIE 3.2-4.6 IntegratedPhysicalDamages (95th-high)] | Delayed transition | DEU | Final Energy¦Transportation¦Electricity | EJ/yr | Final Energy¦Transportation¦Electricity | demand_projection | elc_transport | 2030 | 0.3278 | Final Energy¦Transportation¦Electricity
Downscaling[REMIND-MAgPIE 3.2-4.6 IntegratedPhysicalDamages (95th-high)] | Delayed transition | DEU | Final Energy¦Transportation¦Electricity | EJ/yr | Final Energy¦Transportation¦Electricity | demand_projection | elc_transport | 2035 | 0.441 | Final Energy¦Transportation¦Electricity
Downscaling[REMIND-MAgPIE 3.2-4.6 IntegratedPhysicalDamages (95th-high)] | Delayed transition | DEU | Final Energy¦Transportation¦Electricity | EJ/yr | Final Energy¦Transportation¦Electricity | demand_projection | elc_transport | 2040 | 0.4409 | Final Energy¦Transportation¦Electricity
Downscaling[REMIND-MAgPIE 3.2-4.6 IntegratedPhysicalDamages (95th-high)] | Delayed transition | DEU | Final Energy¦Transportation¦Electricity | EJ/yr | Final Energy¦Transportation¦Electricity | demand_projection | elc_transport | 2045 | 0.4503 | Final Energy¦Transportation¦Electricity
Downscaling[REMIND-MAgPIE 3.2-4.6 IntegratedPhysicalDamages (95th-high)] | Delayed transition | DEU | Final Energy¦Transportation¦Electricity | EJ/yr | Final Energy¦Transportation¦Electricity | demand_projection | elc_transport | 2050 | 0.4547 | Final Energy¦Transportation¦Electricity
Downscaling[REMIND-MAgPIE 3.2-4.6 IntegratedPhysicalDamages (95th-high)] | Delayed transition | DEU | Final Energy¦Transportation¦Electricity | EJ/yr | Final Energy¦Transportation¦Electricity | demand_projection | elc_transport | 2055 | 0.4497 | Final Energy¦Transportation¦Electricity
Downscaling[REMIND-MAgPIE 3.2-4.6 IntegratedPhysicalDamages (95th-high)] | Delayed transition | DEU | Final Energy¦Transportation¦Electricity | EJ/yr | Final Energy¦Transportation¦Electricity | demand_projection | elc_transport | 2060 | 0.4384 | Final Energy¦Transportation¦Electricity
Downscaling[REMIND-MAgPIE 3.2-4.6 IntegratedPhysicalDamages (95th-high)] | Delayed transition | DEU | Final Energy¦Transportation¦Electricity | EJ/yr | Final Energy¦Transportation¦Electricity | demand_projection | elc_transport | 2065 | 0.4295 | Final Energy¦Transportation¦Electricity
Downscaling[REMIND-MAgPIE 3.2-4.6 IntegratedPhysicalDamages (95th-high)] | Delayed transition | DEU | Final Energy¦Transportation¦Electricity | EJ/yr | Final Energy¦Transportation¦Electricity | demand_projection | elc_transport | 2070 | 0.4315 | Final Energy¦Transportation¦Electricity
Downscaling[REMIND-MAgPIE 3.2-4.6 IntegratedPhysicalDamages (95th-high)] | Delayed transition | DEU | Final Energy¦Transportation¦Electricity | EJ/yr | Final Energy¦Transportation¦Electricity | demand_projection | elc_transport | 2075 | 0.4311 | Final Energy¦Transportation¦Electricity
Downscaling[REMIND-MAgPIE 3.2-4.6 IntegratedPhysicalDamages (95th-high)] | Delayed transition | DEU | Final Energy¦Transportation¦Electricity | EJ/yr | Final Energy¦Transportation¦Electricity | demand_projection | elc_transport | 2080 | 0.4227 | Final Energy¦Transportation¦Electricity
Downscaling[REMIND-MAgPIE 3.2-4.6 IntegratedPhysicalDamages (95th-high)] | Delayed transition | DEU | Final Energy¦Transportation¦Electricity | EJ/yr | Final Energy¦Transportation¦Electricity | demand_projection | elc_transport | 2085 | 0.4063 | Final Energy¦Transportation¦Electricity
Downscaling[REMIND-MAgPIE 3.2-4.6 IntegratedPhysicalDamages (95th-high)] | Delayed transition | DEU | Final Energy¦Transportation¦Electricity | EJ/yr | Final Energy¦Transportation¦Electricity | demand_projection | elc_transport | 2090 | 0.4031 | Final Energy¦Transportation¦Electricity
Downscaling[REMIND-MAgPIE 3.2-4.6 IntegratedPhysicalDamages (95th-high)] | Delayed transition | DEU | Final Energy¦Transportation¦Electricity | EJ/yr | Final Energy¦Transportation¦Electricity | demand_projection | elc_transport | 2095 | 0.398 | Final Energy¦Transportation¦Electricity
Downscaling[REMIND-MAgPIE 3.2-4.6 IntegratedPhysicalDamages (95th-high)] | Delayed transition | DEU | Final Energy¦Transportation¦Electricity | EJ/yr | Final Energy¦Transportation¦Electricity | demand_projection | elc_transport | 2100 | 0.3933 | Final Energy¦Transportation¦Electricity
Downscaling[REMIND-MAgPIE 3.2-4.6 IntegratedPhysicalDamages (95th-high)] | Delayed transition | DEU | Secondary Energy¦Hydrogen | EJ/yr | Secondary Energy¦Hydrogen | demand_projection | hydrogen_allsect | 2020 | 0.0123 | Secondary Energy¦Hydrogen
Downscaling[REMIND-MAgPIE 3.2-4.6 IntegratedPhysicalDamages (95th-high)] | Delayed transition | DEU | Secondary Energy¦Hydrogen | EJ/yr | Secondary Energy¦Hydrogen | demand_projection | hydrogen_allsect | 2025 | 0.0452 | Secondary Energy¦Hydrogen
Downscaling[REMIND-MAgPIE 3.2-4.6 IntegratedPhysicalDamages (95th-high)] | Delayed transition | DEU | Secondary Energy¦Hydrogen | EJ/yr | Secondary Energy¦Hydrogen | demand_projection | hydrogen_allsect | 2030 | 0.0713 | Secondary Energy¦Hydrogen
Downscaling[REMIND-MAgPIE 3.2-4.6 IntegratedPhysicalDamages (95th-high)] | Delayed transition | DEU | Secondary Energy¦Hydrogen | EJ/yr | Secondary Energy¦Hydrogen | demand_projection | hydrogen_allsect | 2035 | 0.0782 | Secondary Energy¦Hydrogen
Downscaling[REMIND-MAgPIE 3.2-4.6 IntegratedPhysicalDamages (95th-high)] | Delayed transition | DEU | Secondary Energy¦Hydrogen | EJ/yr | Secondary Energy¦Hydrogen | demand_projection | hydrogen_allsect | 2040 | 0.1151 | Secondary Energy¦Hydrogen
Downscaling[REMIND-MAgPIE 3.2-4.6 IntegratedPhysicalDamages (95th-high)] | Delayed transition | DEU | Secondary Energy¦Hydrogen | EJ/yr | Secondary Energy¦Hydrogen | demand_projection | hydrogen_allsect | 2045 | 0.2638 | Secondary Energy¦Hydrogen
Downscaling[REMIND-MAgPIE 3.2-4.6 IntegratedPhysicalDamages (95th-high)] | Delayed transition | DEU | Secondary Energy¦Hydrogen | EJ/yr | Secondary Energy¦Hydrogen | demand_projection | hydrogen_allsect | 2050 | 0.4365 | Secondary Energy¦Hydrogen
Downscaling[REMIND-MAgPIE 3.2-4.6 IntegratedPhysicalDamages (95th-high)] | Delayed transition | DEU | Secondary Energy¦Hydrogen | EJ/yr | Secondary Energy¦Hydrogen | demand_projection | hydrogen_allsect | 2055 | 0.5347 | Secondary Energy¦Hydrogen
Downscaling[REMIND-MAgPIE 3.2-4.6 IntegratedPhysicalDamages (95th-high)] | Delayed transition | DEU | Secondary Energy¦Hydrogen | EJ/yr | Secondary Energy¦Hydrogen | demand_projection | hydrogen_allsect | 2060 | 0.6145 | Secondary Energy¦Hydrogen
Downscaling[REMIND-MAgPIE 3.2-4.6 IntegratedPhysicalDamages (95th-high)] | Delayed transition | DEU | Secondary Energy¦Hydrogen | EJ/yr | Secondary Energy¦Hydrogen | demand_projection | hydrogen_allsect | 2065 | 0.5817 | Secondary Energy¦Hydrogen
Downscaling[REMIND-MAgPIE 3.2-4.6 IntegratedPhysicalDamages (95th-high)] | Delayed transition | DEU | Secondary Energy¦Hydrogen | EJ/yr | Secondary Energy¦Hydrogen | demand_projection | hydrogen_allsect | 2070 | 0.5452 | Secondary Energy¦Hydrogen
Downscaling[REMIND-MAgPIE 3.2-4.6 IntegratedPhysicalDamages (95th-high)] | Delayed transition | DEU | Secondary Energy¦Hydrogen | EJ/yr | Secondary Energy¦Hydrogen | demand_projection | hydrogen_allsect | 2075 | 0.4935 | Secondary Energy¦Hydrogen
Downscaling[REMIND-MAgPIE 3.2-4.6 IntegratedPhysicalDamages (95th-high)] | Delayed transition | DEU | Secondary Energy¦Hydrogen | EJ/yr | Secondary Energy¦Hydrogen | demand_projection | hydrogen_allsect | 2080 | 0.4439 | Secondary Energy¦Hydrogen
Downscaling[REMIND-MAgPIE 3.2-4.6 IntegratedPhysicalDamages (95th-high)] | Delayed transition | DEU | Secondary Energy¦Hydrogen | EJ/yr | Secondary Energy¦Hydrogen | demand_projection | hydrogen_allsect | 2085 | 0.4007 | Secondary Energy¦Hydrogen
Downscaling[REMIND-MAgPIE 3.2-4.6 IntegratedPhysicalDamages (95th-high)] | Delayed transition | DEU | Secondary Energy¦Hydrogen | EJ/yr | Secondary Energy¦Hydrogen | demand_projection | hydrogen_allsect | 2090 | 0.355 | Secondary Energy¦Hydrogen
Downscaling[REMIND-MAgPIE 3.2-4.6 IntegratedPhysicalDamages (95th-high)] | Delayed transition | DEU | Secondary Energy¦Hydrogen | EJ/yr | Secondary Energy¦Hydrogen | demand_projection | hydrogen_allsect | 2095 | 0.3406 | Secondary Energy¦Hydrogen
Downscaling[REMIND-MAgPIE 3.2-4.6 IntegratedPhysicalDamages (95th-high)] | Delayed transition | DEU | Secondary Energy¦Hydrogen | EJ/yr | Secondary Energy¦Hydrogen | demand_projection | hydrogen_allsect | 2100 | 0.3257 | Secondary Energy¦Hydrogen
Downscaling[REMIND-MAgPIE 3.2-4.6 IntegratedPhysicalDamages (95th-high)] | Delayed transition | DEU | Secondary Energy¦Electricity¦Coal | EJ/yr | Secondary Energy¦Electricity¦Coal | elec_co2 |  | 2020 | 0.685 | Secondary Energy¦Electricity¦Coal | 94
Downscaling[REMIND-MAgPIE 3.2-4.6 IntegratedPhysicalDamages (95th-high)] | Delayed transition | DEU | Secondary Energy¦Electricity¦Coal | EJ/yr | Secondary Energy¦Electricity¦Coal | elec_co2 |  | 2025 | 0.275 | Secondary Energy¦Electricity¦Coal | 94
Downscaling[REMIND-MAgPIE 3.2-4.6 IntegratedPhysicalDamages (95th-high)] | Delayed transition | DEU | Secondary Energy¦Electricity¦Coal | EJ/yr | Secondary Energy¦Electricity¦Coal | elec_co2 |  | 2030 | 0.1311 | Secondary Energy¦Electricity¦Coal | 94
Downscaling[REMIND-MAgPIE 3.2-4.6 IntegratedPhysicalDamages (95th-high)] | Delayed transition | DEU | Secondary Energy¦Electricity¦Coal | EJ/yr | Secondary Energy¦Electricity¦Coal | elec_co2 |  | 2035 | 0.0417 | Secondary Energy¦Electricity¦Coal | 94
Downscaling[REMIND-MAgPIE 3.2-4.6 IntegratedPhysicalDamages (95th-high)] | Delayed transition | DEU | Secondary Energy¦Electricity¦Coal | EJ/yr | Secondary Energy¦Electricity¦Coal | elec_co2 |  | 2040 | 0.0003 | Secondary Energy¦Electricity¦Coal | 94
Downscaling[REMIND-MAgPIE 3.2-4.6 IntegratedPhysicalDamages (95th-high)] | Delayed transition | DEU | Secondary Energy¦Electricity¦Coal | EJ/yr | Secondary Energy¦Electricity¦Coal | elec_co2 |  | 2045 | 0.0002 | Secondary Energy¦Electricity¦Coal | 94
Downscaling[REMIND-MAgPIE 3.2-4.6 IntegratedPhysicalDamages (95th-high)] | Delayed transition | DEU | Secondary Energy¦Electricity¦Coal | EJ/yr | Secondary Energy¦Electricity¦Coal | elec_co2 |  | 2050 | 0.0001 | Secondary Energy¦Electricity¦Coal | 94
Downscaling[REMIND-MAgPIE 3.2-4.6 IntegratedPhysicalDamages (95th-high)] | Delayed transition | DEU | Secondary Energy¦Electricity¦Coal | EJ/yr | Secondary Energy¦Electricity¦Coal | elec_co2 |  | 2055 | 0 | Secondary Energy¦Electricity¦Coal | 94
Downscaling[REMIND-MAgPIE 3.2-4.6 IntegratedPhysicalDamages (95th-high)] | Delayed transition | DEU | Secondary Energy¦Electricity¦Coal | EJ/yr | Secondary Energy¦Electricity¦Coal | elec_co2 |  | 2060 | 0 | Secondary Energy¦Electricity¦Coal | 94
Downscaling[REMIND-MAgPIE 3.2-4.6 IntegratedPhysicalDamages (95th-high)] | Delayed transition | DEU | Secondary Energy¦Electricity¦Coal | EJ/yr | Secondary Energy¦Electricity¦Coal | elec_co2 |  | 2065 | 0 | Secondary Energy¦Electricity¦Coal | 94
Downscaling[REMIND-MAgPIE 3.2-4.6 IntegratedPhysicalDamages (95th-high)] | Delayed transition | DEU | Secondary Energy¦Electricity¦Coal | EJ/yr | Secondary Energy¦Electricity¦Coal | elec_co2 |  | 2070 | 0 | Secondary Energy¦Electricity¦Coal | 94
Downscaling[REMIND-MAgPIE 3.2-4.6 IntegratedPhysicalDamages (95th-high)] | Delayed transition | DEU | Secondary Energy¦Electricity¦Coal | EJ/yr | Secondary Energy¦Electricity¦Coal | elec_co2 |  | 2075 | 0 | Secondary Energy¦Electricity¦Coal | 94
Downscaling[REMIND-MAgPIE 3.2-4.6 IntegratedPhysicalDamages (95th-high)] | Delayed transition | DEU | Secondary Energy¦Electricity¦Coal | EJ/yr | Secondary Energy¦Electricity¦Coal | elec_co2 |  | 2080 | 0 | Secondary Energy¦Electricity¦Coal | 94
Downscaling[REMIND-MAgPIE 3.2-4.6 IntegratedPhysicalDamages (95th-high)] | Delayed transition | DEU | Secondary Energy¦Electricity¦Coal | EJ/yr | Secondary Energy¦Electricity¦Coal | elec_co2 |  | 2085 | 0 | Secondary Energy¦Electricity¦Coal | 94
Downscaling[REMIND-MAgPIE 3.2-4.6 IntegratedPhysicalDamages (95th-high)] | Delayed transition | DEU | Secondary Energy¦Electricity¦Coal | EJ/yr | Secondary Energy¦Electricity¦Coal | elec_co2 |  | 2090 | 0 | Secondary Energy¦Electricity¦Coal | 94
Downscaling[REMIND-MAgPIE 3.2-4.6 IntegratedPhysicalDamages (95th-high)] | Delayed transition | DEU | Secondary Energy¦Electricity¦Coal | EJ/yr | Secondary Energy¦Electricity¦Coal | elec_co2 |  | 2095 | 0 | Secondary Energy¦Electricity¦Coal | 94
Downscaling[REMIND-MAgPIE 3.2-4.6 IntegratedPhysicalDamages (95th-high)] | Delayed transition | DEU | Secondary Energy¦Electricity¦Coal | EJ/yr | Secondary Energy¦Electricity¦Coal | elec_co2 |  | 2100 | 0 | Secondary Energy¦Electricity¦Coal | 94
Downscaling[REMIND-MAgPIE 3.2-4.6 IntegratedPhysicalDamages (95th-high)] | Delayed transition | DEU | Secondary Energy¦Electricity¦Gas | EJ/yr | Secondary Energy¦Electricity¦Gas | elec_co2 |  | 2020 | 0.4488 | Secondary Energy¦Electricity¦Gas | 55
Downscaling[REMIND-MAgPIE 3.2-4.6 IntegratedPhysicalDamages (95th-high)] | Delayed transition | DEU | Secondary Energy¦Electricity¦Gas | EJ/yr | Secondary Energy¦Electricity¦Gas | elec_co2 |  | 2025 | 0.466 | Secondary Energy¦Electricity¦Gas | 55
Downscaling[REMIND-MAgPIE 3.2-4.6 IntegratedPhysicalDamages (95th-high)] | Delayed transition | DEU | Secondary Energy¦Electricity¦Gas | EJ/yr | Secondary Energy¦Electricity¦Gas | elec_co2 |  | 2030 | 0.3517 | Secondary Energy¦Electricity¦Gas | 55
Downscaling[REMIND-MAgPIE 3.2-4.6 IntegratedPhysicalDamages (95th-high)] | Delayed transition | DEU | Secondary Energy¦Electricity¦Gas | EJ/yr | Secondary Energy¦Electricity¦Gas | elec_co2 |  | 2035 | 0.1453 | Secondary Energy¦Electricity¦Gas | 55
Downscaling[REMIND-MAgPIE 3.2-4.6 IntegratedPhysicalDamages (95th-high)] | Delayed transition | DEU | Secondary Energy¦Electricity¦Gas | EJ/yr | Secondary Energy¦Electricity¦Gas | elec_co2 |  | 2040 | 0.0011 | Secondary Energy¦Electricity¦Gas | 55
Downscaling[REMIND-MAgPIE 3.2-4.6 IntegratedPhysicalDamages (95th-high)] | Delayed transition | DEU | Secondary Energy¦Electricity¦Gas | EJ/yr | Secondary Energy¦Electricity¦Gas | elec_co2 |  | 2045 | 0.0008 | Secondary Energy¦Electricity¦Gas | 55
Downscaling[REMIND-MAgPIE 3.2-4.6 IntegratedPhysicalDamages (95th-high)] | Delayed transition | DEU | Secondary Energy¦Electricity¦Gas | EJ/yr | Secondary Energy¦Electricity¦Gas | elec_co2 |  | 2050 | 0.0003 | Secondary Energy¦Electricity¦Gas | 55
Downscaling[REMIND-MAgPIE 3.2-4.6 IntegratedPhysicalDamages (95th-high)] | Delayed transition | DEU | Secondary Energy¦Electricity¦Gas | EJ/yr | Secondary Energy¦Electricity¦Gas | elec_co2 |  | 2055 | 0.0001 | Secondary Energy¦Electricity¦Gas | 55
Downscaling[REMIND-MAgPIE 3.2-4.6 IntegratedPhysicalDamages (95th-high)] | Delayed transition | DEU | Secondary Energy¦Electricity¦Gas | EJ/yr | Secondary Energy¦Electricity¦Gas | elec_co2 |  | 2060 | 0 | Secondary Energy¦Electricity¦Gas | 55
Downscaling[REMIND-MAgPIE 3.2-4.6 IntegratedPhysicalDamages (95th-high)] | Delayed transition | DEU | Secondary Energy¦Electricity¦Gas | EJ/yr | Secondary Energy¦Electricity¦Gas | elec_co2 |  | 2065 | 0 | Secondary Energy¦Electricity¦Gas | 55
Downscaling[REMIND-MAgPIE 3.2-4.6 IntegratedPhysicalDamages (95th-high)] | Delayed transition | DEU | Secondary Energy¦Electricity¦Gas | EJ/yr | Secondary Energy¦Electricity¦Gas | elec_co2 |  | 2070 | 0 | Secondary Energy¦Electricity¦Gas | 55
Downscaling[REMIND-MAgPIE 3.2-4.6 IntegratedPhysicalDamages (95th-high)] | Delayed transition | DEU | Secondary Energy¦Electricity¦Gas | EJ/yr | Secondary Energy¦Electricity¦Gas | elec_co2 |  | 2075 | 0 | Secondary Energy¦Electricity¦Gas | 55
Downscaling[REMIND-MAgPIE 3.2-4.6 IntegratedPhysicalDamages (95th-high)] | Delayed transition | DEU | Secondary Energy¦Electricity¦Gas | EJ/yr | Secondary Energy¦Electricity¦Gas | elec_co2 |  | 2080 | 0 | Secondary Energy¦Electricity¦Gas | 55
Downscaling[REMIND-MAgPIE 3.2-4.6 IntegratedPhysicalDamages (95th-high)] | Delayed transition | DEU | Secondary Energy¦Electricity¦Gas | EJ/yr | Secondary Energy¦Electricity¦Gas | elec_co2 |  | 2085 | 0 | Secondary Energy¦Electricity¦Gas | 55
Downscaling[REMIND-MAgPIE 3.2-4.6 IntegratedPhysicalDamages (95th-high)] | Delayed transition | DEU | Secondary Energy¦Electricity¦Gas | EJ/yr | Secondary Energy¦Electricity¦Gas | elec_co2 |  | 2090 | 0 | Secondary Energy¦Electricity¦Gas | 55
Downscaling[REMIND-MAgPIE 3.2-4.6 IntegratedPhysicalDamages (95th-high)] | Delayed transition | DEU | Secondary Energy¦Electricity¦Gas | EJ/yr | Secondary Energy¦Electricity¦Gas | elec_co2 |  | 2095 | 0 | Secondary Energy¦Electricity¦Gas | 55
Downscaling[REMIND-MAgPIE 3.2-4.6 IntegratedPhysicalDamages (95th-high)] | Delayed transition | DEU | Secondary Energy¦Electricity¦Gas | EJ/yr | Secondary Energy¦Electricity¦Gas | elec_co2 |  | 2100 | 0 | Secondary Energy¦Electricity¦Gas | 55
Downscaling[REMIND-MAgPIE 3.2-4.6 IntegratedPhysicalDamages (95th-high)] | Delayed transition | DEU | Secondary Energy¦Electricity¦Oil | EJ/yr | Secondary Energy¦Electricity¦Oil | elec_co2 |  | 2020 | 0.0161 | Secondary Energy¦Electricity¦Oil | 70
Downscaling[REMIND-MAgPIE 3.2-4.6 IntegratedPhysicalDamages (95th-high)] | Delayed transition | DEU | Secondary Energy¦Electricity¦Oil | EJ/yr | Secondary Energy¦Electricity¦Oil | elec_co2 |  | 2025 | 0.0097 | Secondary Energy¦Electricity¦Oil | 70
Downscaling[REMIND-MAgPIE 3.2-4.6 IntegratedPhysicalDamages (95th-high)] | Delayed transition | DEU | Secondary Energy¦Electricity¦Oil | EJ/yr | Secondary Energy¦Electricity¦Oil | elec_co2 |  | 2030 | 0.0037 | Secondary Energy¦Electricity¦Oil | 70
Downscaling[REMIND-MAgPIE 3.2-4.6 IntegratedPhysicalDamages (95th-high)] | Delayed transition | DEU | Secondary Energy¦Electricity¦Oil | EJ/yr | Secondary Energy¦Electricity¦Oil | elec_co2 |  | 2035 | 0 | Secondary Energy¦Electricity¦Oil | 70
Downscaling[REMIND-MAgPIE 3.2-4.6 IntegratedPhysicalDamages (95th-high)] | Delayed transition | DEU | Secondary Energy¦Electricity¦Oil | EJ/yr | Secondary Energy¦Electricity¦Oil | elec_co2 |  | 2040 | 0 | Secondary Energy¦Electricity¦Oil | 70
Downscaling[REMIND-MAgPIE 3.2-4.6 IntegratedPhysicalDamages (95th-high)] | Delayed transition | DEU | Secondary Energy¦Electricity¦Oil | EJ/yr | Secondary Energy¦Electricity¦Oil | elec_co2 |  | 2045 | 0 | Secondary Energy¦Electricity¦Oil | 70
Downscaling[REMIND-MAgPIE 3.2-4.6 IntegratedPhysicalDamages (95th-high)] | Delayed transition | DEU | Secondary Energy¦Electricity¦Oil | EJ/yr | Secondary Energy¦Electricity¦Oil | elec_co2 |  | 2050 | 0 | Secondary Energy¦Electricity¦Oil | 70
Downscaling[REMIND-MAgPIE 3.2-4.6 IntegratedPhysicalDamages (95th-high)] | Delayed transition | DEU | Secondary Energy¦Electricity¦Oil | EJ/yr | Secondary Energy¦Electricity¦Oil | elec_co2 |  | 2055 | 0 | Secondary Energy¦Electricity¦Oil | 70
Downscaling[REMIND-MAgPIE 3.2-4.6 IntegratedPhysicalDamages (95th-high)] | Delayed transition | DEU | Secondary Energy¦Electricity¦Oil | EJ/yr | Secondary Energy¦Electricity¦Oil | elec_co2 |  | 2060 | 0 | Secondary Energy¦Electricity¦Oil | 70
Downscaling[REMIND-MAgPIE 3.2-4.6 IntegratedPhysicalDamages (95th-high)] | Delayed transition | DEU | Secondary Energy¦Electricity¦Oil | EJ/yr | Secondary Energy¦Electricity¦Oil | elec_co2 |  | 2065 | 0 | Secondary Energy¦Electricity¦Oil | 70
Downscaling[REMIND-MAgPIE 3.2-4.6 IntegratedPhysicalDamages (95th-high)] | Delayed transition | DEU | Secondary Energy¦Electricity¦Oil | EJ/yr | Secondary Energy¦Electricity¦Oil | elec_co2 |  | 2070 | 0 | Secondary Energy¦Electricity¦Oil | 70
Downscaling[REMIND-MAgPIE 3.2-4.6 IntegratedPhysicalDamages (95th-high)] | Delayed transition | DEU | Secondary Energy¦Electricity¦Oil | EJ/yr | Secondary Energy¦Electricity¦Oil | elec_co2 |  | 2075 | 0 | Secondary Energy¦Electricity¦Oil | 70
Downscaling[REMIND-MAgPIE 3.2-4.6 IntegratedPhysicalDamages (95th-high)] | Delayed transition | DEU | Secondary Energy¦Electricity¦Oil | EJ/yr | Secondary Energy¦Electricity¦Oil | elec_co2 |  | 2080 | 0 | Secondary Energy¦Electricity¦Oil | 70
Downscaling[REMIND-MAgPIE 3.2-4.6 IntegratedPhysicalDamages (95th-high)] | Delayed transition | DEU | Secondary Energy¦Electricity¦Oil | EJ/yr | Secondary Energy¦Electricity¦Oil | elec_co2 |  | 2085 | 0 | Secondary Energy¦Electricity¦Oil | 70
Downscaling[REMIND-MAgPIE 3.2-4.6 IntegratedPhysicalDamages (95th-high)] | Delayed transition | DEU | Secondary Energy¦Electricity¦Oil | EJ/yr | Secondary Energy¦Electricity¦Oil | elec_co2 |  | 2090 | 0 | Secondary Energy¦Electricity¦Oil | 70
Downscaling[REMIND-MAgPIE 3.2-4.6 IntegratedPhysicalDamages (95th-high)] | Delayed transition | DEU | Secondary Energy¦Electricity¦Oil | EJ/yr | Secondary Energy¦Electricity¦Oil | elec_co2 |  | 2095 | 0 | Secondary Energy¦Electricity¦Oil | 70
Downscaling[REMIND-MAgPIE 3.2-4.6 IntegratedPhysicalDamages (95th-high)] | Delayed transition | DEU | Secondary Energy¦Electricity¦Oil | EJ/yr | Secondary Energy¦Electricity¦Oil | elec_co2 |  | 2100 | 0 | Secondary Energy¦Electricity¦Oil | 70
Downscaling[REMIND-MAgPIE 3.2-4.6 IntegratedPhysicalDamages (95th-high)] | Delayed transition | DEU | Price¦Primary Energy¦Biomass | US$2010/GJ | Price¦Primary Energy¦Biomass | fuel_supply | bioenergy | 2020 | 5.3799 | Price¦Primary Energy¦Biomass
Downscaling[REMIND-MAgPIE 3.2-4.6 IntegratedPhysicalDamages (95th-high)] | Delayed transition | DEU | Price¦Primary Energy¦Biomass | US$2010/GJ | Price¦Primary Energy¦Biomass | fuel_supply | bioenergy | 2025 | 5.8021 | Price¦Primary Energy¦Biomass
Downscaling[REMIND-MAgPIE 3.2-4.6 IntegratedPhysicalDamages (95th-high)] | Delayed transition | DEU | Price¦Primary Energy¦Biomass | US$2010/GJ | Price¦Primary Energy¦Biomass | fuel_supply | bioenergy | 2030 | 5.5002 | Price¦Primary Energy¦Biomass
Downscaling[REMIND-MAgPIE 3.2-4.6 IntegratedPhysicalDamages (95th-high)] | Delayed transition | DEU | Price¦Primary Energy¦Biomass | US$2010/GJ | Price¦Primary Energy¦Biomass | fuel_supply | bioenergy | 2035 | 2.4368 | Price¦Primary Energy¦Biomass
Downscaling[REMIND-MAgPIE 3.2-4.6 IntegratedPhysicalDamages (95th-high)] | Delayed transition | DEU | Price¦Primary Energy¦Biomass | US$2010/GJ | Price¦Primary Energy¦Biomass | fuel_supply | bioenergy | 2040 | 5.5774 | Price¦Primary Energy¦Biomass
Downscaling[REMIND-MAgPIE 3.2-4.6 IntegratedPhysicalDamages (95th-high)] | Delayed transition | DEU | Price¦Primary Energy¦Biomass | US$2010/GJ | Price¦Primary Energy¦Biomass | fuel_supply | bioenergy | 2045 | 8.5835 | Price¦Primary Energy¦Biomass
Downscaling[REMIND-MAgPIE 3.2-4.6 IntegratedPhysicalDamages (95th-high)] | Delayed transition | DEU | Price¦Primary Energy¦Biomass | US$2010/GJ | Price¦Primary Energy¦Biomass | fuel_supply | bioenergy | 2050 | 17.0521 | Price¦Primary Energy¦Biomass
Downscaling[REMIND-MAgPIE 3.2-4.6 IntegratedPhysicalDamages (95th-high)] | Delayed transition | DEU | Price¦Primary Energy¦Biomass | US$2010/GJ | Price¦Primary Energy¦Biomass | fuel_supply | bioenergy | 2055 | 21.0539 | Price¦Primary Energy¦Biomass
Downscaling[REMIND-MAgPIE 3.2-4.6 IntegratedPhysicalDamages (95th-high)] | Delayed transition | DEU | Price¦Primary Energy¦Biomass | US$2010/GJ | Price¦Primary Energy¦Biomass | fuel_supply | bioenergy | 2060 | 28.6574 | Price¦Primary Energy¦Biomass
Downscaling[REMIND-MAgPIE 3.2-4.6 IntegratedPhysicalDamages (95th-high)] | Delayed transition | DEU | Price¦Primary Energy¦Biomass | US$2010/GJ | Price¦Primary Energy¦Biomass | fuel_supply | bioenergy | 2065 | 25.035 | Price¦Primary Energy¦Biomass
Downscaling[REMIND-MAgPIE 3.2-4.6 IntegratedPhysicalDamages (95th-high)] | Delayed transition | DEU | Price¦Primary Energy¦Biomass | US$2010/GJ | Price¦Primary Energy¦Biomass | fuel_supply | bioenergy | 2070 | 21.4126 | Price¦Primary Energy¦Biomass
Downscaling[REMIND-MAgPIE 3.2-4.6 IntegratedPhysicalDamages (95th-high)] | Delayed transition | DEU | Price¦Primary Energy¦Biomass | US$2010/GJ | Price¦Primary Energy¦Biomass | fuel_supply | bioenergy | 2075 | 22.9404 | Price¦Primary Energy¦Biomass
Downscaling[REMIND-MAgPIE 3.2-4.6 IntegratedPhysicalDamages (95th-high)] | Delayed transition | DEU | Price¦Primary Energy¦Biomass | US$2010/GJ | Price¦Primary Energy¦Biomass | fuel_supply | bioenergy | 2080 | 24.4683 | Price¦Primary Energy¦Biomass
Downscaling[REMIND-MAgPIE 3.2-4.6 IntegratedPhysicalDamages (95th-high)] | Delayed transition | DEU | Price¦Primary Energy¦Biomass | US$2010/GJ | Price¦Primary Energy¦Biomass | fuel_supply | bioenergy | 2085 | 22.91 | Price¦Primary Energy¦Biomass
Downscaling[REMIND-MAgPIE 3.2-4.6 IntegratedPhysicalDamages (95th-high)] | Delayed transition | DEU | Price¦Primary Energy¦Biomass | US$2010/GJ | Price¦Primary Energy¦Biomass | fuel_supply | bioenergy | 2090 | 21.3518 | Price¦Primary Energy¦Biomass
Downscaling[REMIND-MAgPIE 3.2-4.6 IntegratedPhysicalDamages (95th-high)] | Delayed transition | DEU | Price¦Primary Energy¦Biomass | US$2010/GJ | Price¦Primary Energy¦Biomass | fuel_supply | bioenergy | 2095 | 22.0324 | Price¦Primary Energy¦Biomass
Downscaling[REMIND-MAgPIE 3.2-4.6 IntegratedPhysicalDamages (95th-high)] | Delayed transition | DEU | Price¦Primary Energy¦Biomass | US$2010/GJ | Price¦Primary Energy¦Biomass | fuel_supply | bioenergy | 2100 | 22.7129 | Price¦Primary Energy¦Biomass
Downscaling[REMIND-MAgPIE 3.2-4.6 IntegratedPhysicalDamages (95th-high)] | Delayed transition | DEU | Price¦Primary Energy¦Coal | US$2010/GJ | Price¦Primary Energy¦Coal | fuel_supply | coal | 2020 | 2.0344 | Price¦Primary Energy¦Coal
Downscaling[REMIND-MAgPIE 3.2-4.6 IntegratedPhysicalDamages (95th-high)] | Delayed transition | DEU | Price¦Primary Energy¦Coal | US$2010/GJ | Price¦Primary Energy¦Coal | fuel_supply | coal | 2025 | 2.2259 | Price¦Primary Energy¦Coal
Downscaling[REMIND-MAgPIE 3.2-4.6 IntegratedPhysicalDamages (95th-high)] | Delayed transition | DEU | Price¦Primary Energy¦Coal | US$2010/GJ | Price¦Primary Energy¦Coal | fuel_supply | coal | 2030 | 2.2654 | Price¦Primary Energy¦Coal
Downscaling[REMIND-MAgPIE 3.2-4.6 IntegratedPhysicalDamages (95th-high)] | Delayed transition | DEU | Price¦Primary Energy¦Coal | US$2010/GJ | Price¦Primary Energy¦Coal | fuel_supply | coal | 2035 | 2.2997 | Price¦Primary Energy¦Coal
Downscaling[REMIND-MAgPIE 3.2-4.6 IntegratedPhysicalDamages (95th-high)] | Delayed transition | DEU | Price¦Primary Energy¦Coal | US$2010/GJ | Price¦Primary Energy¦Coal | fuel_supply | coal | 2040 | 1.8032 | Price¦Primary Energy¦Coal
Downscaling[REMIND-MAgPIE 3.2-4.6 IntegratedPhysicalDamages (95th-high)] | Delayed transition | DEU | Price¦Primary Energy¦Coal | US$2010/GJ | Price¦Primary Energy¦Coal | fuel_supply | coal | 2045 | 1.3904 | Price¦Primary Energy¦Coal
Downscaling[REMIND-MAgPIE 3.2-4.6 IntegratedPhysicalDamages (95th-high)] | Delayed transition | DEU | Price¦Primary Energy¦Coal | US$2010/GJ | Price¦Primary Energy¦Coal | fuel_supply | coal | 2050 | 1.5539 | Price¦Primary Energy¦Coal
Downscaling[REMIND-MAgPIE 3.2-4.6 IntegratedPhysicalDamages (95th-high)] | Delayed transition | DEU | Price¦Primary Energy¦Coal | US$2010/GJ | Price¦Primary Energy¦Coal | fuel_supply | coal | 2055 | 1.572 | Price¦Primary Energy¦Coal
Downscaling[REMIND-MAgPIE 3.2-4.6 IntegratedPhysicalDamages (95th-high)] | Delayed transition | DEU | Price¦Primary Energy¦Coal | US$2010/GJ | Price¦Primary Energy¦Coal | fuel_supply | coal | 2060 | 2.1701 | Price¦Primary Energy¦Coal
Downscaling[REMIND-MAgPIE 3.2-4.6 IntegratedPhysicalDamages (95th-high)] | Delayed transition | DEU | Price¦Primary Energy¦Coal | US$2010/GJ | Price¦Primary Energy¦Coal | fuel_supply | coal | 2065 | 2.136 | Price¦Primary Energy¦Coal
Downscaling[REMIND-MAgPIE 3.2-4.6 IntegratedPhysicalDamages (95th-high)] | Delayed transition | DEU | Price¦Primary Energy¦Coal | US$2010/GJ | Price¦Primary Energy¦Coal | fuel_supply | coal | 2070 | 2.1019 | Price¦Primary Energy¦Coal
Downscaling[REMIND-MAgPIE 3.2-4.6 IntegratedPhysicalDamages (95th-high)] | Delayed transition | DEU | Price¦Primary Energy¦Coal | US$2010/GJ | Price¦Primary Energy¦Coal | fuel_supply | coal | 2075 | 2.0582 | Price¦Primary Energy¦Coal
Downscaling[REMIND-MAgPIE 3.2-4.6 IntegratedPhysicalDamages (95th-high)] | Delayed transition | DEU | Price¦Primary Energy¦Coal | US$2010/GJ | Price¦Primary Energy¦Coal | fuel_supply | coal | 2080 | 2.0146 | Price¦Primary Energy¦Coal
Downscaling[REMIND-MAgPIE 3.2-4.6 IntegratedPhysicalDamages (95th-high)] | Delayed transition | DEU | Price¦Primary Energy¦Coal | US$2010/GJ | Price¦Primary Energy¦Coal | fuel_supply | coal | 2085 | 2.0785 | Price¦Primary Energy¦Coal
Downscaling[REMIND-MAgPIE 3.2-4.6 IntegratedPhysicalDamages (95th-high)] | Delayed transition | DEU | Price¦Primary Energy¦Coal | US$2010/GJ | Price¦Primary Energy¦Coal | fuel_supply | coal | 2090 | 2.1424 | Price¦Primary Energy¦Coal
Downscaling[REMIND-MAgPIE 3.2-4.6 IntegratedPhysicalDamages (95th-high)] | Delayed transition | DEU | Price¦Primary Energy¦Coal | US$2010/GJ | Price¦Primary Energy¦Coal | fuel_supply | coal | 2095 | 1.937 | Price¦Primary Energy¦Coal
Downscaling[REMIND-MAgPIE 3.2-4.6 IntegratedPhysicalDamages (95th-high)] | Delayed transition | DEU | Price¦Primary Energy¦Coal | US$2010/GJ | Price¦Primary Energy¦Coal | fuel_supply | coal | 2100 | 1.7315 | Price¦Primary Energy¦Coal
Downscaling[REMIND-MAgPIE 3.2-4.6 IntegratedPhysicalDamages (95th-high)] | Delayed transition | DEU | Price¦Primary Energy¦Gas | US$2010/GJ | Price¦Primary Energy¦Gas | fuel_supply | gas | 2020 | 3.9711 | Price¦Primary Energy¦Gas
Downscaling[REMIND-MAgPIE 3.2-4.6 IntegratedPhysicalDamages (95th-high)] | Delayed transition | DEU | Price¦Primary Energy¦Gas | US$2010/GJ | Price¦Primary Energy¦Gas | fuel_supply | gas | 2025 | 4.6721 | Price¦Primary Energy¦Gas
Downscaling[REMIND-MAgPIE 3.2-4.6 IntegratedPhysicalDamages (95th-high)] | Delayed transition | DEU | Price¦Primary Energy¦Gas | US$2010/GJ | Price¦Primary Energy¦Gas | fuel_supply | gas | 2030 | 4.6044 | Price¦Primary Energy¦Gas
Downscaling[REMIND-MAgPIE 3.2-4.6 IntegratedPhysicalDamages (95th-high)] | Delayed transition | DEU | Price¦Primary Energy¦Gas | US$2010/GJ | Price¦Primary Energy¦Gas | fuel_supply | gas | 2035 | 5.8131 | Price¦Primary Energy¦Gas
Downscaling[REMIND-MAgPIE 3.2-4.6 IntegratedPhysicalDamages (95th-high)] | Delayed transition | DEU | Price¦Primary Energy¦Gas | US$2010/GJ | Price¦Primary Energy¦Gas | fuel_supply | gas | 2040 | 5.312 | Price¦Primary Energy¦Gas
Downscaling[REMIND-MAgPIE 3.2-4.6 IntegratedPhysicalDamages (95th-high)] | Delayed transition | DEU | Price¦Primary Energy¦Gas | US$2010/GJ | Price¦Primary Energy¦Gas | fuel_supply | gas | 2045 | 4.5259 | Price¦Primary Energy¦Gas
Downscaling[REMIND-MAgPIE 3.2-4.6 IntegratedPhysicalDamages (95th-high)] | Delayed transition | DEU | Price¦Primary Energy¦Gas | US$2010/GJ | Price¦Primary Energy¦Gas | fuel_supply | gas | 2050 | 4.1265 | Price¦Primary Energy¦Gas
Downscaling[REMIND-MAgPIE 3.2-4.6 IntegratedPhysicalDamages (95th-high)] | Delayed transition | DEU | Price¦Primary Energy¦Gas | US$2010/GJ | Price¦Primary Energy¦Gas | fuel_supply | gas | 2055 | 4.3191 | Price¦Primary Energy¦Gas
Downscaling[REMIND-MAgPIE 3.2-4.6 IntegratedPhysicalDamages (95th-high)] | Delayed transition | DEU | Price¦Primary Energy¦Gas | US$2010/GJ | Price¦Primary Energy¦Gas | fuel_supply | gas | 2060 | 5.2274 | Price¦Primary Energy¦Gas
Downscaling[REMIND-MAgPIE 3.2-4.6 IntegratedPhysicalDamages (95th-high)] | Delayed transition | DEU | Price¦Primary Energy¦Gas | US$2010/GJ | Price¦Primary Energy¦Gas | fuel_supply | gas | 2065 | 5.0887 | Price¦Primary Energy¦Gas
Downscaling[REMIND-MAgPIE 3.2-4.6 IntegratedPhysicalDamages (95th-high)] | Delayed transition | DEU | Price¦Primary Energy¦Gas | US$2010/GJ | Price¦Primary Energy¦Gas | fuel_supply | gas | 2070 | 4.9501 | Price¦Primary Energy¦Gas
Downscaling[REMIND-MAgPIE 3.2-4.6 IntegratedPhysicalDamages (95th-high)] | Delayed transition | DEU | Price¦Primary Energy¦Gas | US$2010/GJ | Price¦Primary Energy¦Gas | fuel_supply | gas | 2075 | 5.0123 | Price¦Primary Energy¦Gas
Downscaling[REMIND-MAgPIE 3.2-4.6 IntegratedPhysicalDamages (95th-high)] | Delayed transition | DEU | Price¦Primary Energy¦Gas | US$2010/GJ | Price¦Primary Energy¦Gas | fuel_supply | gas | 2080 | 5.0746 | Price¦Primary Energy¦Gas
Downscaling[REMIND-MAgPIE 3.2-4.6 IntegratedPhysicalDamages (95th-high)] | Delayed transition | DEU | Price¦Primary Energy¦Gas | US$2010/GJ | Price¦Primary Energy¦Gas | fuel_supply | gas | 2085 | 5.0902 | Price¦Primary Energy¦Gas
Downscaling[REMIND-MAgPIE 3.2-4.6 IntegratedPhysicalDamages (95th-high)] | Delayed transition | DEU | Price¦Primary Energy¦Gas | US$2010/GJ | Price¦Primary Energy¦Gas | fuel_supply | gas | 2090 | 5.1058 | Price¦Primary Energy¦Gas
Downscaling[REMIND-MAgPIE 3.2-4.6 IntegratedPhysicalDamages (95th-high)] | Delayed transition | DEU | Price¦Primary Energy¦Gas | US$2010/GJ | Price¦Primary Energy¦Gas | fuel_supply | gas | 2095 | 5.0539 | Price¦Primary Energy¦Gas
Downscaling[REMIND-MAgPIE 3.2-4.6 IntegratedPhysicalDamages (95th-high)] | Delayed transition | DEU | Price¦Primary Energy¦Gas | US$2010/GJ | Price¦Primary Energy¦Gas | fuel_supply | gas | 2100 | 5.0021 | Price¦Primary Energy¦Gas
Downscaling[REMIND-MAgPIE 3.2-4.6 IntegratedPhysicalDamages (95th-high)] | Delayed transition | DEU | Price¦Secondary Energy¦Liquids¦Oil | US$2010/GJ | Price¦Secondary Energy¦Liquids¦Oil | fuel_supply | oil | 2020 | 82.2847 | Price¦Secondary Energy¦Liquids¦Oil
Downscaling[REMIND-MAgPIE 3.2-4.6 IntegratedPhysicalDamages (95th-high)] | Delayed transition | DEU | Price¦Secondary Energy¦Liquids¦Oil | US$2010/GJ | Price¦Secondary Energy¦Liquids¦Oil | fuel_supply | oil | 2025 | 95.2844 | Price¦Secondary Energy¦Liquids¦Oil
Downscaling[REMIND-MAgPIE 3.2-4.6 IntegratedPhysicalDamages (95th-high)] | Delayed transition | DEU | Price¦Secondary Energy¦Liquids¦Oil | US$2010/GJ | Price¦Secondary Energy¦Liquids¦Oil | fuel_supply | oil | 2030 | 85.6625 | Price¦Secondary Energy¦Liquids¦Oil
Downscaling[REMIND-MAgPIE 3.2-4.6 IntegratedPhysicalDamages (95th-high)] | Delayed transition | DEU | Price¦Secondary Energy¦Liquids¦Oil | US$2010/GJ | Price¦Secondary Energy¦Liquids¦Oil | fuel_supply | oil | 2035 | 66.8686 | Price¦Secondary Energy¦Liquids¦Oil
Downscaling[REMIND-MAgPIE 3.2-4.6 IntegratedPhysicalDamages (95th-high)] | Delayed transition | DEU | Price¦Secondary Energy¦Liquids¦Oil | US$2010/GJ | Price¦Secondary Energy¦Liquids¦Oil | fuel_supply | oil | 2040 | 120.6197 | Price¦Secondary Energy¦Liquids¦Oil
Downscaling[REMIND-MAgPIE 3.2-4.6 IntegratedPhysicalDamages (95th-high)] | Delayed transition | DEU | Price¦Secondary Energy¦Liquids¦Oil | US$2010/GJ | Price¦Secondary Energy¦Liquids¦Oil | fuel_supply | oil | 2045 | 161.7082 | Price¦Secondary Energy¦Liquids¦Oil
Downscaling[REMIND-MAgPIE 3.2-4.6 IntegratedPhysicalDamages (95th-high)] | Delayed transition | DEU | Price¦Secondary Energy¦Liquids¦Oil | US$2010/GJ | Price¦Secondary Energy¦Liquids¦Oil | fuel_supply | oil | 2050 | 160.7874 | Price¦Secondary Energy¦Liquids¦Oil
Downscaling[REMIND-MAgPIE 3.2-4.6 IntegratedPhysicalDamages (95th-high)] | Delayed transition | DEU | Price¦Secondary Energy¦Liquids¦Oil | US$2010/GJ | Price¦Secondary Energy¦Liquids¦Oil | fuel_supply | oil | 2055 | 172.9496 | Price¦Secondary Energy¦Liquids¦Oil
Downscaling[REMIND-MAgPIE 3.2-4.6 IntegratedPhysicalDamages (95th-high)] | Delayed transition | DEU | Price¦Secondary Energy¦Liquids¦Oil | US$2010/GJ | Price¦Secondary Energy¦Liquids¦Oil | fuel_supply | oil | 2060 | 298.6504 | Price¦Secondary Energy¦Liquids¦Oil
Downscaling[REMIND-MAgPIE 3.2-4.6 IntegratedPhysicalDamages (95th-high)] | Delayed transition | DEU | Price¦Secondary Energy¦Liquids¦Oil | US$2010/GJ | Price¦Secondary Energy¦Liquids¦Oil | fuel_supply | oil | 2065 | 353.938 | Price¦Secondary Energy¦Liquids¦Oil
Downscaling[REMIND-MAgPIE 3.2-4.6 IntegratedPhysicalDamages (95th-high)] | Delayed transition | DEU | Price¦Secondary Energy¦Liquids¦Oil | US$2010/GJ | Price¦Secondary Energy¦Liquids¦Oil | fuel_supply | oil | 2070 | 409.2256 | Price¦Secondary Energy¦Liquids¦Oil
Downscaling[REMIND-MAgPIE 3.2-4.6 IntegratedPhysicalDamages (95th-high)] | Delayed transition | DEU | Price¦Secondary Energy¦Liquids¦Oil | US$2010/GJ | Price¦Secondary Energy¦Liquids¦Oil | fuel_supply | oil | 2075 | 421.7011 | Price¦Secondary Energy¦Liquids¦Oil
Downscaling[REMIND-MAgPIE 3.2-4.6 IntegratedPhysicalDamages (95th-high)] | Delayed transition | DEU | Price¦Secondary Energy¦Liquids¦Oil | US$2010/GJ | Price¦Secondary Energy¦Liquids¦Oil | fuel_supply | oil | 2080 | 434.1766 | Price¦Secondary Energy¦Liquids¦Oil
Downscaling[REMIND-MAgPIE 3.2-4.6 IntegratedPhysicalDamages (95th-high)] | Delayed transition | DEU | Price¦Secondary Energy¦Liquids¦Oil | US$2010/GJ | Price¦Secondary Energy¦Liquids¦Oil | fuel_supply | oil | 2085 | 436.6141 | Price¦Secondary Energy¦Liquids¦Oil
Downscaling[REMIND-MAgPIE 3.2-4.6 IntegratedPhysicalDamages (95th-high)] | Delayed transition | DEU | Price¦Secondary Energy¦Liquids¦Oil | US$2010/GJ | Price¦Secondary Energy¦Liquids¦Oil | fuel_supply | oil | 2090 | 439.0517 | Price¦Secondary Energy¦Liquids¦Oil
Downscaling[REMIND-MAgPIE 3.2-4.6 IntegratedPhysicalDamages (95th-high)] | Delayed transition | DEU | Price¦Secondary Energy¦Liquids¦Oil | US$2010/GJ | Price¦Secondary Energy¦Liquids¦Oil | fuel_supply | oil | 2095 | 448.1108 | Price¦Secondary Energy¦Liquids¦Oil
Downscaling[REMIND-MAgPIE 3.2-4.6 IntegratedPhysicalDamages (95th-high)] | Delayed transition | DEU | Price¦Secondary Energy¦Liquids¦Oil | US$2010/GJ | Price¦Secondary Energy¦Liquids¦Oil | fuel_supply | oil | 2100 | 457.17 | Price¦Secondary Energy¦Liquids¦Oil
Downscaling[REMIND-MAgPIE 3.2-4.6 IntegratedPhysicalDamages (95th-high)] | Delayed transition | DEU | Emissions¦CO2 | Mt CO2/yr | Emissions¦CO2 | scenarios - CO2 abatement | CO2 | 2020 | 570.3514 | Emissions¦CO2
Downscaling[REMIND-MAgPIE 3.2-4.6 IntegratedPhysicalDamages (95th-high)] | Delayed transition | DEU | Emissions¦CO2 | Mt CO2/yr | Emissions¦CO2 | scenarios - CO2 abatement | CO2 | 2025 | 416.1692 | Emissions¦CO2
Downscaling[REMIND-MAgPIE 3.2-4.6 IntegratedPhysicalDamages (95th-high)] | Delayed transition | DEU | Emissions¦CO2 | Mt CO2/yr | Emissions¦CO2 | scenarios - CO2 abatement | CO2 | 2030 | 291.0299 | Emissions¦CO2
Downscaling[REMIND-MAgPIE 3.2-4.6 IntegratedPhysicalDamages (95th-high)] | Delayed transition | DEU | Emissions¦CO2 | Mt CO2/yr | Emissions¦CO2 | scenarios - CO2 abatement | CO2 | 2035 | 173.2553 | Emissions¦CO2
Downscaling[REMIND-MAgPIE 3.2-4.6 IntegratedPhysicalDamages (95th-high)] | Delayed transition | DEU | Emissions¦CO2 | Mt CO2/yr | Emissions¦CO2 | scenarios - CO2 abatement | CO2 | 2040 | -3.7111 | Emissions¦CO2
Downscaling[REMIND-MAgPIE 3.2-4.6 IntegratedPhysicalDamages (95th-high)] | Delayed transition | DEU | Emissions¦CO2 | Mt CO2/yr | Emissions¦CO2 | scenarios - CO2 abatement | CO2 | 2045 | -88.4553 | Emissions¦CO2
Downscaling[REMIND-MAgPIE 3.2-4.6 IntegratedPhysicalDamages (95th-high)] | Delayed transition | DEU | Emissions¦CO2 | Mt CO2/yr | Emissions¦CO2 | scenarios - CO2 abatement | CO2 | 2050 | -115.8288 | Emissions¦CO2
Downscaling[REMIND-MAgPIE 3.2-4.6 IntegratedPhysicalDamages (95th-high)] | Delayed transition | DEU | Emissions¦CO2 | Mt CO2/yr | Emissions¦CO2 | scenarios - CO2 abatement | CO2 | 2055 | -116.8102 | Emissions¦CO2
Downscaling[REMIND-MAgPIE 3.2-4.6 IntegratedPhysicalDamages (95th-high)] | Delayed transition | DEU | Emissions¦CO2 | Mt CO2/yr | Emissions¦CO2 | scenarios - CO2 abatement | CO2 | 2060 | -111.0991 | Emissions¦CO2
Downscaling[REMIND-MAgPIE 3.2-4.6 IntegratedPhysicalDamages (95th-high)] | Delayed transition | DEU | Emissions¦CO2 | Mt CO2/yr | Emissions¦CO2 | scenarios - CO2 abatement | CO2 | 2065 | -107.3 | Emissions¦CO2
Downscaling[REMIND-MAgPIE 3.2-4.6 IntegratedPhysicalDamages (95th-high)] | Delayed transition | DEU | Emissions¦CO2 | Mt CO2/yr | Emissions¦CO2 | scenarios - CO2 abatement | CO2 | 2070 | -103.1048 | Emissions¦CO2
Downscaling[REMIND-MAgPIE 3.2-4.6 IntegratedPhysicalDamages (95th-high)] | Delayed transition | DEU | Emissions¦CO2 | Mt CO2/yr | Emissions¦CO2 | scenarios - CO2 abatement | CO2 | 2075 | -93.0481 | Emissions¦CO2
Downscaling[REMIND-MAgPIE 3.2-4.6 IntegratedPhysicalDamages (95th-high)] | Delayed transition | DEU | Emissions¦CO2 | Mt CO2/yr | Emissions¦CO2 | scenarios - CO2 abatement | CO2 | 2080 | -83.4687 | Emissions¦CO2
Downscaling[REMIND-MAgPIE 3.2-4.6 IntegratedPhysicalDamages (95th-high)] | Delayed transition | DEU | Emissions¦CO2 | Mt CO2/yr | Emissions¦CO2 | scenarios - CO2 abatement | CO2 | 2085 | -72.9362 | Emissions¦CO2
Downscaling[REMIND-MAgPIE 3.2-4.6 IntegratedPhysicalDamages (95th-high)] | Delayed transition | DEU | Emissions¦CO2 | Mt CO2/yr | Emissions¦CO2 | scenarios - CO2 abatement | CO2 | 2090 | -62.8402 | Emissions¦CO2
Downscaling[REMIND-MAgPIE 3.2-4.6 IntegratedPhysicalDamages (95th-high)] | Delayed transition | DEU | Emissions¦CO2 | Mt CO2/yr | Emissions¦CO2 | scenarios - CO2 abatement | CO2 | 2095 | -56.7701 | Emissions¦CO2
Downscaling[REMIND-MAgPIE 3.2-4.6 IntegratedPhysicalDamages (95th-high)] | Delayed transition | DEU | Emissions¦CO2 | Mt CO2/yr | Emissions¦CO2 | scenarios - CO2 abatement | CO2 | 2100 | -50.7199 | Emissions¦CO2
Downscaling[REMIND-MAgPIE 3.2-4.6 IntegratedPhysicalDamages (95th-high)] | Delayed transition | DEU | Emissions¦CO2¦Energy | Mt CO2/yr | Emissions¦CO2¦Energy | scenarios - CO2 abatement | CO2 | 2020 | 602.9101 | Emissions¦CO2¦Energy
Downscaling[REMIND-MAgPIE 3.2-4.6 IntegratedPhysicalDamages (95th-high)] | Delayed transition | DEU | Emissions¦CO2¦Energy | Mt CO2/yr | Emissions¦CO2¦Energy | scenarios - CO2 abatement | CO2 | 2025 | 422.2382 | Emissions¦CO2¦Energy
Downscaling[REMIND-MAgPIE 3.2-4.6 IntegratedPhysicalDamages (95th-high)] | Delayed transition | DEU | Emissions¦CO2¦Energy | Mt CO2/yr | Emissions¦CO2¦Energy | scenarios - CO2 abatement | CO2 | 2030 | 303.7634 | Emissions¦CO2¦Energy
Downscaling[REMIND-MAgPIE 3.2-4.6 IntegratedPhysicalDamages (95th-high)] | Delayed transition | DEU | Emissions¦CO2¦Energy | Mt CO2/yr | Emissions¦CO2¦Energy | scenarios - CO2 abatement | CO2 | 2035 | 198.8259 | Emissions¦CO2¦Energy
Downscaling[REMIND-MAgPIE 3.2-4.6 IntegratedPhysicalDamages (95th-high)] | Delayed transition | DEU | Emissions¦CO2¦Energy | Mt CO2/yr | Emissions¦CO2¦Energy | scenarios - CO2 abatement | CO2 | 2040 | 31.832 | Emissions¦CO2¦Energy
Downscaling[REMIND-MAgPIE 3.2-4.6 IntegratedPhysicalDamages (95th-high)] | Delayed transition | DEU | Emissions¦CO2¦Energy | Mt CO2/yr | Emissions¦CO2¦Energy | scenarios - CO2 abatement | CO2 | 2045 | -47.1128 | Emissions¦CO2¦Energy
Downscaling[REMIND-MAgPIE 3.2-4.6 IntegratedPhysicalDamages (95th-high)] | Delayed transition | DEU | Emissions¦CO2¦Energy | Mt CO2/yr | Emissions¦CO2¦Energy | scenarios - CO2 abatement | CO2 | 2050 | -70.2141 | Emissions¦CO2¦Energy
Downscaling[REMIND-MAgPIE 3.2-4.6 IntegratedPhysicalDamages (95th-high)] | Delayed transition | DEU | Emissions¦CO2¦Energy | Mt CO2/yr | Emissions¦CO2¦Energy | scenarios - CO2 abatement | CO2 | 2055 | -73.1909 | Emissions¦CO2¦Energy
Downscaling[REMIND-MAgPIE 3.2-4.6 IntegratedPhysicalDamages (95th-high)] | Delayed transition | DEU | Emissions¦CO2¦Energy | Mt CO2/yr | Emissions¦CO2¦Energy | scenarios - CO2 abatement | CO2 | 2060 | -72.03 | Emissions¦CO2¦Energy
Downscaling[REMIND-MAgPIE 3.2-4.6 IntegratedPhysicalDamages (95th-high)] | Delayed transition | DEU | Emissions¦CO2¦Energy | Mt CO2/yr | Emissions¦CO2¦Energy | scenarios - CO2 abatement | CO2 | 2065 | -70.0243 | Emissions¦CO2¦Energy
Downscaling[REMIND-MAgPIE 3.2-4.6 IntegratedPhysicalDamages (95th-high)] | Delayed transition | DEU | Emissions¦CO2¦Energy | Mt CO2/yr | Emissions¦CO2¦Energy | scenarios - CO2 abatement | CO2 | 2070 | -67.6254 | Emissions¦CO2¦Energy
Downscaling[REMIND-MAgPIE 3.2-4.6 IntegratedPhysicalDamages (95th-high)] | Delayed transition | DEU | Emissions¦CO2¦Energy | Mt CO2/yr | Emissions¦CO2¦Energy | scenarios - CO2 abatement | CO2 | 2075 | -59.171 | Emissions¦CO2¦Energy
Downscaling[REMIND-MAgPIE 3.2-4.6 IntegratedPhysicalDamages (95th-high)] | Delayed transition | DEU | Emissions¦CO2¦Energy | Mt CO2/yr | Emissions¦CO2¦Energy | scenarios - CO2 abatement | CO2 | 2080 | -51.2089 | Emissions¦CO2¦Energy
Downscaling[REMIND-MAgPIE 3.2-4.6 IntegratedPhysicalDamages (95th-high)] | Delayed transition | DEU | Emissions¦CO2¦Energy | Mt CO2/yr | Emissions¦CO2¦Energy | scenarios - CO2 abatement | CO2 | 2085 | -41.016 | Emissions¦CO2¦Energy
Downscaling[REMIND-MAgPIE 3.2-4.6 IntegratedPhysicalDamages (95th-high)] | Delayed transition | DEU | Emissions¦CO2¦Energy | Mt CO2/yr | Emissions¦CO2¦Energy | scenarios - CO2 abatement | CO2 | 2090 | -31.2656 | Emissions¦CO2¦Energy
Downscaling[REMIND-MAgPIE 3.2-4.6 IntegratedPhysicalDamages (95th-high)] | Delayed transition | DEU | Emissions¦CO2¦Energy | Mt CO2/yr | Emissions¦CO2¦Energy | scenarios - CO2 abatement | CO2 | 2095 | -29.5723 | Emissions¦CO2¦Energy
Downscaling[REMIND-MAgPIE 3.2-4.6 IntegratedPhysicalDamages (95th-high)] | Delayed transition | DEU | Emissions¦CO2¦Energy | Mt CO2/yr | Emissions¦CO2¦Energy | scenarios - CO2 abatement | CO2 | 2100 | -27.8795 | Emissions¦CO2¦Energy
Downscaling[REMIND-MAgPIE 3.2-4.6 IntegratedPhysicalDamages (95th-high)] | Fragmented World | DEU | Carbon Sequestration¦CCS | Mt CO2/yr | Carbon Sequestration¦CCS | CCS potential |  | 2020 | 0 | Carbon Sequestration¦CCS
Downscaling[REMIND-MAgPIE 3.2-4.6 IntegratedPhysicalDamages (95th-high)] | Fragmented World | DEU | Carbon Sequestration¦CCS | Mt CO2/yr | Carbon Sequestration¦CCS | CCS potential |  | 2025 | 0.3539 | Carbon Sequestration¦CCS
Downscaling[REMIND-MAgPIE 3.2-4.6 IntegratedPhysicalDamages (95th-high)] | Fragmented World | DEU | Carbon Sequestration¦CCS | Mt CO2/yr | Carbon Sequestration¦CCS | CCS potential |  | 2030 | 0.3483 | Carbon Sequestration¦CCS
Downscaling[REMIND-MAgPIE 3.2-4.6 IntegratedPhysicalDamages (95th-high)] | Fragmented World | DEU | Carbon Sequestration¦CCS | Mt CO2/yr | Carbon Sequestration¦CCS | CCS potential |  | 2035 | 1.0335 | Carbon Sequestration¦CCS
Downscaling[REMIND-MAgPIE 3.2-4.6 IntegratedPhysicalDamages (95th-high)] | Fragmented World | DEU | Carbon Sequestration¦CCS | Mt CO2/yr | Carbon Sequestration¦CCS | CCS potential |  | 2040 | 4.5661 | Carbon Sequestration¦CCS
Downscaling[REMIND-MAgPIE 3.2-4.6 IntegratedPhysicalDamages (95th-high)] | Fragmented World | DEU | Carbon Sequestration¦CCS | Mt CO2/yr | Carbon Sequestration¦CCS | CCS potential |  | 2045 | 11.2554 | Carbon Sequestration¦CCS
Downscaling[REMIND-MAgPIE 3.2-4.6 IntegratedPhysicalDamages (95th-high)] | Fragmented World | DEU | Carbon Sequestration¦CCS | Mt CO2/yr | Carbon Sequestration¦CCS | CCS potential |  | 2050 | 14.8818 | Carbon Sequestration¦CCS
Downscaling[REMIND-MAgPIE 3.2-4.6 IntegratedPhysicalDamages (95th-high)] | Fragmented World | DEU | Carbon Sequestration¦CCS | Mt CO2/yr | Carbon Sequestration¦CCS | CCS potential |  | 2055 | 16.1859 | Carbon Sequestration¦CCS
Downscaling[REMIND-MAgPIE 3.2-4.6 IntegratedPhysicalDamages (95th-high)] | Fragmented World | DEU | Carbon Sequestration¦CCS | Mt CO2/yr | Carbon Sequestration¦CCS | CCS potential |  | 2060 | 16.3191 | Carbon Sequestration¦CCS
Downscaling[REMIND-MAgPIE 3.2-4.6 IntegratedPhysicalDamages (95th-high)] | Fragmented World | DEU | Carbon Sequestration¦CCS | Mt CO2/yr | Carbon Sequestration¦CCS | CCS potential |  | 2065 | 15.6609 | Carbon Sequestration¦CCS
Downscaling[REMIND-MAgPIE 3.2-4.6 IntegratedPhysicalDamages (95th-high)] | Fragmented World | DEU | Carbon Sequestration¦CCS | Mt CO2/yr | Carbon Sequestration¦CCS | CCS potential |  | 2070 | 15.0897 | Carbon Sequestration¦CCS
Downscaling[REMIND-MAgPIE 3.2-4.6 IntegratedPhysicalDamages (95th-high)] | Fragmented World | DEU | Carbon Sequestration¦CCS | Mt CO2/yr | Carbon Sequestration¦CCS | CCS potential |  | 2075 | 13.5208 | Carbon Sequestration¦CCS
Downscaling[REMIND-MAgPIE 3.2-4.6 IntegratedPhysicalDamages (95th-high)] | Fragmented World | DEU | Carbon Sequestration¦CCS | Mt CO2/yr | Carbon Sequestration¦CCS | CCS potential |  | 2080 | 11.8782 | Carbon Sequestration¦CCS
Downscaling[REMIND-MAgPIE 3.2-4.6 IntegratedPhysicalDamages (95th-high)] | Fragmented World | DEU | Carbon Sequestration¦CCS | Mt CO2/yr | Carbon Sequestration¦CCS | CCS potential |  | 2085 | 11.7565 | Carbon Sequestration¦CCS
Downscaling[REMIND-MAgPIE 3.2-4.6 IntegratedPhysicalDamages (95th-high)] | Fragmented World | DEU | Carbon Sequestration¦CCS | Mt CO2/yr | Carbon Sequestration¦CCS | CCS potential |  | 2090 | 11.6612 | Carbon Sequestration¦CCS
Downscaling[REMIND-MAgPIE 3.2-4.6 IntegratedPhysicalDamages (95th-high)] | Fragmented World | DEU | Carbon Sequestration¦CCS | Mt CO2/yr | Carbon Sequestration¦CCS | CCS potential |  | 2095 | 12.0311 | Carbon Sequestration¦CCS
Downscaling[REMIND-MAgPIE 3.2-4.6 IntegratedPhysicalDamages (95th-high)] | Fragmented World | DEU | Carbon Sequestration¦CCS | Mt CO2/yr | Carbon Sequestration¦CCS | CCS potential |  | 2100 | 12.3394 | Carbon Sequestration¦CCS
Downscaling[REMIND-MAgPIE 3.2-4.6 IntegratedPhysicalDamages (95th-high)] | Fragmented World | DEU | Final Energy¦Industry¦Electricity | EJ/yr | Final Energy¦Industry¦Electricity | demand_projection | elc_industry | 2020 | 0.9472 | Final Energy¦Industry¦Electricity
Downscaling[REMIND-MAgPIE 3.2-4.6 IntegratedPhysicalDamages (95th-high)] | Fragmented World | DEU | Final Energy¦Industry¦Electricity | EJ/yr | Final Energy¦Industry¦Electricity | demand_projection | elc_industry | 2025 | 0.8862 | Final Energy¦Industry¦Electricity
Downscaling[REMIND-MAgPIE 3.2-4.6 IntegratedPhysicalDamages (95th-high)] | Fragmented World | DEU | Final Energy¦Industry¦Electricity | EJ/yr | Final Energy¦Industry¦Electricity | demand_projection | elc_industry | 2030 | 0.876 | Final Energy¦Industry¦Electricity
Downscaling[REMIND-MAgPIE 3.2-4.6 IntegratedPhysicalDamages (95th-high)] | Fragmented World | DEU | Final Energy¦Industry¦Electricity | EJ/yr | Final Energy¦Industry¦Electricity | demand_projection | elc_industry | 2035 | 0.8156 | Final Energy¦Industry¦Electricity
Downscaling[REMIND-MAgPIE 3.2-4.6 IntegratedPhysicalDamages (95th-high)] | Fragmented World | DEU | Final Energy¦Industry¦Electricity | EJ/yr | Final Energy¦Industry¦Electricity | demand_projection | elc_industry | 2040 | 0.8329 | Final Energy¦Industry¦Electricity
Downscaling[REMIND-MAgPIE 3.2-4.6 IntegratedPhysicalDamages (95th-high)] | Fragmented World | DEU | Final Energy¦Industry¦Electricity | EJ/yr | Final Energy¦Industry¦Electricity | demand_projection | elc_industry | 2045 | 0.821 | Final Energy¦Industry¦Electricity
Downscaling[REMIND-MAgPIE 3.2-4.6 IntegratedPhysicalDamages (95th-high)] | Fragmented World | DEU | Final Energy¦Industry¦Electricity | EJ/yr | Final Energy¦Industry¦Electricity | demand_projection | elc_industry | 2050 | 0.7713 | Final Energy¦Industry¦Electricity
Downscaling[REMIND-MAgPIE 3.2-4.6 IntegratedPhysicalDamages (95th-high)] | Fragmented World | DEU | Final Energy¦Industry¦Electricity | EJ/yr | Final Energy¦Industry¦Electricity | demand_projection | elc_industry | 2055 | 0.7196 | Final Energy¦Industry¦Electricity
Downscaling[REMIND-MAgPIE 3.2-4.6 IntegratedPhysicalDamages (95th-high)] | Fragmented World | DEU | Final Energy¦Industry¦Electricity | EJ/yr | Final Energy¦Industry¦Electricity | demand_projection | elc_industry | 2060 | 0.6418 | Final Energy¦Industry¦Electricity
Downscaling[REMIND-MAgPIE 3.2-4.6 IntegratedPhysicalDamages (95th-high)] | Fragmented World | DEU | Final Energy¦Industry¦Electricity | EJ/yr | Final Energy¦Industry¦Electricity | demand_projection | elc_industry | 2065 | 0.6007 | Final Energy¦Industry¦Electricity
Downscaling[REMIND-MAgPIE 3.2-4.6 IntegratedPhysicalDamages (95th-high)] | Fragmented World | DEU | Final Energy¦Industry¦Electricity | EJ/yr | Final Energy¦Industry¦Electricity | demand_projection | elc_industry | 2070 | 0.5527 | Final Energy¦Industry¦Electricity
Downscaling[REMIND-MAgPIE 3.2-4.6 IntegratedPhysicalDamages (95th-high)] | Fragmented World | DEU | Final Energy¦Industry¦Electricity | EJ/yr | Final Energy¦Industry¦Electricity | demand_projection | elc_industry | 2075 | 0.4962 | Final Energy¦Industry¦Electricity
Downscaling[REMIND-MAgPIE 3.2-4.6 IntegratedPhysicalDamages (95th-high)] | Fragmented World | DEU | Final Energy¦Industry¦Electricity | EJ/yr | Final Energy¦Industry¦Electricity | demand_projection | elc_industry | 2080 | 0.4478 | Final Energy¦Industry¦Electricity
Downscaling[REMIND-MAgPIE 3.2-4.6 IntegratedPhysicalDamages (95th-high)] | Fragmented World | DEU | Final Energy¦Industry¦Electricity | EJ/yr | Final Energy¦Industry¦Electricity | demand_projection | elc_industry | 2085 | 0.411 | Final Energy¦Industry¦Electricity
Downscaling[REMIND-MAgPIE 3.2-4.6 IntegratedPhysicalDamages (95th-high)] | Fragmented World | DEU | Final Energy¦Industry¦Electricity | EJ/yr | Final Energy¦Industry¦Electricity | demand_projection | elc_industry | 2090 | 0.3795 | Final Energy¦Industry¦Electricity
Downscaling[REMIND-MAgPIE 3.2-4.6 IntegratedPhysicalDamages (95th-high)] | Fragmented World | DEU | Final Energy¦Industry¦Electricity | EJ/yr | Final Energy¦Industry¦Electricity | demand_projection | elc_industry | 2095 | 0.3484 | Final Energy¦Industry¦Electricity
Downscaling[REMIND-MAgPIE 3.2-4.6 IntegratedPhysicalDamages (95th-high)] | Fragmented World | DEU | Final Energy¦Industry¦Electricity | EJ/yr | Final Energy¦Industry¦Electricity | demand_projection | elc_industry | 2100 | 0.3156 | Final Energy¦Industry¦Electricity
Downscaling[REMIND-MAgPIE 3.2-4.6 IntegratedPhysicalDamages (95th-high)] | Fragmented World | DEU | Final Energy¦Residential and Commercial¦Electricity | EJ/yr | Final Energy¦Residential and Commercial¦Electricity | demand_projection | elc_buildings | 2020 | 1.1018 | Final Energy¦Residential and Commercial¦Electricity
Downscaling[REMIND-MAgPIE 3.2-4.6 IntegratedPhysicalDamages (95th-high)] | Fragmented World | DEU | Final Energy¦Residential and Commercial¦Electricity | EJ/yr | Final Energy¦Residential and Commercial¦Electricity | demand_projection | elc_buildings | 2025 | 1.0345 | Final Energy¦Residential and Commercial¦Electricity
Downscaling[REMIND-MAgPIE 3.2-4.6 IntegratedPhysicalDamages (95th-high)] | Fragmented World | DEU | Final Energy¦Residential and Commercial¦Electricity | EJ/yr | Final Energy¦Residential and Commercial¦Electricity | demand_projection | elc_buildings | 2030 | 1.0622 | Final Energy¦Residential and Commercial¦Electricity
Downscaling[REMIND-MAgPIE 3.2-4.6 IntegratedPhysicalDamages (95th-high)] | Fragmented World | DEU | Final Energy¦Residential and Commercial¦Electricity | EJ/yr | Final Energy¦Residential and Commercial¦Electricity | demand_projection | elc_buildings | 2035 | 1.1434 | Final Energy¦Residential and Commercial¦Electricity
Downscaling[REMIND-MAgPIE 3.2-4.6 IntegratedPhysicalDamages (95th-high)] | Fragmented World | DEU | Final Energy¦Residential and Commercial¦Electricity | EJ/yr | Final Energy¦Residential and Commercial¦Electricity | demand_projection | elc_buildings | 2040 | 1.1231 | Final Energy¦Residential and Commercial¦Electricity
Downscaling[REMIND-MAgPIE 3.2-4.6 IntegratedPhysicalDamages (95th-high)] | Fragmented World | DEU | Final Energy¦Residential and Commercial¦Electricity | EJ/yr | Final Energy¦Residential and Commercial¦Electricity | demand_projection | elc_buildings | 2045 | 1.1125 | Final Energy¦Residential and Commercial¦Electricity
Downscaling[REMIND-MAgPIE 3.2-4.6 IntegratedPhysicalDamages (95th-high)] | Fragmented World | DEU | Final Energy¦Residential and Commercial¦Electricity | EJ/yr | Final Energy¦Residential and Commercial¦Electricity | demand_projection | elc_buildings | 2050 | 1.0426 | Final Energy¦Residential and Commercial¦Electricity
Downscaling[REMIND-MAgPIE 3.2-4.6 IntegratedPhysicalDamages (95th-high)] | Fragmented World | DEU | Final Energy¦Residential and Commercial¦Electricity | EJ/yr | Final Energy¦Residential and Commercial¦Electricity | demand_projection | elc_buildings | 2055 | 0.9781 | Final Energy¦Residential and Commercial¦Electricity
Downscaling[REMIND-MAgPIE 3.2-4.6 IntegratedPhysicalDamages (95th-high)] | Fragmented World | DEU | Final Energy¦Residential and Commercial¦Electricity | EJ/yr | Final Energy¦Residential and Commercial¦Electricity | demand_projection | elc_buildings | 2060 | 0.9687 | Final Energy¦Residential and Commercial¦Electricity
Downscaling[REMIND-MAgPIE 3.2-4.6 IntegratedPhysicalDamages (95th-high)] | Fragmented World | DEU | Final Energy¦Residential and Commercial¦Electricity | EJ/yr | Final Energy¦Residential and Commercial¦Electricity | demand_projection | elc_buildings | 2065 | 0.9618 | Final Energy¦Residential and Commercial¦Electricity
Downscaling[REMIND-MAgPIE 3.2-4.6 IntegratedPhysicalDamages (95th-high)] | Fragmented World | DEU | Final Energy¦Residential and Commercial¦Electricity | EJ/yr | Final Energy¦Residential and Commercial¦Electricity | demand_projection | elc_buildings | 2070 | 0.946 | Final Energy¦Residential and Commercial¦Electricity
Downscaling[REMIND-MAgPIE 3.2-4.6 IntegratedPhysicalDamages (95th-high)] | Fragmented World | DEU | Final Energy¦Residential and Commercial¦Electricity | EJ/yr | Final Energy¦Residential and Commercial¦Electricity | demand_projection | elc_buildings | 2075 | 0.9532 | Final Energy¦Residential and Commercial¦Electricity
Downscaling[REMIND-MAgPIE 3.2-4.6 IntegratedPhysicalDamages (95th-high)] | Fragmented World | DEU | Final Energy¦Residential and Commercial¦Electricity | EJ/yr | Final Energy¦Residential and Commercial¦Electricity | demand_projection | elc_buildings | 2080 | 0.9662 | Final Energy¦Residential and Commercial¦Electricity
Downscaling[REMIND-MAgPIE 3.2-4.6 IntegratedPhysicalDamages (95th-high)] | Fragmented World | DEU | Final Energy¦Residential and Commercial¦Electricity | EJ/yr | Final Energy¦Residential and Commercial¦Electricity | demand_projection | elc_buildings | 2085 | 0.9911 | Final Energy¦Residential and Commercial¦Electricity
Downscaling[REMIND-MAgPIE 3.2-4.6 IntegratedPhysicalDamages (95th-high)] | Fragmented World | DEU | Final Energy¦Residential and Commercial¦Electricity | EJ/yr | Final Energy¦Residential and Commercial¦Electricity | demand_projection | elc_buildings | 2090 | 1.0155 | Final Energy¦Residential and Commercial¦Electricity
Downscaling[REMIND-MAgPIE 3.2-4.6 IntegratedPhysicalDamages (95th-high)] | Fragmented World | DEU | Final Energy¦Residential and Commercial¦Electricity | EJ/yr | Final Energy¦Residential and Commercial¦Electricity | demand_projection | elc_buildings | 2095 | 1.0452 | Final Energy¦Residential and Commercial¦Electricity
Downscaling[REMIND-MAgPIE 3.2-4.6 IntegratedPhysicalDamages (95th-high)] | Fragmented World | DEU | Final Energy¦Residential and Commercial¦Electricity | EJ/yr | Final Energy¦Residential and Commercial¦Electricity | demand_projection | elc_buildings | 2100 | 1.0743 | Final Energy¦Residential and Commercial¦Electricity
Downscaling[REMIND-MAgPIE 3.2-4.6 IntegratedPhysicalDamages (95th-high)] | Fragmented World | DEU | Final Energy¦Transportation¦Electricity | EJ/yr | Final Energy¦Transportation¦Electricity | demand_projection | elc_transport | 2020 | 0.0813 | Final Energy¦Transportation¦Electricity
Downscaling[REMIND-MAgPIE 3.2-4.6 IntegratedPhysicalDamages (95th-high)] | Fragmented World | DEU | Final Energy¦Transportation¦Electricity | EJ/yr | Final Energy¦Transportation¦Electricity | demand_projection | elc_transport | 2025 | 0.1869 | Final Energy¦Transportation¦Electricity
Downscaling[REMIND-MAgPIE 3.2-4.6 IntegratedPhysicalDamages (95th-high)] | Fragmented World | DEU | Final Energy¦Transportation¦Electricity | EJ/yr | Final Energy¦Transportation¦Electricity | demand_projection | elc_transport | 2030 | 0.3272 | Final Energy¦Transportation¦Electricity
Downscaling[REMIND-MAgPIE 3.2-4.6 IntegratedPhysicalDamages (95th-high)] | Fragmented World | DEU | Final Energy¦Transportation¦Electricity | EJ/yr | Final Energy¦Transportation¦Electricity | demand_projection | elc_transport | 2035 | 0.4457 | Final Energy¦Transportation¦Electricity
Downscaling[REMIND-MAgPIE 3.2-4.6 IntegratedPhysicalDamages (95th-high)] | Fragmented World | DEU | Final Energy¦Transportation¦Electricity | EJ/yr | Final Energy¦Transportation¦Electricity | demand_projection | elc_transport | 2040 | 0.4205 | Final Energy¦Transportation¦Electricity
Downscaling[REMIND-MAgPIE 3.2-4.6 IntegratedPhysicalDamages (95th-high)] | Fragmented World | DEU | Final Energy¦Transportation¦Electricity | EJ/yr | Final Energy¦Transportation¦Electricity | demand_projection | elc_transport | 2045 | 0.3875 | Final Energy¦Transportation¦Electricity
Downscaling[REMIND-MAgPIE 3.2-4.6 IntegratedPhysicalDamages (95th-high)] | Fragmented World | DEU | Final Energy¦Transportation¦Electricity | EJ/yr | Final Energy¦Transportation¦Electricity | demand_projection | elc_transport | 2050 | 0.4183 | Final Energy¦Transportation¦Electricity
Downscaling[REMIND-MAgPIE 3.2-4.6 IntegratedPhysicalDamages (95th-high)] | Fragmented World | DEU | Final Energy¦Transportation¦Electricity | EJ/yr | Final Energy¦Transportation¦Electricity | demand_projection | elc_transport | 2055 | 0.428 | Final Energy¦Transportation¦Electricity
Downscaling[REMIND-MAgPIE 3.2-4.6 IntegratedPhysicalDamages (95th-high)] | Fragmented World | DEU | Final Energy¦Transportation¦Electricity | EJ/yr | Final Energy¦Transportation¦Electricity | demand_projection | elc_transport | 2060 | 0.4185 | Final Energy¦Transportation¦Electricity
Downscaling[REMIND-MAgPIE 3.2-4.6 IntegratedPhysicalDamages (95th-high)] | Fragmented World | DEU | Final Energy¦Transportation¦Electricity | EJ/yr | Final Energy¦Transportation¦Electricity | demand_projection | elc_transport | 2065 | 0.4072 | Final Energy¦Transportation¦Electricity
Downscaling[REMIND-MAgPIE 3.2-4.6 IntegratedPhysicalDamages (95th-high)] | Fragmented World | DEU | Final Energy¦Transportation¦Electricity | EJ/yr | Final Energy¦Transportation¦Electricity | demand_projection | elc_transport | 2070 | 0.3998 | Final Energy¦Transportation¦Electricity
Downscaling[REMIND-MAgPIE 3.2-4.6 IntegratedPhysicalDamages (95th-high)] | Fragmented World | DEU | Final Energy¦Transportation¦Electricity | EJ/yr | Final Energy¦Transportation¦Electricity | demand_projection | elc_transport | 2075 | 0.3885 | Final Energy¦Transportation¦Electricity
Downscaling[REMIND-MAgPIE 3.2-4.6 IntegratedPhysicalDamages (95th-high)] | Fragmented World | DEU | Final Energy¦Transportation¦Electricity | EJ/yr | Final Energy¦Transportation¦Electricity | demand_projection | elc_transport | 2080 | 0.3755 | Final Energy¦Transportation¦Electricity
Downscaling[REMIND-MAgPIE 3.2-4.6 IntegratedPhysicalDamages (95th-high)] | Fragmented World | DEU | Final Energy¦Transportation¦Electricity | EJ/yr | Final Energy¦Transportation¦Electricity | demand_projection | elc_transport | 2085 | 0.3691 | Final Energy¦Transportation¦Electricity
Downscaling[REMIND-MAgPIE 3.2-4.6 IntegratedPhysicalDamages (95th-high)] | Fragmented World | DEU | Final Energy¦Transportation¦Electricity | EJ/yr | Final Energy¦Transportation¦Electricity | demand_projection | elc_transport | 2090 | 0.3649 | Final Energy¦Transportation¦Electricity
Downscaling[REMIND-MAgPIE 3.2-4.6 IntegratedPhysicalDamages (95th-high)] | Fragmented World | DEU | Final Energy¦Transportation¦Electricity | EJ/yr | Final Energy¦Transportation¦Electricity | demand_projection | elc_transport | 2095 | 0.3686 | Final Energy¦Transportation¦Electricity
Downscaling[REMIND-MAgPIE 3.2-4.6 IntegratedPhysicalDamages (95th-high)] | Fragmented World | DEU | Final Energy¦Transportation¦Electricity | EJ/yr | Final Energy¦Transportation¦Electricity | demand_projection | elc_transport | 2100 | 0.373 | Final Energy¦Transportation¦Electricity
Downscaling[REMIND-MAgPIE 3.2-4.6 IntegratedPhysicalDamages (95th-high)] | Fragmented World | DEU | Secondary Energy¦Hydrogen | EJ/yr | Secondary Energy¦Hydrogen | demand_projection | hydrogen_allsect | 2020 | 0.0124 | Secondary Energy¦Hydrogen
Downscaling[REMIND-MAgPIE 3.2-4.6 IntegratedPhysicalDamages (95th-high)] | Fragmented World | DEU | Secondary Energy¦Hydrogen | EJ/yr | Secondary Energy¦Hydrogen | demand_projection | hydrogen_allsect | 2025 | 0.046 | Secondary Energy¦Hydrogen
Downscaling[REMIND-MAgPIE 3.2-4.6 IntegratedPhysicalDamages (95th-high)] | Fragmented World | DEU | Secondary Energy¦Hydrogen | EJ/yr | Secondary Energy¦Hydrogen | demand_projection | hydrogen_allsect | 2030 | 0.0728 | Secondary Energy¦Hydrogen
Downscaling[REMIND-MAgPIE 3.2-4.6 IntegratedPhysicalDamages (95th-high)] | Fragmented World | DEU | Secondary Energy¦Hydrogen | EJ/yr | Secondary Energy¦Hydrogen | demand_projection | hydrogen_allsect | 2035 | 0.0787 | Secondary Energy¦Hydrogen
Downscaling[REMIND-MAgPIE 3.2-4.6 IntegratedPhysicalDamages (95th-high)] | Fragmented World | DEU | Secondary Energy¦Hydrogen | EJ/yr | Secondary Energy¦Hydrogen | demand_projection | hydrogen_allsect | 2040 | 0.0967 | Secondary Energy¦Hydrogen
Downscaling[REMIND-MAgPIE 3.2-4.6 IntegratedPhysicalDamages (95th-high)] | Fragmented World | DEU | Secondary Energy¦Hydrogen | EJ/yr | Secondary Energy¦Hydrogen | demand_projection | hydrogen_allsect | 2045 | 0.1619 | Secondary Energy¦Hydrogen
Downscaling[REMIND-MAgPIE 3.2-4.6 IntegratedPhysicalDamages (95th-high)] | Fragmented World | DEU | Secondary Energy¦Hydrogen | EJ/yr | Secondary Energy¦Hydrogen | demand_projection | hydrogen_allsect | 2050 | 0.2287 | Secondary Energy¦Hydrogen
Downscaling[REMIND-MAgPIE 3.2-4.6 IntegratedPhysicalDamages (95th-high)] | Fragmented World | DEU | Secondary Energy¦Hydrogen | EJ/yr | Secondary Energy¦Hydrogen | demand_projection | hydrogen_allsect | 2055 | 0.2753 | Secondary Energy¦Hydrogen
Downscaling[REMIND-MAgPIE 3.2-4.6 IntegratedPhysicalDamages (95th-high)] | Fragmented World | DEU | Secondary Energy¦Hydrogen | EJ/yr | Secondary Energy¦Hydrogen | demand_projection | hydrogen_allsect | 2060 | 0.3344 | Secondary Energy¦Hydrogen
Downscaling[REMIND-MAgPIE 3.2-4.6 IntegratedPhysicalDamages (95th-high)] | Fragmented World | DEU | Secondary Energy¦Hydrogen | EJ/yr | Secondary Energy¦Hydrogen | demand_projection | hydrogen_allsect | 2065 | 0.3319 | Secondary Energy¦Hydrogen
Downscaling[REMIND-MAgPIE 3.2-4.6 IntegratedPhysicalDamages (95th-high)] | Fragmented World | DEU | Secondary Energy¦Hydrogen | EJ/yr | Secondary Energy¦Hydrogen | demand_projection | hydrogen_allsect | 2070 | 0.3259 | Secondary Energy¦Hydrogen
Downscaling[REMIND-MAgPIE 3.2-4.6 IntegratedPhysicalDamages (95th-high)] | Fragmented World | DEU | Secondary Energy¦Hydrogen | EJ/yr | Secondary Energy¦Hydrogen | demand_projection | hydrogen_allsect | 2075 | 0.3234 | Secondary Energy¦Hydrogen
Downscaling[REMIND-MAgPIE 3.2-4.6 IntegratedPhysicalDamages (95th-high)] | Fragmented World | DEU | Secondary Energy¦Hydrogen | EJ/yr | Secondary Energy¦Hydrogen | demand_projection | hydrogen_allsect | 2080 | 0.314 | Secondary Energy¦Hydrogen
Downscaling[REMIND-MAgPIE 3.2-4.6 IntegratedPhysicalDamages (95th-high)] | Fragmented World | DEU | Secondary Energy¦Hydrogen | EJ/yr | Secondary Energy¦Hydrogen | demand_projection | hydrogen_allsect | 2085 | 0.3116 | Secondary Energy¦Hydrogen
Downscaling[REMIND-MAgPIE 3.2-4.6 IntegratedPhysicalDamages (95th-high)] | Fragmented World | DEU | Secondary Energy¦Hydrogen | EJ/yr | Secondary Energy¦Hydrogen | demand_projection | hydrogen_allsect | 2090 | 0.3094 | Secondary Energy¦Hydrogen
Downscaling[REMIND-MAgPIE 3.2-4.6 IntegratedPhysicalDamages (95th-high)] | Fragmented World | DEU | Secondary Energy¦Hydrogen | EJ/yr | Secondary Energy¦Hydrogen | demand_projection | hydrogen_allsect | 2095 | 0.3085 | Secondary Energy¦Hydrogen
Downscaling[REMIND-MAgPIE 3.2-4.6 IntegratedPhysicalDamages (95th-high)] | Fragmented World | DEU | Secondary Energy¦Hydrogen | EJ/yr | Secondary Energy¦Hydrogen | demand_projection | hydrogen_allsect | 2100 | 0.3061 | Secondary Energy¦Hydrogen
Downscaling[REMIND-MAgPIE 3.2-4.6 IntegratedPhysicalDamages (95th-high)] | Fragmented World | DEU | Secondary Energy¦Electricity¦Coal | EJ/yr | Secondary Energy¦Electricity¦Coal | elec_co2 |  | 2020 | 0.682 | Secondary Energy¦Electricity¦Coal | 94
Downscaling[REMIND-MAgPIE 3.2-4.6 IntegratedPhysicalDamages (95th-high)] | Fragmented World | DEU | Secondary Energy¦Electricity¦Coal | EJ/yr | Secondary Energy¦Electricity¦Coal | elec_co2 |  | 2025 | 0.2743 | Secondary Energy¦Electricity¦Coal | 94
Downscaling[REMIND-MAgPIE 3.2-4.6 IntegratedPhysicalDamages (95th-high)] | Fragmented World | DEU | Secondary Energy¦Electricity¦Coal | EJ/yr | Secondary Energy¦Electricity¦Coal | elec_co2 |  | 2030 | 0.1304 | Secondary Energy¦Electricity¦Coal | 94
Downscaling[REMIND-MAgPIE 3.2-4.6 IntegratedPhysicalDamages (95th-high)] | Fragmented World | DEU | Secondary Energy¦Electricity¦Coal | EJ/yr | Secondary Energy¦Electricity¦Coal | elec_co2 |  | 2035 | 0.0509 | Secondary Energy¦Electricity¦Coal | 94
Downscaling[REMIND-MAgPIE 3.2-4.6 IntegratedPhysicalDamages (95th-high)] | Fragmented World | DEU | Secondary Energy¦Electricity¦Coal | EJ/yr | Secondary Energy¦Electricity¦Coal | elec_co2 |  | 2040 | 0.0005 | Secondary Energy¦Electricity¦Coal | 94
Downscaling[REMIND-MAgPIE 3.2-4.6 IntegratedPhysicalDamages (95th-high)] | Fragmented World | DEU | Secondary Energy¦Electricity¦Coal | EJ/yr | Secondary Energy¦Electricity¦Coal | elec_co2 |  | 2045 | 0.0004 | Secondary Energy¦Electricity¦Coal | 94
Downscaling[REMIND-MAgPIE 3.2-4.6 IntegratedPhysicalDamages (95th-high)] | Fragmented World | DEU | Secondary Energy¦Electricity¦Coal | EJ/yr | Secondary Energy¦Electricity¦Coal | elec_co2 |  | 2050 | 0.0001 | Secondary Energy¦Electricity¦Coal | 94
Downscaling[REMIND-MAgPIE 3.2-4.6 IntegratedPhysicalDamages (95th-high)] | Fragmented World | DEU | Secondary Energy¦Electricity¦Coal | EJ/yr | Secondary Energy¦Electricity¦Coal | elec_co2 |  | 2055 | 0 | Secondary Energy¦Electricity¦Coal | 94
Downscaling[REMIND-MAgPIE 3.2-4.6 IntegratedPhysicalDamages (95th-high)] | Fragmented World | DEU | Secondary Energy¦Electricity¦Coal | EJ/yr | Secondary Energy¦Electricity¦Coal | elec_co2 |  | 2060 | 0 | Secondary Energy¦Electricity¦Coal | 94
Downscaling[REMIND-MAgPIE 3.2-4.6 IntegratedPhysicalDamages (95th-high)] | Fragmented World | DEU | Secondary Energy¦Electricity¦Coal | EJ/yr | Secondary Energy¦Electricity¦Coal | elec_co2 |  | 2065 | 0 | Secondary Energy¦Electricity¦Coal | 94
Downscaling[REMIND-MAgPIE 3.2-4.6 IntegratedPhysicalDamages (95th-high)] | Fragmented World | DEU | Secondary Energy¦Electricity¦Coal | EJ/yr | Secondary Energy¦Electricity¦Coal | elec_co2 |  | 2070 | 0 | Secondary Energy¦Electricity¦Coal | 94
Downscaling[REMIND-MAgPIE 3.2-4.6 IntegratedPhysicalDamages (95th-high)] | Fragmented World | DEU | Secondary Energy¦Electricity¦Coal | EJ/yr | Secondary Energy¦Electricity¦Coal | elec_co2 |  | 2075 | 0 | Secondary Energy¦Electricity¦Coal | 94
Downscaling[REMIND-MAgPIE 3.2-4.6 IntegratedPhysicalDamages (95th-high)] | Fragmented World | DEU | Secondary Energy¦Electricity¦Coal | EJ/yr | Secondary Energy¦Electricity¦Coal | elec_co2 |  | 2080 | 0 | Secondary Energy¦Electricity¦Coal | 94
Downscaling[REMIND-MAgPIE 3.2-4.6 IntegratedPhysicalDamages (95th-high)] | Fragmented World | DEU | Secondary Energy¦Electricity¦Coal | EJ/yr | Secondary Energy¦Electricity¦Coal | elec_co2 |  | 2085 | 0 | Secondary Energy¦Electricity¦Coal | 94
Downscaling[REMIND-MAgPIE 3.2-4.6 IntegratedPhysicalDamages (95th-high)] | Fragmented World | DEU | Secondary Energy¦Electricity¦Coal | EJ/yr | Secondary Energy¦Electricity¦Coal | elec_co2 |  | 2090 | 0 | Secondary Energy¦Electricity¦Coal | 94
Downscaling[REMIND-MAgPIE 3.2-4.6 IntegratedPhysicalDamages (95th-high)] | Fragmented World | DEU | Secondary Energy¦Electricity¦Coal | EJ/yr | Secondary Energy¦Electricity¦Coal | elec_co2 |  | 2095 | 0 | Secondary Energy¦Electricity¦Coal | 94
Downscaling[REMIND-MAgPIE 3.2-4.6 IntegratedPhysicalDamages (95th-high)] | Fragmented World | DEU | Secondary Energy¦Electricity¦Coal | EJ/yr | Secondary Energy¦Electricity¦Coal | elec_co2 |  | 2100 | 0 | Secondary Energy¦Electricity¦Coal | 94
Downscaling[REMIND-MAgPIE 3.2-4.6 IntegratedPhysicalDamages (95th-high)] | Fragmented World | DEU | Secondary Energy¦Electricity¦Gas | EJ/yr | Secondary Energy¦Electricity¦Gas | elec_co2 |  | 2020 | 0.4452 | Secondary Energy¦Electricity¦Gas | 55
Downscaling[REMIND-MAgPIE 3.2-4.6 IntegratedPhysicalDamages (95th-high)] | Fragmented World | DEU | Secondary Energy¦Electricity¦Gas | EJ/yr | Secondary Energy¦Electricity¦Gas | elec_co2 |  | 2025 | 0.4615 | Secondary Energy¦Electricity¦Gas | 55
Downscaling[REMIND-MAgPIE 3.2-4.6 IntegratedPhysicalDamages (95th-high)] | Fragmented World | DEU | Secondary Energy¦Electricity¦Gas | EJ/yr | Secondary Energy¦Electricity¦Gas | elec_co2 |  | 2030 | 0.3491 | Secondary Energy¦Electricity¦Gas | 55
Downscaling[REMIND-MAgPIE 3.2-4.6 IntegratedPhysicalDamages (95th-high)] | Fragmented World | DEU | Secondary Energy¦Electricity¦Gas | EJ/yr | Secondary Energy¦Electricity¦Gas | elec_co2 |  | 2035 | 0.158 | Secondary Energy¦Electricity¦Gas | 55
Downscaling[REMIND-MAgPIE 3.2-4.6 IntegratedPhysicalDamages (95th-high)] | Fragmented World | DEU | Secondary Energy¦Electricity¦Gas | EJ/yr | Secondary Energy¦Electricity¦Gas | elec_co2 |  | 2040 | 0.0077 | Secondary Energy¦Electricity¦Gas | 55
Downscaling[REMIND-MAgPIE 3.2-4.6 IntegratedPhysicalDamages (95th-high)] | Fragmented World | DEU | Secondary Energy¦Electricity¦Gas | EJ/yr | Secondary Energy¦Electricity¦Gas | elec_co2 |  | 2045 | 0.0073 | Secondary Energy¦Electricity¦Gas | 55
Downscaling[REMIND-MAgPIE 3.2-4.6 IntegratedPhysicalDamages (95th-high)] | Fragmented World | DEU | Secondary Energy¦Electricity¦Gas | EJ/yr | Secondary Energy¦Electricity¦Gas | elec_co2 |  | 2050 | 0.0056 | Secondary Energy¦Electricity¦Gas | 55
Downscaling[REMIND-MAgPIE 3.2-4.6 IntegratedPhysicalDamages (95th-high)] | Fragmented World | DEU | Secondary Energy¦Electricity¦Gas | EJ/yr | Secondary Energy¦Electricity¦Gas | elec_co2 |  | 2055 | 0.004 | Secondary Energy¦Electricity¦Gas | 55
Downscaling[REMIND-MAgPIE 3.2-4.6 IntegratedPhysicalDamages (95th-high)] | Fragmented World | DEU | Secondary Energy¦Electricity¦Gas | EJ/yr | Secondary Energy¦Electricity¦Gas | elec_co2 |  | 2060 | 0.002 | Secondary Energy¦Electricity¦Gas | 55
Downscaling[REMIND-MAgPIE 3.2-4.6 IntegratedPhysicalDamages (95th-high)] | Fragmented World | DEU | Secondary Energy¦Electricity¦Gas | EJ/yr | Secondary Energy¦Electricity¦Gas | elec_co2 |  | 2065 | 0.0015 | Secondary Energy¦Electricity¦Gas | 55
Downscaling[REMIND-MAgPIE 3.2-4.6 IntegratedPhysicalDamages (95th-high)] | Fragmented World | DEU | Secondary Energy¦Electricity¦Gas | EJ/yr | Secondary Energy¦Electricity¦Gas | elec_co2 |  | 2070 | 0.0017 | Secondary Energy¦Electricity¦Gas | 55
Downscaling[REMIND-MAgPIE 3.2-4.6 IntegratedPhysicalDamages (95th-high)] | Fragmented World | DEU | Secondary Energy¦Electricity¦Gas | EJ/yr | Secondary Energy¦Electricity¦Gas | elec_co2 |  | 2075 | 0.0006 | Secondary Energy¦Electricity¦Gas | 55
Downscaling[REMIND-MAgPIE 3.2-4.6 IntegratedPhysicalDamages (95th-high)] | Fragmented World | DEU | Secondary Energy¦Electricity¦Gas | EJ/yr | Secondary Energy¦Electricity¦Gas | elec_co2 |  | 2080 | 0 | Secondary Energy¦Electricity¦Gas | 55
Downscaling[REMIND-MAgPIE 3.2-4.6 IntegratedPhysicalDamages (95th-high)] | Fragmented World | DEU | Secondary Energy¦Electricity¦Gas | EJ/yr | Secondary Energy¦Electricity¦Gas | elec_co2 |  | 2085 | 0 | Secondary Energy¦Electricity¦Gas | 55
Downscaling[REMIND-MAgPIE 3.2-4.6 IntegratedPhysicalDamages (95th-high)] | Fragmented World | DEU | Secondary Energy¦Electricity¦Gas | EJ/yr | Secondary Energy¦Electricity¦Gas | elec_co2 |  | 2090 | 0 | Secondary Energy¦Electricity¦Gas | 55
Downscaling[REMIND-MAgPIE 3.2-4.6 IntegratedPhysicalDamages (95th-high)] | Fragmented World | DEU | Secondary Energy¦Electricity¦Gas | EJ/yr | Secondary Energy¦Electricity¦Gas | elec_co2 |  | 2095 | 0 | Secondary Energy¦Electricity¦Gas | 55
Downscaling[REMIND-MAgPIE 3.2-4.6 IntegratedPhysicalDamages (95th-high)] | Fragmented World | DEU | Secondary Energy¦Electricity¦Gas | EJ/yr | Secondary Energy¦Electricity¦Gas | elec_co2 |  | 2100 | 0 | Secondary Energy¦Electricity¦Gas | 55
Downscaling[REMIND-MAgPIE 3.2-4.6 IntegratedPhysicalDamages (95th-high)] | Fragmented World | DEU | Secondary Energy¦Electricity¦Oil | EJ/yr | Secondary Energy¦Electricity¦Oil | elec_co2 |  | 2020 | 0.0161 | Secondary Energy¦Electricity¦Oil | 70
Downscaling[REMIND-MAgPIE 3.2-4.6 IntegratedPhysicalDamages (95th-high)] | Fragmented World | DEU | Secondary Energy¦Electricity¦Oil | EJ/yr | Secondary Energy¦Electricity¦Oil | elec_co2 |  | 2025 | 0.0096 | Secondary Energy¦Electricity¦Oil | 70
Downscaling[REMIND-MAgPIE 3.2-4.6 IntegratedPhysicalDamages (95th-high)] | Fragmented World | DEU | Secondary Energy¦Electricity¦Oil | EJ/yr | Secondary Energy¦Electricity¦Oil | elec_co2 |  | 2030 | 0.0036 | Secondary Energy¦Electricity¦Oil | 70
Downscaling[REMIND-MAgPIE 3.2-4.6 IntegratedPhysicalDamages (95th-high)] | Fragmented World | DEU | Secondary Energy¦Electricity¦Oil | EJ/yr | Secondary Energy¦Electricity¦Oil | elec_co2 |  | 2035 | 0 | Secondary Energy¦Electricity¦Oil | 70
Downscaling[REMIND-MAgPIE 3.2-4.6 IntegratedPhysicalDamages (95th-high)] | Fragmented World | DEU | Secondary Energy¦Electricity¦Oil | EJ/yr | Secondary Energy¦Electricity¦Oil | elec_co2 |  | 2040 | 0 | Secondary Energy¦Electricity¦Oil | 70
Downscaling[REMIND-MAgPIE 3.2-4.6 IntegratedPhysicalDamages (95th-high)] | Fragmented World | DEU | Secondary Energy¦Electricity¦Oil | EJ/yr | Secondary Energy¦Electricity¦Oil | elec_co2 |  | 2045 | 0 | Secondary Energy¦Electricity¦Oil | 70
Downscaling[REMIND-MAgPIE 3.2-4.6 IntegratedPhysicalDamages (95th-high)] | Fragmented World | DEU | Secondary Energy¦Electricity¦Oil | EJ/yr | Secondary Energy¦Electricity¦Oil | elec_co2 |  | 2050 | 0 | Secondary Energy¦Electricity¦Oil | 70
Downscaling[REMIND-MAgPIE 3.2-4.6 IntegratedPhysicalDamages (95th-high)] | Fragmented World | DEU | Secondary Energy¦Electricity¦Oil | EJ/yr | Secondary Energy¦Electricity¦Oil | elec_co2 |  | 2055 | 0 | Secondary Energy¦Electricity¦Oil | 70
Downscaling[REMIND-MAgPIE 3.2-4.6 IntegratedPhysicalDamages (95th-high)] | Fragmented World | DEU | Secondary Energy¦Electricity¦Oil | EJ/yr | Secondary Energy¦Electricity¦Oil | elec_co2 |  | 2060 | 0 | Secondary Energy¦Electricity¦Oil | 70
Downscaling[REMIND-MAgPIE 3.2-4.6 IntegratedPhysicalDamages (95th-high)] | Fragmented World | DEU | Secondary Energy¦Electricity¦Oil | EJ/yr | Secondary Energy¦Electricity¦Oil | elec_co2 |  | 2065 | 0 | Secondary Energy¦Electricity¦Oil | 70
Downscaling[REMIND-MAgPIE 3.2-4.6 IntegratedPhysicalDamages (95th-high)] | Fragmented World | DEU | Secondary Energy¦Electricity¦Oil | EJ/yr | Secondary Energy¦Electricity¦Oil | elec_co2 |  | 2070 | 0 | Secondary Energy¦Electricity¦Oil | 70
Downscaling[REMIND-MAgPIE 3.2-4.6 IntegratedPhysicalDamages (95th-high)] | Fragmented World | DEU | Secondary Energy¦Electricity¦Oil | EJ/yr | Secondary Energy¦Electricity¦Oil | elec_co2 |  | 2075 | 0 | Secondary Energy¦Electricity¦Oil | 70
Downscaling[REMIND-MAgPIE 3.2-4.6 IntegratedPhysicalDamages (95th-high)] | Fragmented World | DEU | Secondary Energy¦Electricity¦Oil | EJ/yr | Secondary Energy¦Electricity¦Oil | elec_co2 |  | 2080 | 0 | Secondary Energy¦Electricity¦Oil | 70
Downscaling[REMIND-MAgPIE 3.2-4.6 IntegratedPhysicalDamages (95th-high)] | Fragmented World | DEU | Secondary Energy¦Electricity¦Oil | EJ/yr | Secondary Energy¦Electricity¦Oil | elec_co2 |  | 2085 | 0 | Secondary Energy¦Electricity¦Oil | 70
Downscaling[REMIND-MAgPIE 3.2-4.6 IntegratedPhysicalDamages (95th-high)] | Fragmented World | DEU | Secondary Energy¦Electricity¦Oil | EJ/yr | Secondary Energy¦Electricity¦Oil | elec_co2 |  | 2090 | 0 | Secondary Energy¦Electricity¦Oil | 70
Downscaling[REMIND-MAgPIE 3.2-4.6 IntegratedPhysicalDamages (95th-high)] | Fragmented World | DEU | Secondary Energy¦Electricity¦Oil | EJ/yr | Secondary Energy¦Electricity¦Oil | elec_co2 |  | 2095 | 0 | Secondary Energy¦Electricity¦Oil | 70
Downscaling[REMIND-MAgPIE 3.2-4.6 IntegratedPhysicalDamages (95th-high)] | Fragmented World | DEU | Secondary Energy¦Electricity¦Oil | EJ/yr | Secondary Energy¦Electricity¦Oil | elec_co2 |  | 2100 | 0 | Secondary Energy¦Electricity¦Oil | 70
Downscaling[REMIND-MAgPIE 3.2-4.6 IntegratedPhysicalDamages (95th-high)] | Fragmented World | DEU | Price¦Primary Energy¦Biomass | US$2010/GJ | Price¦Primary Energy¦Biomass | fuel_supply | bioenergy | 2020 | 5.3799 | Price¦Primary Energy¦Biomass
Downscaling[REMIND-MAgPIE 3.2-4.6 IntegratedPhysicalDamages (95th-high)] | Fragmented World | DEU | Price¦Primary Energy¦Biomass | US$2010/GJ | Price¦Primary Energy¦Biomass | fuel_supply | bioenergy | 2025 | 5.8021 | Price¦Primary Energy¦Biomass
Downscaling[REMIND-MAgPIE 3.2-4.6 IntegratedPhysicalDamages (95th-high)] | Fragmented World | DEU | Price¦Primary Energy¦Biomass | US$2010/GJ | Price¦Primary Energy¦Biomass | fuel_supply | bioenergy | 2030 | 5.5002 | Price¦Primary Energy¦Biomass
Downscaling[REMIND-MAgPIE 3.2-4.6 IntegratedPhysicalDamages (95th-high)] | Fragmented World | DEU | Price¦Primary Energy¦Biomass | US$2010/GJ | Price¦Primary Energy¦Biomass | fuel_supply | bioenergy | 2035 | 5.0741 | Price¦Primary Energy¦Biomass
Downscaling[REMIND-MAgPIE 3.2-4.6 IntegratedPhysicalDamages (95th-high)] | Fragmented World | DEU | Price¦Primary Energy¦Biomass | US$2010/GJ | Price¦Primary Energy¦Biomass | fuel_supply | bioenergy | 2040 | 5.9513 | Price¦Primary Energy¦Biomass
Downscaling[REMIND-MAgPIE 3.2-4.6 IntegratedPhysicalDamages (95th-high)] | Fragmented World | DEU | Price¦Primary Energy¦Biomass | US$2010/GJ | Price¦Primary Energy¦Biomass | fuel_supply | bioenergy | 2045 | 7.4039 | Price¦Primary Energy¦Biomass
Downscaling[REMIND-MAgPIE 3.2-4.6 IntegratedPhysicalDamages (95th-high)] | Fragmented World | DEU | Price¦Primary Energy¦Biomass | US$2010/GJ | Price¦Primary Energy¦Biomass | fuel_supply | bioenergy | 2050 | 8.6756 | Price¦Primary Energy¦Biomass
Downscaling[REMIND-MAgPIE 3.2-4.6 IntegratedPhysicalDamages (95th-high)] | Fragmented World | DEU | Price¦Primary Energy¦Biomass | US$2010/GJ | Price¦Primary Energy¦Biomass | fuel_supply | bioenergy | 2055 | 10.2014 | Price¦Primary Energy¦Biomass
Downscaling[REMIND-MAgPIE 3.2-4.6 IntegratedPhysicalDamages (95th-high)] | Fragmented World | DEU | Price¦Primary Energy¦Biomass | US$2010/GJ | Price¦Primary Energy¦Biomass | fuel_supply | bioenergy | 2060 | 15.26 | Price¦Primary Energy¦Biomass
Downscaling[REMIND-MAgPIE 3.2-4.6 IntegratedPhysicalDamages (95th-high)] | Fragmented World | DEU | Price¦Primary Energy¦Biomass | US$2010/GJ | Price¦Primary Energy¦Biomass | fuel_supply | bioenergy | 2065 | 15.7812 | Price¦Primary Energy¦Biomass
Downscaling[REMIND-MAgPIE 3.2-4.6 IntegratedPhysicalDamages (95th-high)] | Fragmented World | DEU | Price¦Primary Energy¦Biomass | US$2010/GJ | Price¦Primary Energy¦Biomass | fuel_supply | bioenergy | 2070 | 16.3024 | Price¦Primary Energy¦Biomass
Downscaling[REMIND-MAgPIE 3.2-4.6 IntegratedPhysicalDamages (95th-high)] | Fragmented World | DEU | Price¦Primary Energy¦Biomass | US$2010/GJ | Price¦Primary Energy¦Biomass | fuel_supply | bioenergy | 2075 | 15.9731 | Price¦Primary Energy¦Biomass
Downscaling[REMIND-MAgPIE 3.2-4.6 IntegratedPhysicalDamages (95th-high)] | Fragmented World | DEU | Price¦Primary Energy¦Biomass | US$2010/GJ | Price¦Primary Energy¦Biomass | fuel_supply | bioenergy | 2080 | 15.6437 | Price¦Primary Energy¦Biomass
Downscaling[REMIND-MAgPIE 3.2-4.6 IntegratedPhysicalDamages (95th-high)] | Fragmented World | DEU | Price¦Primary Energy¦Biomass | US$2010/GJ | Price¦Primary Energy¦Biomass | fuel_supply | bioenergy | 2085 | 15.799 | Price¦Primary Energy¦Biomass
Downscaling[REMIND-MAgPIE 3.2-4.6 IntegratedPhysicalDamages (95th-high)] | Fragmented World | DEU | Price¦Primary Energy¦Biomass | US$2010/GJ | Price¦Primary Energy¦Biomass | fuel_supply | bioenergy | 2090 | 15.9543 | Price¦Primary Energy¦Biomass
Downscaling[REMIND-MAgPIE 3.2-4.6 IntegratedPhysicalDamages (95th-high)] | Fragmented World | DEU | Price¦Primary Energy¦Biomass | US$2010/GJ | Price¦Primary Energy¦Biomass | fuel_supply | bioenergy | 2095 | 16.403 | Price¦Primary Energy¦Biomass
Downscaling[REMIND-MAgPIE 3.2-4.6 IntegratedPhysicalDamages (95th-high)] | Fragmented World | DEU | Price¦Primary Energy¦Biomass | US$2010/GJ | Price¦Primary Energy¦Biomass | fuel_supply | bioenergy | 2100 | 16.8517 | Price¦Primary Energy¦Biomass
Downscaling[REMIND-MAgPIE 3.2-4.6 IntegratedPhysicalDamages (95th-high)] | Fragmented World | DEU | Price¦Primary Energy¦Coal | US$2010/GJ | Price¦Primary Energy¦Coal | fuel_supply | coal | 2020 | 2.0344 | Price¦Primary Energy¦Coal
Downscaling[REMIND-MAgPIE 3.2-4.6 IntegratedPhysicalDamages (95th-high)] | Fragmented World | DEU | Price¦Primary Energy¦Coal | US$2010/GJ | Price¦Primary Energy¦Coal | fuel_supply | coal | 2025 | 2.2259 | Price¦Primary Energy¦Coal
Downscaling[REMIND-MAgPIE 3.2-4.6 IntegratedPhysicalDamages (95th-high)] | Fragmented World | DEU | Price¦Primary Energy¦Coal | US$2010/GJ | Price¦Primary Energy¦Coal | fuel_supply | coal | 2030 | 2.2654 | Price¦Primary Energy¦Coal
Downscaling[REMIND-MAgPIE 3.2-4.6 IntegratedPhysicalDamages (95th-high)] | Fragmented World | DEU | Price¦Primary Energy¦Coal | US$2010/GJ | Price¦Primary Energy¦Coal | fuel_supply | coal | 2035 | 2.2434 | Price¦Primary Energy¦Coal
Downscaling[REMIND-MAgPIE 3.2-4.6 IntegratedPhysicalDamages (95th-high)] | Fragmented World | DEU | Price¦Primary Energy¦Coal | US$2010/GJ | Price¦Primary Energy¦Coal | fuel_supply | coal | 2040 | 1.7398 | Price¦Primary Energy¦Coal
Downscaling[REMIND-MAgPIE 3.2-4.6 IntegratedPhysicalDamages (95th-high)] | Fragmented World | DEU | Price¦Primary Energy¦Coal | US$2010/GJ | Price¦Primary Energy¦Coal | fuel_supply | coal | 2045 | 1.3472 | Price¦Primary Energy¦Coal
Downscaling[REMIND-MAgPIE 3.2-4.6 IntegratedPhysicalDamages (95th-high)] | Fragmented World | DEU | Price¦Primary Energy¦Coal | US$2010/GJ | Price¦Primary Energy¦Coal | fuel_supply | coal | 2050 | 1.5424 | Price¦Primary Energy¦Coal
Downscaling[REMIND-MAgPIE 3.2-4.6 IntegratedPhysicalDamages (95th-high)] | Fragmented World | DEU | Price¦Primary Energy¦Coal | US$2010/GJ | Price¦Primary Energy¦Coal | fuel_supply | coal | 2055 | 1.3236 | Price¦Primary Energy¦Coal
Downscaling[REMIND-MAgPIE 3.2-4.6 IntegratedPhysicalDamages (95th-high)] | Fragmented World | DEU | Price¦Primary Energy¦Coal | US$2010/GJ | Price¦Primary Energy¦Coal | fuel_supply | coal | 2060 | 2.1886 | Price¦Primary Energy¦Coal
Downscaling[REMIND-MAgPIE 3.2-4.6 IntegratedPhysicalDamages (95th-high)] | Fragmented World | DEU | Price¦Primary Energy¦Coal | US$2010/GJ | Price¦Primary Energy¦Coal | fuel_supply | coal | 2065 | 2.1112 | Price¦Primary Energy¦Coal
Downscaling[REMIND-MAgPIE 3.2-4.6 IntegratedPhysicalDamages (95th-high)] | Fragmented World | DEU | Price¦Primary Energy¦Coal | US$2010/GJ | Price¦Primary Energy¦Coal | fuel_supply | coal | 2070 | 2.0338 | Price¦Primary Energy¦Coal
Downscaling[REMIND-MAgPIE 3.2-4.6 IntegratedPhysicalDamages (95th-high)] | Fragmented World | DEU | Price¦Primary Energy¦Coal | US$2010/GJ | Price¦Primary Energy¦Coal | fuel_supply | coal | 2075 | 2.0186 | Price¦Primary Energy¦Coal
Downscaling[REMIND-MAgPIE 3.2-4.6 IntegratedPhysicalDamages (95th-high)] | Fragmented World | DEU | Price¦Primary Energy¦Coal | US$2010/GJ | Price¦Primary Energy¦Coal | fuel_supply | coal | 2080 | 2.0034 | Price¦Primary Energy¦Coal
Downscaling[REMIND-MAgPIE 3.2-4.6 IntegratedPhysicalDamages (95th-high)] | Fragmented World | DEU | Price¦Primary Energy¦Coal | US$2010/GJ | Price¦Primary Energy¦Coal | fuel_supply | coal | 2085 | 1.9979 | Price¦Primary Energy¦Coal
Downscaling[REMIND-MAgPIE 3.2-4.6 IntegratedPhysicalDamages (95th-high)] | Fragmented World | DEU | Price¦Primary Energy¦Coal | US$2010/GJ | Price¦Primary Energy¦Coal | fuel_supply | coal | 2090 | 1.9924 | Price¦Primary Energy¦Coal
Downscaling[REMIND-MAgPIE 3.2-4.6 IntegratedPhysicalDamages (95th-high)] | Fragmented World | DEU | Price¦Primary Energy¦Coal | US$2010/GJ | Price¦Primary Energy¦Coal | fuel_supply | coal | 2095 | 1.8924 | Price¦Primary Energy¦Coal
Downscaling[REMIND-MAgPIE 3.2-4.6 IntegratedPhysicalDamages (95th-high)] | Fragmented World | DEU | Price¦Primary Energy¦Coal | US$2010/GJ | Price¦Primary Energy¦Coal | fuel_supply | coal | 2100 | 1.7923 | Price¦Primary Energy¦Coal
Downscaling[REMIND-MAgPIE 3.2-4.6 IntegratedPhysicalDamages (95th-high)] | Fragmented World | DEU | Price¦Primary Energy¦Gas | US$2010/GJ | Price¦Primary Energy¦Gas | fuel_supply | gas | 2020 | 3.9711 | Price¦Primary Energy¦Gas
Downscaling[REMIND-MAgPIE 3.2-4.6 IntegratedPhysicalDamages (95th-high)] | Fragmented World | DEU | Price¦Primary Energy¦Gas | US$2010/GJ | Price¦Primary Energy¦Gas | fuel_supply | gas | 2025 | 4.6721 | Price¦Primary Energy¦Gas
Downscaling[REMIND-MAgPIE 3.2-4.6 IntegratedPhysicalDamages (95th-high)] | Fragmented World | DEU | Price¦Primary Energy¦Gas | US$2010/GJ | Price¦Primary Energy¦Gas | fuel_supply | gas | 2030 | 4.6044 | Price¦Primary Energy¦Gas
Downscaling[REMIND-MAgPIE 3.2-4.6 IntegratedPhysicalDamages (95th-high)] | Fragmented World | DEU | Price¦Primary Energy¦Gas | US$2010/GJ | Price¦Primary Energy¦Gas | fuel_supply | gas | 2035 | 5.472 | Price¦Primary Energy¦Gas
Downscaling[REMIND-MAgPIE 3.2-4.6 IntegratedPhysicalDamages (95th-high)] | Fragmented World | DEU | Price¦Primary Energy¦Gas | US$2010/GJ | Price¦Primary Energy¦Gas | fuel_supply | gas | 2040 | 4.6464 | Price¦Primary Energy¦Gas
Downscaling[REMIND-MAgPIE 3.2-4.6 IntegratedPhysicalDamages (95th-high)] | Fragmented World | DEU | Price¦Primary Energy¦Gas | US$2010/GJ | Price¦Primary Energy¦Gas | fuel_supply | gas | 2045 | 5.1418 | Price¦Primary Energy¦Gas
Downscaling[REMIND-MAgPIE 3.2-4.6 IntegratedPhysicalDamages (95th-high)] | Fragmented World | DEU | Price¦Primary Energy¦Gas | US$2010/GJ | Price¦Primary Energy¦Gas | fuel_supply | gas | 2050 | 4.7787 | Price¦Primary Energy¦Gas
Downscaling[REMIND-MAgPIE 3.2-4.6 IntegratedPhysicalDamages (95th-high)] | Fragmented World | DEU | Price¦Primary Energy¦Gas | US$2010/GJ | Price¦Primary Energy¦Gas | fuel_supply | gas | 2055 | 4.5091 | Price¦Primary Energy¦Gas
Downscaling[REMIND-MAgPIE 3.2-4.6 IntegratedPhysicalDamages (95th-high)] | Fragmented World | DEU | Price¦Primary Energy¦Gas | US$2010/GJ | Price¦Primary Energy¦Gas | fuel_supply | gas | 2060 | 5.7985 | Price¦Primary Energy¦Gas
Downscaling[REMIND-MAgPIE 3.2-4.6 IntegratedPhysicalDamages (95th-high)] | Fragmented World | DEU | Price¦Primary Energy¦Gas | US$2010/GJ | Price¦Primary Energy¦Gas | fuel_supply | gas | 2065 | 5.4838 | Price¦Primary Energy¦Gas
Downscaling[REMIND-MAgPIE 3.2-4.6 IntegratedPhysicalDamages (95th-high)] | Fragmented World | DEU | Price¦Primary Energy¦Gas | US$2010/GJ | Price¦Primary Energy¦Gas | fuel_supply | gas | 2070 | 5.1692 | Price¦Primary Energy¦Gas
Downscaling[REMIND-MAgPIE 3.2-4.6 IntegratedPhysicalDamages (95th-high)] | Fragmented World | DEU | Price¦Primary Energy¦Gas | US$2010/GJ | Price¦Primary Energy¦Gas | fuel_supply | gas | 2075 | 5.0816 | Price¦Primary Energy¦Gas
Downscaling[REMIND-MAgPIE 3.2-4.6 IntegratedPhysicalDamages (95th-high)] | Fragmented World | DEU | Price¦Primary Energy¦Gas | US$2010/GJ | Price¦Primary Energy¦Gas | fuel_supply | gas | 2080 | 4.9941 | Price¦Primary Energy¦Gas
Downscaling[REMIND-MAgPIE 3.2-4.6 IntegratedPhysicalDamages (95th-high)] | Fragmented World | DEU | Price¦Primary Energy¦Gas | US$2010/GJ | Price¦Primary Energy¦Gas | fuel_supply | gas | 2085 | 4.965 | Price¦Primary Energy¦Gas
Downscaling[REMIND-MAgPIE 3.2-4.6 IntegratedPhysicalDamages (95th-high)] | Fragmented World | DEU | Price¦Primary Energy¦Gas | US$2010/GJ | Price¦Primary Energy¦Gas | fuel_supply | gas | 2090 | 4.9359 | Price¦Primary Energy¦Gas
Downscaling[REMIND-MAgPIE 3.2-4.6 IntegratedPhysicalDamages (95th-high)] | Fragmented World | DEU | Price¦Primary Energy¦Gas | US$2010/GJ | Price¦Primary Energy¦Gas | fuel_supply | gas | 2095 | 4.9655 | Price¦Primary Energy¦Gas
Downscaling[REMIND-MAgPIE 3.2-4.6 IntegratedPhysicalDamages (95th-high)] | Fragmented World | DEU | Price¦Primary Energy¦Gas | US$2010/GJ | Price¦Primary Energy¦Gas | fuel_supply | gas | 2100 | 4.9952 | Price¦Primary Energy¦Gas
Downscaling[REMIND-MAgPIE 3.2-4.6 IntegratedPhysicalDamages (95th-high)] | Fragmented World | DEU | Price¦Secondary Energy¦Liquids¦Oil | US$2010/GJ | Price¦Secondary Energy¦Liquids¦Oil | fuel_supply | oil | 2020 | 82.2847 | Price¦Secondary Energy¦Liquids¦Oil
Downscaling[REMIND-MAgPIE 3.2-4.6 IntegratedPhysicalDamages (95th-high)] | Fragmented World | DEU | Price¦Secondary Energy¦Liquids¦Oil | US$2010/GJ | Price¦Secondary Energy¦Liquids¦Oil | fuel_supply | oil | 2025 | 95.2844 | Price¦Secondary Energy¦Liquids¦Oil
Downscaling[REMIND-MAgPIE 3.2-4.6 IntegratedPhysicalDamages (95th-high)] | Fragmented World | DEU | Price¦Secondary Energy¦Liquids¦Oil | US$2010/GJ | Price¦Secondary Energy¦Liquids¦Oil | fuel_supply | oil | 2030 | 85.6625 | Price¦Secondary Energy¦Liquids¦Oil
Downscaling[REMIND-MAgPIE 3.2-4.6 IntegratedPhysicalDamages (95th-high)] | Fragmented World | DEU | Price¦Secondary Energy¦Liquids¦Oil | US$2010/GJ | Price¦Secondary Energy¦Liquids¦Oil | fuel_supply | oil | 2035 | 68.8948 | Price¦Secondary Energy¦Liquids¦Oil
Downscaling[REMIND-MAgPIE 3.2-4.6 IntegratedPhysicalDamages (95th-high)] | Fragmented World | DEU | Price¦Secondary Energy¦Liquids¦Oil | US$2010/GJ | Price¦Secondary Energy¦Liquids¦Oil | fuel_supply | oil | 2040 | 96.416 | Price¦Secondary Energy¦Liquids¦Oil
Downscaling[REMIND-MAgPIE 3.2-4.6 IntegratedPhysicalDamages (95th-high)] | Fragmented World | DEU | Price¦Secondary Energy¦Liquids¦Oil | US$2010/GJ | Price¦Secondary Energy¦Liquids¦Oil | fuel_supply | oil | 2045 | 123.4798 | Price¦Secondary Energy¦Liquids¦Oil
Downscaling[REMIND-MAgPIE 3.2-4.6 IntegratedPhysicalDamages (95th-high)] | Fragmented World | DEU | Price¦Secondary Energy¦Liquids¦Oil | US$2010/GJ | Price¦Secondary Energy¦Liquids¦Oil | fuel_supply | oil | 2050 | 124.7176 | Price¦Secondary Energy¦Liquids¦Oil
Downscaling[REMIND-MAgPIE 3.2-4.6 IntegratedPhysicalDamages (95th-high)] | Fragmented World | DEU | Price¦Secondary Energy¦Liquids¦Oil | US$2010/GJ | Price¦Secondary Energy¦Liquids¦Oil | fuel_supply | oil | 2055 | 134.2848 | Price¦Secondary Energy¦Liquids¦Oil
Downscaling[REMIND-MAgPIE 3.2-4.6 IntegratedPhysicalDamages (95th-high)] | Fragmented World | DEU | Price¦Secondary Energy¦Liquids¦Oil | US$2010/GJ | Price¦Secondary Energy¦Liquids¦Oil | fuel_supply | oil | 2060 | 214.5321 | Price¦Secondary Energy¦Liquids¦Oil
Downscaling[REMIND-MAgPIE 3.2-4.6 IntegratedPhysicalDamages (95th-high)] | Fragmented World | DEU | Price¦Secondary Energy¦Liquids¦Oil | US$2010/GJ | Price¦Secondary Energy¦Liquids¦Oil | fuel_supply | oil | 2065 | 270.0529 | Price¦Secondary Energy¦Liquids¦Oil
Downscaling[REMIND-MAgPIE 3.2-4.6 IntegratedPhysicalDamages (95th-high)] | Fragmented World | DEU | Price¦Secondary Energy¦Liquids¦Oil | US$2010/GJ | Price¦Secondary Energy¦Liquids¦Oil | fuel_supply | oil | 2070 | 325.5737 | Price¦Secondary Energy¦Liquids¦Oil
Downscaling[REMIND-MAgPIE 3.2-4.6 IntegratedPhysicalDamages (95th-high)] | Fragmented World | DEU | Price¦Secondary Energy¦Liquids¦Oil | US$2010/GJ | Price¦Secondary Energy¦Liquids¦Oil | fuel_supply | oil | 2075 | 337.0645 | Price¦Secondary Energy¦Liquids¦Oil
Downscaling[REMIND-MAgPIE 3.2-4.6 IntegratedPhysicalDamages (95th-high)] | Fragmented World | DEU | Price¦Secondary Energy¦Liquids¦Oil | US$2010/GJ | Price¦Secondary Energy¦Liquids¦Oil | fuel_supply | oil | 2080 | 348.5554 | Price¦Secondary Energy¦Liquids¦Oil
Downscaling[REMIND-MAgPIE 3.2-4.6 IntegratedPhysicalDamages (95th-high)] | Fragmented World | DEU | Price¦Secondary Energy¦Liquids¦Oil | US$2010/GJ | Price¦Secondary Energy¦Liquids¦Oil | fuel_supply | oil | 2085 | 347.4101 | Price¦Secondary Energy¦Liquids¦Oil
Downscaling[REMIND-MAgPIE 3.2-4.6 IntegratedPhysicalDamages (95th-high)] | Fragmented World | DEU | Price¦Secondary Energy¦Liquids¦Oil | US$2010/GJ | Price¦Secondary Energy¦Liquids¦Oil | fuel_supply | oil | 2090 | 346.2648 | Price¦Secondary Energy¦Liquids¦Oil
Downscaling[REMIND-MAgPIE 3.2-4.6 IntegratedPhysicalDamages (95th-high)] | Fragmented World | DEU | Price¦Secondary Energy¦Liquids¦Oil | US$2010/GJ | Price¦Secondary Energy¦Liquids¦Oil | fuel_supply | oil | 2095 | 355.1041 | Price¦Secondary Energy¦Liquids¦Oil
Downscaling[REMIND-MAgPIE 3.2-4.6 IntegratedPhysicalDamages (95th-high)] | Fragmented World | DEU | Price¦Secondary Energy¦Liquids¦Oil | US$2010/GJ | Price¦Secondary Energy¦Liquids¦Oil | fuel_supply | oil | 2100 | 363.9433 | Price¦Secondary Energy¦Liquids¦Oil
Downscaling[REMIND-MAgPIE 3.2-4.6 IntegratedPhysicalDamages (95th-high)] | Fragmented World | DEU | Emissions¦CO2 | Mt CO2/yr | Emissions¦CO2 | scenarios - CO2 abatement | CO2 | 2020 | 571.3002 | Emissions¦CO2
Downscaling[REMIND-MAgPIE 3.2-4.6 IntegratedPhysicalDamages (95th-high)] | Fragmented World | DEU | Emissions¦CO2 | Mt CO2/yr | Emissions¦CO2 | scenarios - CO2 abatement | CO2 | 2025 | 418.648 | Emissions¦CO2
Downscaling[REMIND-MAgPIE 3.2-4.6 IntegratedPhysicalDamages (95th-high)] | Fragmented World | DEU | Emissions¦CO2 | Mt CO2/yr | Emissions¦CO2 | scenarios - CO2 abatement | CO2 | 2030 | 293.3622 | Emissions¦CO2
Downscaling[REMIND-MAgPIE 3.2-4.6 IntegratedPhysicalDamages (95th-high)] | Fragmented World | DEU | Emissions¦CO2 | Mt CO2/yr | Emissions¦CO2 | scenarios - CO2 abatement | CO2 | 2035 | 177.9314 | Emissions¦CO2
Downscaling[REMIND-MAgPIE 3.2-4.6 IntegratedPhysicalDamages (95th-high)] | Fragmented World | DEU | Emissions¦CO2 | Mt CO2/yr | Emissions¦CO2 | scenarios - CO2 abatement | CO2 | 2040 | 44.7675 | Emissions¦CO2
Downscaling[REMIND-MAgPIE 3.2-4.6 IntegratedPhysicalDamages (95th-high)] | Fragmented World | DEU | Emissions¦CO2 | Mt CO2/yr | Emissions¦CO2 | scenarios - CO2 abatement | CO2 | 2045 | 0.7411 | Emissions¦CO2
Downscaling[REMIND-MAgPIE 3.2-4.6 IntegratedPhysicalDamages (95th-high)] | Fragmented World | DEU | Emissions¦CO2 | Mt CO2/yr | Emissions¦CO2 | scenarios - CO2 abatement | CO2 | 2050 | -23.3336 | Emissions¦CO2
Downscaling[REMIND-MAgPIE 3.2-4.6 IntegratedPhysicalDamages (95th-high)] | Fragmented World | DEU | Emissions¦CO2 | Mt CO2/yr | Emissions¦CO2 | scenarios - CO2 abatement | CO2 | 2055 | -29.8027 | Emissions¦CO2
Downscaling[REMIND-MAgPIE 3.2-4.6 IntegratedPhysicalDamages (95th-high)] | Fragmented World | DEU | Emissions¦CO2 | Mt CO2/yr | Emissions¦CO2 | scenarios - CO2 abatement | CO2 | 2060 | -34.03 | Emissions¦CO2
Downscaling[REMIND-MAgPIE 3.2-4.6 IntegratedPhysicalDamages (95th-high)] | Fragmented World | DEU | Emissions¦CO2 | Mt CO2/yr | Emissions¦CO2 | scenarios - CO2 abatement | CO2 | 2065 | -35.7927 | Emissions¦CO2
Downscaling[REMIND-MAgPIE 3.2-4.6 IntegratedPhysicalDamages (95th-high)] | Fragmented World | DEU | Emissions¦CO2 | Mt CO2/yr | Emissions¦CO2 | scenarios - CO2 abatement | CO2 | 2070 | -37.518 | Emissions¦CO2
Downscaling[REMIND-MAgPIE 3.2-4.6 IntegratedPhysicalDamages (95th-high)] | Fragmented World | DEU | Emissions¦CO2 | Mt CO2/yr | Emissions¦CO2 | scenarios - CO2 abatement | CO2 | 2075 | -41.3934 | Emissions¦CO2
Downscaling[REMIND-MAgPIE 3.2-4.6 IntegratedPhysicalDamages (95th-high)] | Fragmented World | DEU | Emissions¦CO2 | Mt CO2/yr | Emissions¦CO2 | scenarios - CO2 abatement | CO2 | 2080 | -44.9529 | Emissions¦CO2
Downscaling[REMIND-MAgPIE 3.2-4.6 IntegratedPhysicalDamages (95th-high)] | Fragmented World | DEU | Emissions¦CO2 | Mt CO2/yr | Emissions¦CO2 | scenarios - CO2 abatement | CO2 | 2085 | -45.9442 | Emissions¦CO2
Downscaling[REMIND-MAgPIE 3.2-4.6 IntegratedPhysicalDamages (95th-high)] | Fragmented World | DEU | Emissions¦CO2 | Mt CO2/yr | Emissions¦CO2 | scenarios - CO2 abatement | CO2 | 2090 | -46.776 | Emissions¦CO2
Downscaling[REMIND-MAgPIE 3.2-4.6 IntegratedPhysicalDamages (95th-high)] | Fragmented World | DEU | Emissions¦CO2 | Mt CO2/yr | Emissions¦CO2 | scenarios - CO2 abatement | CO2 | 2095 | -41.7843 | Emissions¦CO2
Downscaling[REMIND-MAgPIE 3.2-4.6 IntegratedPhysicalDamages (95th-high)] | Fragmented World | DEU | Emissions¦CO2 | Mt CO2/yr | Emissions¦CO2 | scenarios - CO2 abatement | CO2 | 2100 | -36.7902 | Emissions¦CO2
Downscaling[REMIND-MAgPIE 3.2-4.6 IntegratedPhysicalDamages (95th-high)] | Fragmented World | DEU | Emissions¦CO2¦Energy | Mt CO2/yr | Emissions¦CO2¦Energy | scenarios - CO2 abatement | CO2 | 2020 | 604.3373 | Emissions¦CO2¦Energy
Downscaling[REMIND-MAgPIE 3.2-4.6 IntegratedPhysicalDamages (95th-high)] | Fragmented World | DEU | Emissions¦CO2¦Energy | Mt CO2/yr | Emissions¦CO2¦Energy | scenarios - CO2 abatement | CO2 | 2025 | 426.1092 | Emissions¦CO2¦Energy
Downscaling[REMIND-MAgPIE 3.2-4.6 IntegratedPhysicalDamages (95th-high)] | Fragmented World | DEU | Emissions¦CO2¦Energy | Mt CO2/yr | Emissions¦CO2¦Energy | scenarios - CO2 abatement | CO2 | 2030 | 308.5042 | Emissions¦CO2¦Energy
Downscaling[REMIND-MAgPIE 3.2-4.6 IntegratedPhysicalDamages (95th-high)] | Fragmented World | DEU | Emissions¦CO2¦Energy | Mt CO2/yr | Emissions¦CO2¦Energy | scenarios - CO2 abatement | CO2 | 2035 | 205.8558 | Emissions¦CO2¦Energy
Downscaling[REMIND-MAgPIE 3.2-4.6 IntegratedPhysicalDamages (95th-high)] | Fragmented World | DEU | Emissions¦CO2¦Energy | Mt CO2/yr | Emissions¦CO2¦Energy | scenarios - CO2 abatement | CO2 | 2040 | 79.5338 | Emissions¦CO2¦Energy
Downscaling[REMIND-MAgPIE 3.2-4.6 IntegratedPhysicalDamages (95th-high)] | Fragmented World | DEU | Emissions¦CO2¦Energy | Mt CO2/yr | Emissions¦CO2¦Energy | scenarios - CO2 abatement | CO2 | 2045 | 42.7004 | Emissions¦CO2¦Energy
Downscaling[REMIND-MAgPIE 3.2-4.6 IntegratedPhysicalDamages (95th-high)] | Fragmented World | DEU | Emissions¦CO2¦Energy | Mt CO2/yr | Emissions¦CO2¦Energy | scenarios - CO2 abatement | CO2 | 2050 | 23.2227 | Emissions¦CO2¦Energy
Downscaling[REMIND-MAgPIE 3.2-4.6 IntegratedPhysicalDamages (95th-high)] | Fragmented World | DEU | Emissions¦CO2¦Energy | Mt CO2/yr | Emissions¦CO2¦Energy | scenarios - CO2 abatement | CO2 | 2055 | 14.426 | Emissions¦CO2¦Energy
Downscaling[REMIND-MAgPIE 3.2-4.6 IntegratedPhysicalDamages (95th-high)] | Fragmented World | DEU | Emissions¦CO2¦Energy | Mt CO2/yr | Emissions¦CO2¦Energy | scenarios - CO2 abatement | CO2 | 2060 | 6.3848 | Emissions¦CO2¦Energy
Downscaling[REMIND-MAgPIE 3.2-4.6 IntegratedPhysicalDamages (95th-high)] | Fragmented World | DEU | Emissions¦CO2¦Energy | Mt CO2/yr | Emissions¦CO2¦Energy | scenarios - CO2 abatement | CO2 | 2065 | 2.3731 | Emissions¦CO2¦Energy
Downscaling[REMIND-MAgPIE 3.2-4.6 IntegratedPhysicalDamages (95th-high)] | Fragmented World | DEU | Emissions¦CO2¦Energy | Mt CO2/yr | Emissions¦CO2¦Energy | scenarios - CO2 abatement | CO2 | 2070 | -1.6001 | Emissions¦CO2¦Energy
Downscaling[REMIND-MAgPIE 3.2-4.6 IntegratedPhysicalDamages (95th-high)] | Fragmented World | DEU | Emissions¦CO2¦Energy | Mt CO2/yr | Emissions¦CO2¦Energy | scenarios - CO2 abatement | CO2 | 2075 | -4.1551 | Emissions¦CO2¦Energy
Downscaling[REMIND-MAgPIE 3.2-4.6 IntegratedPhysicalDamages (95th-high)] | Fragmented World | DEU | Emissions¦CO2¦Energy | Mt CO2/yr | Emissions¦CO2¦Energy | scenarios - CO2 abatement | CO2 | 2080 | -6.4103 | Emissions¦CO2¦Energy
Downscaling[REMIND-MAgPIE 3.2-4.6 IntegratedPhysicalDamages (95th-high)] | Fragmented World | DEU | Emissions¦CO2¦Energy | Mt CO2/yr | Emissions¦CO2¦Energy | scenarios - CO2 abatement | CO2 | 2085 | -7.9608 | Emissions¦CO2¦Energy
Downscaling[REMIND-MAgPIE 3.2-4.6 IntegratedPhysicalDamages (95th-high)] | Fragmented World | DEU | Emissions¦CO2¦Energy | Mt CO2/yr | Emissions¦CO2¦Energy | scenarios - CO2 abatement | CO2 | 2090 | -9.3991 | Emissions¦CO2¦Energy
Downscaling[REMIND-MAgPIE 3.2-4.6 IntegratedPhysicalDamages (95th-high)] | Fragmented World | DEU | Emissions¦CO2¦Energy | Mt CO2/yr | Emissions¦CO2¦Energy | scenarios - CO2 abatement | CO2 | 2095 | -10.6133 | Emissions¦CO2¦Energy
Downscaling[REMIND-MAgPIE 3.2-4.6 IntegratedPhysicalDamages (95th-high)] | Fragmented World | DEU | Emissions¦CO2¦Energy | Mt CO2/yr | Emissions¦CO2¦Energy | scenarios - CO2 abatement | CO2 | 2100 | -11.7899 | Emissions¦CO2¦Energy
Downscaling[REMIND-MAgPIE 3.2-4.6 IntegratedPhysicalDamages (95th-high)] | Low demand | DEU | Carbon Sequestration¦CCS | Mt CO2/yr | Carbon Sequestration¦CCS | CCS potential |  | 2020 | 0 | Carbon Sequestration¦CCS
Downscaling[REMIND-MAgPIE 3.2-4.6 IntegratedPhysicalDamages (95th-high)] | Low demand | DEU | Carbon Sequestration¦CCS | Mt CO2/yr | Carbon Sequestration¦CCS | CCS potential |  | 2025 | 0.6547 | Carbon Sequestration¦CCS
Downscaling[REMIND-MAgPIE 3.2-4.6 IntegratedPhysicalDamages (95th-high)] | Low demand | DEU | Carbon Sequestration¦CCS | Mt CO2/yr | Carbon Sequestration¦CCS | CCS potential |  | 2030 | 11.8838 | Carbon Sequestration¦CCS
Downscaling[REMIND-MAgPIE 3.2-4.6 IntegratedPhysicalDamages (95th-high)] | Low demand | DEU | Carbon Sequestration¦CCS | Mt CO2/yr | Carbon Sequestration¦CCS | CCS potential |  | 2035 | 25.5266 | Carbon Sequestration¦CCS
Downscaling[REMIND-MAgPIE 3.2-4.6 IntegratedPhysicalDamages (95th-high)] | Low demand | DEU | Carbon Sequestration¦CCS | Mt CO2/yr | Carbon Sequestration¦CCS | CCS potential |  | 2040 | 38.2101 | Carbon Sequestration¦CCS
Downscaling[REMIND-MAgPIE 3.2-4.6 IntegratedPhysicalDamages (95th-high)] | Low demand | DEU | Carbon Sequestration¦CCS | Mt CO2/yr | Carbon Sequestration¦CCS | CCS potential |  | 2045 | 46.4199 | Carbon Sequestration¦CCS
Downscaling[REMIND-MAgPIE 3.2-4.6 IntegratedPhysicalDamages (95th-high)] | Low demand | DEU | Carbon Sequestration¦CCS | Mt CO2/yr | Carbon Sequestration¦CCS | CCS potential |  | 2050 | 47.4723 | Carbon Sequestration¦CCS
Downscaling[REMIND-MAgPIE 3.2-4.6 IntegratedPhysicalDamages (95th-high)] | Low demand | DEU | Carbon Sequestration¦CCS | Mt CO2/yr | Carbon Sequestration¦CCS | CCS potential |  | 2055 | 45.9139 | Carbon Sequestration¦CCS
Downscaling[REMIND-MAgPIE 3.2-4.6 IntegratedPhysicalDamages (95th-high)] | Low demand | DEU | Carbon Sequestration¦CCS | Mt CO2/yr | Carbon Sequestration¦CCS | CCS potential |  | 2060 | 43.8708 | Carbon Sequestration¦CCS
Downscaling[REMIND-MAgPIE 3.2-4.6 IntegratedPhysicalDamages (95th-high)] | Low demand | DEU | Carbon Sequestration¦CCS | Mt CO2/yr | Carbon Sequestration¦CCS | CCS potential |  | 2065 | 41.3079 | Carbon Sequestration¦CCS
Downscaling[REMIND-MAgPIE 3.2-4.6 IntegratedPhysicalDamages (95th-high)] | Low demand | DEU | Carbon Sequestration¦CCS | Mt CO2/yr | Carbon Sequestration¦CCS | CCS potential |  | 2070 | 39.0797 | Carbon Sequestration¦CCS
Downscaling[REMIND-MAgPIE 3.2-4.6 IntegratedPhysicalDamages (95th-high)] | Low demand | DEU | Carbon Sequestration¦CCS | Mt CO2/yr | Carbon Sequestration¦CCS | CCS potential |  | 2075 | 38.3201 | Carbon Sequestration¦CCS
Downscaling[REMIND-MAgPIE 3.2-4.6 IntegratedPhysicalDamages (95th-high)] | Low demand | DEU | Carbon Sequestration¦CCS | Mt CO2/yr | Carbon Sequestration¦CCS | CCS potential |  | 2080 | 37.5659 | Carbon Sequestration¦CCS
Downscaling[REMIND-MAgPIE 3.2-4.6 IntegratedPhysicalDamages (95th-high)] | Low demand | DEU | Carbon Sequestration¦CCS | Mt CO2/yr | Carbon Sequestration¦CCS | CCS potential |  | 2085 | 37.0584 | Carbon Sequestration¦CCS
Downscaling[REMIND-MAgPIE 3.2-4.6 IntegratedPhysicalDamages (95th-high)] | Low demand | DEU | Carbon Sequestration¦CCS | Mt CO2/yr | Carbon Sequestration¦CCS | CCS potential |  | 2090 | 36.6317 | Carbon Sequestration¦CCS
Downscaling[REMIND-MAgPIE 3.2-4.6 IntegratedPhysicalDamages (95th-high)] | Low demand | DEU | Carbon Sequestration¦CCS | Mt CO2/yr | Carbon Sequestration¦CCS | CCS potential |  | 2095 | 34.9543 | Carbon Sequestration¦CCS
Downscaling[REMIND-MAgPIE 3.2-4.6 IntegratedPhysicalDamages (95th-high)] | Low demand | DEU | Carbon Sequestration¦CCS | Mt CO2/yr | Carbon Sequestration¦CCS | CCS potential |  | 2100 | 33.09 | Carbon Sequestration¦CCS
Downscaling[REMIND-MAgPIE 3.2-4.6 IntegratedPhysicalDamages (95th-high)] | Low demand | DEU | Final Energy¦Industry¦Electricity | EJ/yr | Final Energy¦Industry¦Electricity | demand_projection | elc_industry | 2020 | 0.942 | Final Energy¦Industry¦Electricity
Downscaling[REMIND-MAgPIE 3.2-4.6 IntegratedPhysicalDamages (95th-high)] | Low demand | DEU | Final Energy¦Industry¦Electricity | EJ/yr | Final Energy¦Industry¦Electricity | demand_projection | elc_industry | 2025 | 0.6185 | Final Energy¦Industry¦Electricity
Downscaling[REMIND-MAgPIE 3.2-4.6 IntegratedPhysicalDamages (95th-high)] | Low demand | DEU | Final Energy¦Industry¦Electricity | EJ/yr | Final Energy¦Industry¦Electricity | demand_projection | elc_industry | 2030 | 0.4881 | Final Energy¦Industry¦Electricity
Downscaling[REMIND-MAgPIE 3.2-4.6 IntegratedPhysicalDamages (95th-high)] | Low demand | DEU | Final Energy¦Industry¦Electricity | EJ/yr | Final Energy¦Industry¦Electricity | demand_projection | elc_industry | 2035 | 0.4615 | Final Energy¦Industry¦Electricity
Downscaling[REMIND-MAgPIE 3.2-4.6 IntegratedPhysicalDamages (95th-high)] | Low demand | DEU | Final Energy¦Industry¦Electricity | EJ/yr | Final Energy¦Industry¦Electricity | demand_projection | elc_industry | 2040 | 0.4199 | Final Energy¦Industry¦Electricity
Downscaling[REMIND-MAgPIE 3.2-4.6 IntegratedPhysicalDamages (95th-high)] | Low demand | DEU | Final Energy¦Industry¦Electricity | EJ/yr | Final Energy¦Industry¦Electricity | demand_projection | elc_industry | 2045 | 0.3715 | Final Energy¦Industry¦Electricity
Downscaling[REMIND-MAgPIE 3.2-4.6 IntegratedPhysicalDamages (95th-high)] | Low demand | DEU | Final Energy¦Industry¦Electricity | EJ/yr | Final Energy¦Industry¦Electricity | demand_projection | elc_industry | 2050 | 0.348 | Final Energy¦Industry¦Electricity
Downscaling[REMIND-MAgPIE 3.2-4.6 IntegratedPhysicalDamages (95th-high)] | Low demand | DEU | Final Energy¦Industry¦Electricity | EJ/yr | Final Energy¦Industry¦Electricity | demand_projection | elc_industry | 2055 | 0.2993 | Final Energy¦Industry¦Electricity
Downscaling[REMIND-MAgPIE 3.2-4.6 IntegratedPhysicalDamages (95th-high)] | Low demand | DEU | Final Energy¦Industry¦Electricity | EJ/yr | Final Energy¦Industry¦Electricity | demand_projection | elc_industry | 2060 | 0.2631 | Final Energy¦Industry¦Electricity
Downscaling[REMIND-MAgPIE 3.2-4.6 IntegratedPhysicalDamages (95th-high)] | Low demand | DEU | Final Energy¦Industry¦Electricity | EJ/yr | Final Energy¦Industry¦Electricity | demand_projection | elc_industry | 2065 | 0.248 | Final Energy¦Industry¦Electricity
Downscaling[REMIND-MAgPIE 3.2-4.6 IntegratedPhysicalDamages (95th-high)] | Low demand | DEU | Final Energy¦Industry¦Electricity | EJ/yr | Final Energy¦Industry¦Electricity | demand_projection | elc_industry | 2070 | 0.2322 | Final Energy¦Industry¦Electricity
Downscaling[REMIND-MAgPIE 3.2-4.6 IntegratedPhysicalDamages (95th-high)] | Low demand | DEU | Final Energy¦Industry¦Electricity | EJ/yr | Final Energy¦Industry¦Electricity | demand_projection | elc_industry | 2075 | 0.2188 | Final Energy¦Industry¦Electricity
Downscaling[REMIND-MAgPIE 3.2-4.6 IntegratedPhysicalDamages (95th-high)] | Low demand | DEU | Final Energy¦Industry¦Electricity | EJ/yr | Final Energy¦Industry¦Electricity | demand_projection | elc_industry | 2080 | 0.2075 | Final Energy¦Industry¦Electricity
Downscaling[REMIND-MAgPIE 3.2-4.6 IntegratedPhysicalDamages (95th-high)] | Low demand | DEU | Final Energy¦Industry¦Electricity | EJ/yr | Final Energy¦Industry¦Electricity | demand_projection | elc_industry | 2085 | 0.1992 | Final Energy¦Industry¦Electricity
Downscaling[REMIND-MAgPIE 3.2-4.6 IntegratedPhysicalDamages (95th-high)] | Low demand | DEU | Final Energy¦Industry¦Electricity | EJ/yr | Final Energy¦Industry¦Electricity | demand_projection | elc_industry | 2090 | 0.1922 | Final Energy¦Industry¦Electricity
Downscaling[REMIND-MAgPIE 3.2-4.6 IntegratedPhysicalDamages (95th-high)] | Low demand | DEU | Final Energy¦Industry¦Electricity | EJ/yr | Final Energy¦Industry¦Electricity | demand_projection | elc_industry | 2095 | 0.1828 | Final Energy¦Industry¦Electricity
Downscaling[REMIND-MAgPIE 3.2-4.6 IntegratedPhysicalDamages (95th-high)] | Low demand | DEU | Final Energy¦Industry¦Electricity | EJ/yr | Final Energy¦Industry¦Electricity | demand_projection | elc_industry | 2100 | 0.1733 | Final Energy¦Industry¦Electricity
Downscaling[REMIND-MAgPIE 3.2-4.6 IntegratedPhysicalDamages (95th-high)] | Low demand | DEU | Final Energy¦Residential and Commercial¦Electricity | EJ/yr | Final Energy¦Residential and Commercial¦Electricity | demand_projection | elc_buildings | 2020 | 1.1396 | Final Energy¦Residential and Commercial¦Electricity
Downscaling[REMIND-MAgPIE 3.2-4.6 IntegratedPhysicalDamages (95th-high)] | Low demand | DEU | Final Energy¦Residential and Commercial¦Electricity | EJ/yr | Final Energy¦Residential and Commercial¦Electricity | demand_projection | elc_buildings | 2025 | 1.0863 | Final Energy¦Residential and Commercial¦Electricity
Downscaling[REMIND-MAgPIE 3.2-4.6 IntegratedPhysicalDamages (95th-high)] | Low demand | DEU | Final Energy¦Residential and Commercial¦Electricity | EJ/yr | Final Energy¦Residential and Commercial¦Electricity | demand_projection | elc_buildings | 2030 | 1.0192 | Final Energy¦Residential and Commercial¦Electricity
Downscaling[REMIND-MAgPIE 3.2-4.6 IntegratedPhysicalDamages (95th-high)] | Low demand | DEU | Final Energy¦Residential and Commercial¦Electricity | EJ/yr | Final Energy¦Residential and Commercial¦Electricity | demand_projection | elc_buildings | 2035 | 1.101 | Final Energy¦Residential and Commercial¦Electricity
Downscaling[REMIND-MAgPIE 3.2-4.6 IntegratedPhysicalDamages (95th-high)] | Low demand | DEU | Final Energy¦Residential and Commercial¦Electricity | EJ/yr | Final Energy¦Residential and Commercial¦Electricity | demand_projection | elc_buildings | 2040 | 1.1033 | Final Energy¦Residential and Commercial¦Electricity
Downscaling[REMIND-MAgPIE 3.2-4.6 IntegratedPhysicalDamages (95th-high)] | Low demand | DEU | Final Energy¦Residential and Commercial¦Electricity | EJ/yr | Final Energy¦Residential and Commercial¦Electricity | demand_projection | elc_buildings | 2045 | 1.0683 | Final Energy¦Residential and Commercial¦Electricity
Downscaling[REMIND-MAgPIE 3.2-4.6 IntegratedPhysicalDamages (95th-high)] | Low demand | DEU | Final Energy¦Residential and Commercial¦Electricity | EJ/yr | Final Energy¦Residential and Commercial¦Electricity | demand_projection | elc_buildings | 2050 | 1.055 | Final Energy¦Residential and Commercial¦Electricity
Downscaling[REMIND-MAgPIE 3.2-4.6 IntegratedPhysicalDamages (95th-high)] | Low demand | DEU | Final Energy¦Residential and Commercial¦Electricity | EJ/yr | Final Energy¦Residential and Commercial¦Electricity | demand_projection | elc_buildings | 2055 | 0.9348 | Final Energy¦Residential and Commercial¦Electricity
Downscaling[REMIND-MAgPIE 3.2-4.6 IntegratedPhysicalDamages (95th-high)] | Low demand | DEU | Final Energy¦Residential and Commercial¦Electricity | EJ/yr | Final Energy¦Residential and Commercial¦Electricity | demand_projection | elc_buildings | 2060 | 0.9012 | Final Energy¦Residential and Commercial¦Electricity
Downscaling[REMIND-MAgPIE 3.2-4.6 IntegratedPhysicalDamages (95th-high)] | Low demand | DEU | Final Energy¦Residential and Commercial¦Electricity | EJ/yr | Final Energy¦Residential and Commercial¦Electricity | demand_projection | elc_buildings | 2065 | 0.8931 | Final Energy¦Residential and Commercial¦Electricity
Downscaling[REMIND-MAgPIE 3.2-4.6 IntegratedPhysicalDamages (95th-high)] | Low demand | DEU | Final Energy¦Residential and Commercial¦Electricity | EJ/yr | Final Energy¦Residential and Commercial¦Electricity | demand_projection | elc_buildings | 2070 | 0.8808 | Final Energy¦Residential and Commercial¦Electricity
Downscaling[REMIND-MAgPIE 3.2-4.6 IntegratedPhysicalDamages (95th-high)] | Low demand | DEU | Final Energy¦Residential and Commercial¦Electricity | EJ/yr | Final Energy¦Residential and Commercial¦Electricity | demand_projection | elc_buildings | 2075 | 0.9011 | Final Energy¦Residential and Commercial¦Electricity
Downscaling[REMIND-MAgPIE 3.2-4.6 IntegratedPhysicalDamages (95th-high)] | Low demand | DEU | Final Energy¦Residential and Commercial¦Electricity | EJ/yr | Final Energy¦Residential and Commercial¦Electricity | demand_projection | elc_buildings | 2080 | 0.9252 | Final Energy¦Residential and Commercial¦Electricity
Downscaling[REMIND-MAgPIE 3.2-4.6 IntegratedPhysicalDamages (95th-high)] | Low demand | DEU | Final Energy¦Residential and Commercial¦Electricity | EJ/yr | Final Energy¦Residential and Commercial¦Electricity | demand_projection | elc_buildings | 2085 | 0.9476 | Final Energy¦Residential and Commercial¦Electricity
Downscaling[REMIND-MAgPIE 3.2-4.6 IntegratedPhysicalDamages (95th-high)] | Low demand | DEU | Final Energy¦Residential and Commercial¦Electricity | EJ/yr | Final Energy¦Residential and Commercial¦Electricity | demand_projection | elc_buildings | 2090 | 0.9715 | Final Energy¦Residential and Commercial¦Electricity
Downscaling[REMIND-MAgPIE 3.2-4.6 IntegratedPhysicalDamages (95th-high)] | Low demand | DEU | Final Energy¦Residential and Commercial¦Electricity | EJ/yr | Final Energy¦Residential and Commercial¦Electricity | demand_projection | elc_buildings | 2095 | 0.993 | Final Energy¦Residential and Commercial¦Electricity
Downscaling[REMIND-MAgPIE 3.2-4.6 IntegratedPhysicalDamages (95th-high)] | Low demand | DEU | Final Energy¦Residential and Commercial¦Electricity | EJ/yr | Final Energy¦Residential and Commercial¦Electricity | demand_projection | elc_buildings | 2100 | 1.0114 | Final Energy¦Residential and Commercial¦Electricity
Downscaling[REMIND-MAgPIE 3.2-4.6 IntegratedPhysicalDamages (95th-high)] | Low demand | DEU | Final Energy¦Transportation¦Electricity | EJ/yr | Final Energy¦Transportation¦Electricity | demand_projection | elc_transport | 2020 | 0.0786 | Final Energy¦Transportation¦Electricity
Downscaling[REMIND-MAgPIE 3.2-4.6 IntegratedPhysicalDamages (95th-high)] | Low demand | DEU | Final Energy¦Transportation¦Electricity | EJ/yr | Final Energy¦Transportation¦Electricity | demand_projection | elc_transport | 2025 | 0.2048 | Final Energy¦Transportation¦Electricity
Downscaling[REMIND-MAgPIE 3.2-4.6 IntegratedPhysicalDamages (95th-high)] | Low demand | DEU | Final Energy¦Transportation¦Electricity | EJ/yr | Final Energy¦Transportation¦Electricity | demand_projection | elc_transport | 2030 | 0.289 | Final Energy¦Transportation¦Electricity
Downscaling[REMIND-MAgPIE 3.2-4.6 IntegratedPhysicalDamages (95th-high)] | Low demand | DEU | Final Energy¦Transportation¦Electricity | EJ/yr | Final Energy¦Transportation¦Electricity | demand_projection | elc_transport | 2035 | 0.4033 | Final Energy¦Transportation¦Electricity
Downscaling[REMIND-MAgPIE 3.2-4.6 IntegratedPhysicalDamages (95th-high)] | Low demand | DEU | Final Energy¦Transportation¦Electricity | EJ/yr | Final Energy¦Transportation¦Electricity | demand_projection | elc_transport | 2040 | 0.4783 | Final Energy¦Transportation¦Electricity
Downscaling[REMIND-MAgPIE 3.2-4.6 IntegratedPhysicalDamages (95th-high)] | Low demand | DEU | Final Energy¦Transportation¦Electricity | EJ/yr | Final Energy¦Transportation¦Electricity | demand_projection | elc_transport | 2045 | 0.447 | Final Energy¦Transportation¦Electricity
Downscaling[REMIND-MAgPIE 3.2-4.6 IntegratedPhysicalDamages (95th-high)] | Low demand | DEU | Final Energy¦Transportation¦Electricity | EJ/yr | Final Energy¦Transportation¦Electricity | demand_projection | elc_transport | 2050 | 0.3466 | Final Energy¦Transportation¦Electricity
Downscaling[REMIND-MAgPIE 3.2-4.6 IntegratedPhysicalDamages (95th-high)] | Low demand | DEU | Final Energy¦Transportation¦Electricity | EJ/yr | Final Energy¦Transportation¦Electricity | demand_projection | elc_transport | 2055 | 0.3852 | Final Energy¦Transportation¦Electricity
Downscaling[REMIND-MAgPIE 3.2-4.6 IntegratedPhysicalDamages (95th-high)] | Low demand | DEU | Final Energy¦Transportation¦Electricity | EJ/yr | Final Energy¦Transportation¦Electricity | demand_projection | elc_transport | 2060 | 0.3764 | Final Energy¦Transportation¦Electricity
Downscaling[REMIND-MAgPIE 3.2-4.6 IntegratedPhysicalDamages (95th-high)] | Low demand | DEU | Final Energy¦Transportation¦Electricity | EJ/yr | Final Energy¦Transportation¦Electricity | demand_projection | elc_transport | 2065 | 0.3633 | Final Energy¦Transportation¦Electricity
Downscaling[REMIND-MAgPIE 3.2-4.6 IntegratedPhysicalDamages (95th-high)] | Low demand | DEU | Final Energy¦Transportation¦Electricity | EJ/yr | Final Energy¦Transportation¦Electricity | demand_projection | elc_transport | 2070 | 0.3617 | Final Energy¦Transportation¦Electricity
Downscaling[REMIND-MAgPIE 3.2-4.6 IntegratedPhysicalDamages (95th-high)] | Low demand | DEU | Final Energy¦Transportation¦Electricity | EJ/yr | Final Energy¦Transportation¦Electricity | demand_projection | elc_transport | 2075 | 0.3671 | Final Energy¦Transportation¦Electricity
Downscaling[REMIND-MAgPIE 3.2-4.6 IntegratedPhysicalDamages (95th-high)] | Low demand | DEU | Final Energy¦Transportation¦Electricity | EJ/yr | Final Energy¦Transportation¦Electricity | demand_projection | elc_transport | 2080 | 0.367 | Final Energy¦Transportation¦Electricity
Downscaling[REMIND-MAgPIE 3.2-4.6 IntegratedPhysicalDamages (95th-high)] | Low demand | DEU | Final Energy¦Transportation¦Electricity | EJ/yr | Final Energy¦Transportation¦Electricity | demand_projection | elc_transport | 2085 | 0.3625 | Final Energy¦Transportation¦Electricity
Downscaling[REMIND-MAgPIE 3.2-4.6 IntegratedPhysicalDamages (95th-high)] | Low demand | DEU | Final Energy¦Transportation¦Electricity | EJ/yr | Final Energy¦Transportation¦Electricity | demand_projection | elc_transport | 2090 | 0.3594 | Final Energy¦Transportation¦Electricity
Downscaling[REMIND-MAgPIE 3.2-4.6 IntegratedPhysicalDamages (95th-high)] | Low demand | DEU | Final Energy¦Transportation¦Electricity | EJ/yr | Final Energy¦Transportation¦Electricity | demand_projection | elc_transport | 2095 | 0.3548 | Final Energy¦Transportation¦Electricity
Downscaling[REMIND-MAgPIE 3.2-4.6 IntegratedPhysicalDamages (95th-high)] | Low demand | DEU | Final Energy¦Transportation¦Electricity | EJ/yr | Final Energy¦Transportation¦Electricity | demand_projection | elc_transport | 2100 | 0.3502 | Final Energy¦Transportation¦Electricity
Downscaling[REMIND-MAgPIE 3.2-4.6 IntegratedPhysicalDamages (95th-high)] | Low demand | DEU | Secondary Energy¦Hydrogen | EJ/yr | Secondary Energy¦Hydrogen | demand_projection | hydrogen_allsect | 2020 | 0.0118 | Secondary Energy¦Hydrogen
Downscaling[REMIND-MAgPIE 3.2-4.6 IntegratedPhysicalDamages (95th-high)] | Low demand | DEU | Secondary Energy¦Hydrogen | EJ/yr | Secondary Energy¦Hydrogen | demand_projection | hydrogen_allsect | 2025 | 0.0294 | Secondary Energy¦Hydrogen
Downscaling[REMIND-MAgPIE 3.2-4.6 IntegratedPhysicalDamages (95th-high)] | Low demand | DEU | Secondary Energy¦Hydrogen | EJ/yr | Secondary Energy¦Hydrogen | demand_projection | hydrogen_allsect | 2030 | 0.0458 | Secondary Energy¦Hydrogen
Downscaling[REMIND-MAgPIE 3.2-4.6 IntegratedPhysicalDamages (95th-high)] | Low demand | DEU | Secondary Energy¦Hydrogen | EJ/yr | Secondary Energy¦Hydrogen | demand_projection | hydrogen_allsect | 2035 | 0.0612 | Secondary Energy¦Hydrogen
Downscaling[REMIND-MAgPIE 3.2-4.6 IntegratedPhysicalDamages (95th-high)] | Low demand | DEU | Secondary Energy¦Hydrogen | EJ/yr | Secondary Energy¦Hydrogen | demand_projection | hydrogen_allsect | 2040 | 0.0818 | Secondary Energy¦Hydrogen
Downscaling[REMIND-MAgPIE 3.2-4.6 IntegratedPhysicalDamages (95th-high)] | Low demand | DEU | Secondary Energy¦Hydrogen | EJ/yr | Secondary Energy¦Hydrogen | demand_projection | hydrogen_allsect | 2045 | 0.0894 | Secondary Energy¦Hydrogen
Downscaling[REMIND-MAgPIE 3.2-4.6 IntegratedPhysicalDamages (95th-high)] | Low demand | DEU | Secondary Energy¦Hydrogen | EJ/yr | Secondary Energy¦Hydrogen | demand_projection | hydrogen_allsect | 2050 | 0.0872 | Secondary Energy¦Hydrogen
Downscaling[REMIND-MAgPIE 3.2-4.6 IntegratedPhysicalDamages (95th-high)] | Low demand | DEU | Secondary Energy¦Hydrogen | EJ/yr | Secondary Energy¦Hydrogen | demand_projection | hydrogen_allsect | 2055 | 0.0904 | Secondary Energy¦Hydrogen
Downscaling[REMIND-MAgPIE 3.2-4.6 IntegratedPhysicalDamages (95th-high)] | Low demand | DEU | Secondary Energy¦Hydrogen | EJ/yr | Secondary Energy¦Hydrogen | demand_projection | hydrogen_allsect | 2060 | 0.1124 | Secondary Energy¦Hydrogen
Downscaling[REMIND-MAgPIE 3.2-4.6 IntegratedPhysicalDamages (95th-high)] | Low demand | DEU | Secondary Energy¦Hydrogen | EJ/yr | Secondary Energy¦Hydrogen | demand_projection | hydrogen_allsect | 2065 | 0.1185 | Secondary Energy¦Hydrogen
Downscaling[REMIND-MAgPIE 3.2-4.6 IntegratedPhysicalDamages (95th-high)] | Low demand | DEU | Secondary Energy¦Hydrogen | EJ/yr | Secondary Energy¦Hydrogen | demand_projection | hydrogen_allsect | 2070 | 0.1221 | Secondary Energy¦Hydrogen
Downscaling[REMIND-MAgPIE 3.2-4.6 IntegratedPhysicalDamages (95th-high)] | Low demand | DEU | Secondary Energy¦Hydrogen | EJ/yr | Secondary Energy¦Hydrogen | demand_projection | hydrogen_allsect | 2075 | 0.1173 | Secondary Energy¦Hydrogen
Downscaling[REMIND-MAgPIE 3.2-4.6 IntegratedPhysicalDamages (95th-high)] | Low demand | DEU | Secondary Energy¦Hydrogen | EJ/yr | Secondary Energy¦Hydrogen | demand_projection | hydrogen_allsect | 2080 | 0.1125 | Secondary Energy¦Hydrogen
Downscaling[REMIND-MAgPIE 3.2-4.6 IntegratedPhysicalDamages (95th-high)] | Low demand | DEU | Secondary Energy¦Hydrogen | EJ/yr | Secondary Energy¦Hydrogen | demand_projection | hydrogen_allsect | 2085 | 0.1135 | Secondary Energy¦Hydrogen
Downscaling[REMIND-MAgPIE 3.2-4.6 IntegratedPhysicalDamages (95th-high)] | Low demand | DEU | Secondary Energy¦Hydrogen | EJ/yr | Secondary Energy¦Hydrogen | demand_projection | hydrogen_allsect | 2090 | 0.1145 | Secondary Energy¦Hydrogen
Downscaling[REMIND-MAgPIE 3.2-4.6 IntegratedPhysicalDamages (95th-high)] | Low demand | DEU | Secondary Energy¦Hydrogen | EJ/yr | Secondary Energy¦Hydrogen | demand_projection | hydrogen_allsect | 2095 | 0.1238 | Secondary Energy¦Hydrogen
Downscaling[REMIND-MAgPIE 3.2-4.6 IntegratedPhysicalDamages (95th-high)] | Low demand | DEU | Secondary Energy¦Hydrogen | EJ/yr | Secondary Energy¦Hydrogen | demand_projection | hydrogen_allsect | 2100 | 0.1313 | Secondary Energy¦Hydrogen
Downscaling[REMIND-MAgPIE 3.2-4.6 IntegratedPhysicalDamages (95th-high)] | Low demand | DEU | Secondary Energy¦Electricity¦Coal | EJ/yr | Secondary Energy¦Electricity¦Coal | elec_co2 |  | 2020 | 0.6836 | Secondary Energy¦Electricity¦Coal | 94
Downscaling[REMIND-MAgPIE 3.2-4.6 IntegratedPhysicalDamages (95th-high)] | Low demand | DEU | Secondary Energy¦Electricity¦Coal | EJ/yr | Secondary Energy¦Electricity¦Coal | elec_co2 |  | 2025 | 0.2131 | Secondary Energy¦Electricity¦Coal | 94
Downscaling[REMIND-MAgPIE 3.2-4.6 IntegratedPhysicalDamages (95th-high)] | Low demand | DEU | Secondary Energy¦Electricity¦Coal | EJ/yr | Secondary Energy¦Electricity¦Coal | elec_co2 |  | 2030 | 0.0007 | Secondary Energy¦Electricity¦Coal | 94
Downscaling[REMIND-MAgPIE 3.2-4.6 IntegratedPhysicalDamages (95th-high)] | Low demand | DEU | Secondary Energy¦Electricity¦Coal | EJ/yr | Secondary Energy¦Electricity¦Coal | elec_co2 |  | 2035 | 0.0004 | Secondary Energy¦Electricity¦Coal | 94
Downscaling[REMIND-MAgPIE 3.2-4.6 IntegratedPhysicalDamages (95th-high)] | Low demand | DEU | Secondary Energy¦Electricity¦Coal | EJ/yr | Secondary Energy¦Electricity¦Coal | elec_co2 |  | 2040 | 0.0003 | Secondary Energy¦Electricity¦Coal | 94
Downscaling[REMIND-MAgPIE 3.2-4.6 IntegratedPhysicalDamages (95th-high)] | Low demand | DEU | Secondary Energy¦Electricity¦Coal | EJ/yr | Secondary Energy¦Electricity¦Coal | elec_co2 |  | 2045 | 0.0002 | Secondary Energy¦Electricity¦Coal | 94
Downscaling[REMIND-MAgPIE 3.2-4.6 IntegratedPhysicalDamages (95th-high)] | Low demand | DEU | Secondary Energy¦Electricity¦Coal | EJ/yr | Secondary Energy¦Electricity¦Coal | elec_co2 |  | 2050 | 0 | Secondary Energy¦Electricity¦Coal | 94
Downscaling[REMIND-MAgPIE 3.2-4.6 IntegratedPhysicalDamages (95th-high)] | Low demand | DEU | Secondary Energy¦Electricity¦Coal | EJ/yr | Secondary Energy¦Electricity¦Coal | elec_co2 |  | 2055 | 0 | Secondary Energy¦Electricity¦Coal | 94
Downscaling[REMIND-MAgPIE 3.2-4.6 IntegratedPhysicalDamages (95th-high)] | Low demand | DEU | Secondary Energy¦Electricity¦Coal | EJ/yr | Secondary Energy¦Electricity¦Coal | elec_co2 |  | 2060 | 0 | Secondary Energy¦Electricity¦Coal | 94
Downscaling[REMIND-MAgPIE 3.2-4.6 IntegratedPhysicalDamages (95th-high)] | Low demand | DEU | Secondary Energy¦Electricity¦Coal | EJ/yr | Secondary Energy¦Electricity¦Coal | elec_co2 |  | 2065 | 0 | Secondary Energy¦Electricity¦Coal | 94
Downscaling[REMIND-MAgPIE 3.2-4.6 IntegratedPhysicalDamages (95th-high)] | Low demand | DEU | Secondary Energy¦Electricity¦Coal | EJ/yr | Secondary Energy¦Electricity¦Coal | elec_co2 |  | 2070 | 0 | Secondary Energy¦Electricity¦Coal | 94
Downscaling[REMIND-MAgPIE 3.2-4.6 IntegratedPhysicalDamages (95th-high)] | Low demand | DEU | Secondary Energy¦Electricity¦Coal | EJ/yr | Secondary Energy¦Electricity¦Coal | elec_co2 |  | 2075 | 0 | Secondary Energy¦Electricity¦Coal | 94
Downscaling[REMIND-MAgPIE 3.2-4.6 IntegratedPhysicalDamages (95th-high)] | Low demand | DEU | Secondary Energy¦Electricity¦Coal | EJ/yr | Secondary Energy¦Electricity¦Coal | elec_co2 |  | 2080 | 0 | Secondary Energy¦Electricity¦Coal | 94
Downscaling[REMIND-MAgPIE 3.2-4.6 IntegratedPhysicalDamages (95th-high)] | Low demand | DEU | Secondary Energy¦Electricity¦Coal | EJ/yr | Secondary Energy¦Electricity¦Coal | elec_co2 |  | 2085 | 0 | Secondary Energy¦Electricity¦Coal | 94
Downscaling[REMIND-MAgPIE 3.2-4.6 IntegratedPhysicalDamages (95th-high)] | Low demand | DEU | Secondary Energy¦Electricity¦Coal | EJ/yr | Secondary Energy¦Electricity¦Coal | elec_co2 |  | 2090 | 0 | Secondary Energy¦Electricity¦Coal | 94
Downscaling[REMIND-MAgPIE 3.2-4.6 IntegratedPhysicalDamages (95th-high)] | Low demand | DEU | Secondary Energy¦Electricity¦Coal | EJ/yr | Secondary Energy¦Electricity¦Coal | elec_co2 |  | 2095 | 0 | Secondary Energy¦Electricity¦Coal | 94
Downscaling[REMIND-MAgPIE 3.2-4.6 IntegratedPhysicalDamages (95th-high)] | Low demand | DEU | Secondary Energy¦Electricity¦Coal | EJ/yr | Secondary Energy¦Electricity¦Coal | elec_co2 |  | 2100 | 0 | Secondary Energy¦Electricity¦Coal | 94
Downscaling[REMIND-MAgPIE 3.2-4.6 IntegratedPhysicalDamages (95th-high)] | Low demand | DEU | Secondary Energy¦Electricity¦Gas | EJ/yr | Secondary Energy¦Electricity¦Gas | elec_co2 |  | 2020 | 0.4519 | Secondary Energy¦Electricity¦Gas | 55
Downscaling[REMIND-MAgPIE 3.2-4.6 IntegratedPhysicalDamages (95th-high)] | Low demand | DEU | Secondary Energy¦Electricity¦Gas | EJ/yr | Secondary Energy¦Electricity¦Gas | elec_co2 |  | 2025 | 0.3868 | Secondary Energy¦Electricity¦Gas | 55
Downscaling[REMIND-MAgPIE 3.2-4.6 IntegratedPhysicalDamages (95th-high)] | Low demand | DEU | Secondary Energy¦Electricity¦Gas | EJ/yr | Secondary Energy¦Electricity¦Gas | elec_co2 |  | 2030 | 0.0563 | Secondary Energy¦Electricity¦Gas | 55
Downscaling[REMIND-MAgPIE 3.2-4.6 IntegratedPhysicalDamages (95th-high)] | Low demand | DEU | Secondary Energy¦Electricity¦Gas | EJ/yr | Secondary Energy¦Electricity¦Gas | elec_co2 |  | 2035 | 0.0022 | Secondary Energy¦Electricity¦Gas | 55
Downscaling[REMIND-MAgPIE 3.2-4.6 IntegratedPhysicalDamages (95th-high)] | Low demand | DEU | Secondary Energy¦Electricity¦Gas | EJ/yr | Secondary Energy¦Electricity¦Gas | elec_co2 |  | 2040 | 0.0007 | Secondary Energy¦Electricity¦Gas | 55
Downscaling[REMIND-MAgPIE 3.2-4.6 IntegratedPhysicalDamages (95th-high)] | Low demand | DEU | Secondary Energy¦Electricity¦Gas | EJ/yr | Secondary Energy¦Electricity¦Gas | elec_co2 |  | 2045 | 0.0005 | Secondary Energy¦Electricity¦Gas | 55
Downscaling[REMIND-MAgPIE 3.2-4.6 IntegratedPhysicalDamages (95th-high)] | Low demand | DEU | Secondary Energy¦Electricity¦Gas | EJ/yr | Secondary Energy¦Electricity¦Gas | elec_co2 |  | 2050 | 0.0003 | Secondary Energy¦Electricity¦Gas | 55
Downscaling[REMIND-MAgPIE 3.2-4.6 IntegratedPhysicalDamages (95th-high)] | Low demand | DEU | Secondary Energy¦Electricity¦Gas | EJ/yr | Secondary Energy¦Electricity¦Gas | elec_co2 |  | 2055 | 0.0002 | Secondary Energy¦Electricity¦Gas | 55
Downscaling[REMIND-MAgPIE 3.2-4.6 IntegratedPhysicalDamages (95th-high)] | Low demand | DEU | Secondary Energy¦Electricity¦Gas | EJ/yr | Secondary Energy¦Electricity¦Gas | elec_co2 |  | 2060 | 0.0001 | Secondary Energy¦Electricity¦Gas | 55
Downscaling[REMIND-MAgPIE 3.2-4.6 IntegratedPhysicalDamages (95th-high)] | Low demand | DEU | Secondary Energy¦Electricity¦Gas | EJ/yr | Secondary Energy¦Electricity¦Gas | elec_co2 |  | 2065 | 0.0001 | Secondary Energy¦Electricity¦Gas | 55
Downscaling[REMIND-MAgPIE 3.2-4.6 IntegratedPhysicalDamages (95th-high)] | Low demand | DEU | Secondary Energy¦Electricity¦Gas | EJ/yr | Secondary Energy¦Electricity¦Gas | elec_co2 |  | 2070 | 0 | Secondary Energy¦Electricity¦Gas | 55
Downscaling[REMIND-MAgPIE 3.2-4.6 IntegratedPhysicalDamages (95th-high)] | Low demand | DEU | Secondary Energy¦Electricity¦Gas | EJ/yr | Secondary Energy¦Electricity¦Gas | elec_co2 |  | 2075 | 0 | Secondary Energy¦Electricity¦Gas | 55
Downscaling[REMIND-MAgPIE 3.2-4.6 IntegratedPhysicalDamages (95th-high)] | Low demand | DEU | Secondary Energy¦Electricity¦Gas | EJ/yr | Secondary Energy¦Electricity¦Gas | elec_co2 |  | 2080 | 0 | Secondary Energy¦Electricity¦Gas | 55
Downscaling[REMIND-MAgPIE 3.2-4.6 IntegratedPhysicalDamages (95th-high)] | Low demand | DEU | Secondary Energy¦Electricity¦Gas | EJ/yr | Secondary Energy¦Electricity¦Gas | elec_co2 |  | 2085 | 0 | Secondary Energy¦Electricity¦Gas | 55
Downscaling[REMIND-MAgPIE 3.2-4.6 IntegratedPhysicalDamages (95th-high)] | Low demand | DEU | Secondary Energy¦Electricity¦Gas | EJ/yr | Secondary Energy¦Electricity¦Gas | elec_co2 |  | 2090 | 0 | Secondary Energy¦Electricity¦Gas | 55
Downscaling[REMIND-MAgPIE 3.2-4.6 IntegratedPhysicalDamages (95th-high)] | Low demand | DEU | Secondary Energy¦Electricity¦Gas | EJ/yr | Secondary Energy¦Electricity¦Gas | elec_co2 |  | 2095 | 0 | Secondary Energy¦Electricity¦Gas | 55
Downscaling[REMIND-MAgPIE 3.2-4.6 IntegratedPhysicalDamages (95th-high)] | Low demand | DEU | Secondary Energy¦Electricity¦Gas | EJ/yr | Secondary Energy¦Electricity¦Gas | elec_co2 |  | 2100 | 0 | Secondary Energy¦Electricity¦Gas | 55
Downscaling[REMIND-MAgPIE 3.2-4.6 IntegratedPhysicalDamages (95th-high)] | Low demand | DEU | Secondary Energy¦Electricity¦Oil | EJ/yr | Secondary Energy¦Electricity¦Oil | elec_co2 |  | 2020 | 0.0162 | Secondary Energy¦Electricity¦Oil | 70
Downscaling[REMIND-MAgPIE 3.2-4.6 IntegratedPhysicalDamages (95th-high)] | Low demand | DEU | Secondary Energy¦Electricity¦Oil | EJ/yr | Secondary Energy¦Electricity¦Oil | elec_co2 |  | 2025 | 0.009 | Secondary Energy¦Electricity¦Oil | 70
Downscaling[REMIND-MAgPIE 3.2-4.6 IntegratedPhysicalDamages (95th-high)] | Low demand | DEU | Secondary Energy¦Electricity¦Oil | EJ/yr | Secondary Energy¦Electricity¦Oil | elec_co2 |  | 2030 | 0.0032 | Secondary Energy¦Electricity¦Oil | 70
Downscaling[REMIND-MAgPIE 3.2-4.6 IntegratedPhysicalDamages (95th-high)] | Low demand | DEU | Secondary Energy¦Electricity¦Oil | EJ/yr | Secondary Energy¦Electricity¦Oil | elec_co2 |  | 2035 | 0 | Secondary Energy¦Electricity¦Oil | 70
Downscaling[REMIND-MAgPIE 3.2-4.6 IntegratedPhysicalDamages (95th-high)] | Low demand | DEU | Secondary Energy¦Electricity¦Oil | EJ/yr | Secondary Energy¦Electricity¦Oil | elec_co2 |  | 2040 | 0 | Secondary Energy¦Electricity¦Oil | 70
Downscaling[REMIND-MAgPIE 3.2-4.6 IntegratedPhysicalDamages (95th-high)] | Low demand | DEU | Secondary Energy¦Electricity¦Oil | EJ/yr | Secondary Energy¦Electricity¦Oil | elec_co2 |  | 2045 | 0 | Secondary Energy¦Electricity¦Oil | 70
Downscaling[REMIND-MAgPIE 3.2-4.6 IntegratedPhysicalDamages (95th-high)] | Low demand | DEU | Secondary Energy¦Electricity¦Oil | EJ/yr | Secondary Energy¦Electricity¦Oil | elec_co2 |  | 2050 | 0 | Secondary Energy¦Electricity¦Oil | 70
Downscaling[REMIND-MAgPIE 3.2-4.6 IntegratedPhysicalDamages (95th-high)] | Low demand | DEU | Secondary Energy¦Electricity¦Oil | EJ/yr | Secondary Energy¦Electricity¦Oil | elec_co2 |  | 2055 | 0 | Secondary Energy¦Electricity¦Oil | 70
Downscaling[REMIND-MAgPIE 3.2-4.6 IntegratedPhysicalDamages (95th-high)] | Low demand | DEU | Secondary Energy¦Electricity¦Oil | EJ/yr | Secondary Energy¦Electricity¦Oil | elec_co2 |  | 2060 | 0 | Secondary Energy¦Electricity¦Oil | 70
Downscaling[REMIND-MAgPIE 3.2-4.6 IntegratedPhysicalDamages (95th-high)] | Low demand | DEU | Secondary Energy¦Electricity¦Oil | EJ/yr | Secondary Energy¦Electricity¦Oil | elec_co2 |  | 2065 | 0 | Secondary Energy¦Electricity¦Oil | 70
Downscaling[REMIND-MAgPIE 3.2-4.6 IntegratedPhysicalDamages (95th-high)] | Low demand | DEU | Secondary Energy¦Electricity¦Oil | EJ/yr | Secondary Energy¦Electricity¦Oil | elec_co2 |  | 2070 | 0 | Secondary Energy¦Electricity¦Oil | 70
Downscaling[REMIND-MAgPIE 3.2-4.6 IntegratedPhysicalDamages (95th-high)] | Low demand | DEU | Secondary Energy¦Electricity¦Oil | EJ/yr | Secondary Energy¦Electricity¦Oil | elec_co2 |  | 2075 | 0 | Secondary Energy¦Electricity¦Oil | 70
Downscaling[REMIND-MAgPIE 3.2-4.6 IntegratedPhysicalDamages (95th-high)] | Low demand | DEU | Secondary Energy¦Electricity¦Oil | EJ/yr | Secondary Energy¦Electricity¦Oil | elec_co2 |  | 2080 | 0 | Secondary Energy¦Electricity¦Oil | 70
Downscaling[REMIND-MAgPIE 3.2-4.6 IntegratedPhysicalDamages (95th-high)] | Low demand | DEU | Secondary Energy¦Electricity¦Oil | EJ/yr | Secondary Energy¦Electricity¦Oil | elec_co2 |  | 2085 | 0 | Secondary Energy¦Electricity¦Oil | 70
Downscaling[REMIND-MAgPIE 3.2-4.6 IntegratedPhysicalDamages (95th-high)] | Low demand | DEU | Secondary Energy¦Electricity¦Oil | EJ/yr | Secondary Energy¦Electricity¦Oil | elec_co2 |  | 2090 | 0 | Secondary Energy¦Electricity¦Oil | 70
Downscaling[REMIND-MAgPIE 3.2-4.6 IntegratedPhysicalDamages (95th-high)] | Low demand | DEU | Secondary Energy¦Electricity¦Oil | EJ/yr | Secondary Energy¦Electricity¦Oil | elec_co2 |  | 2095 | 0 | Secondary Energy¦Electricity¦Oil | 70
Downscaling[REMIND-MAgPIE 3.2-4.6 IntegratedPhysicalDamages (95th-high)] | Low demand | DEU | Secondary Energy¦Electricity¦Oil | EJ/yr | Secondary Energy¦Electricity¦Oil | elec_co2 |  | 2100 | 0 | Secondary Energy¦Electricity¦Oil | 70
Downscaling[REMIND-MAgPIE 3.2-4.6 IntegratedPhysicalDamages (95th-high)] | Low demand | DEU | Price¦Primary Energy¦Biomass | US$2010/GJ | Price¦Primary Energy¦Biomass | fuel_supply | bioenergy | 2020 | 5.3799 | Price¦Primary Energy¦Biomass
Downscaling[REMIND-MAgPIE 3.2-4.6 IntegratedPhysicalDamages (95th-high)] | Low demand | DEU | Price¦Primary Energy¦Biomass | US$2010/GJ | Price¦Primary Energy¦Biomass | fuel_supply | bioenergy | 2025 | 5.3645 | Price¦Primary Energy¦Biomass
Downscaling[REMIND-MAgPIE 3.2-4.6 IntegratedPhysicalDamages (95th-high)] | Low demand | DEU | Price¦Primary Energy¦Biomass | US$2010/GJ | Price¦Primary Energy¦Biomass | fuel_supply | bioenergy | 2030 | 5.3453 | Price¦Primary Energy¦Biomass
Downscaling[REMIND-MAgPIE 3.2-4.6 IntegratedPhysicalDamages (95th-high)] | Low demand | DEU | Price¦Primary Energy¦Biomass | US$2010/GJ | Price¦Primary Energy¦Biomass | fuel_supply | bioenergy | 2035 | 8.2991 | Price¦Primary Energy¦Biomass
Downscaling[REMIND-MAgPIE 3.2-4.6 IntegratedPhysicalDamages (95th-high)] | Low demand | DEU | Price¦Primary Energy¦Biomass | US$2010/GJ | Price¦Primary Energy¦Biomass | fuel_supply | bioenergy | 2040 | 8.782 | Price¦Primary Energy¦Biomass
Downscaling[REMIND-MAgPIE 3.2-4.6 IntegratedPhysicalDamages (95th-high)] | Low demand | DEU | Price¦Primary Energy¦Biomass | US$2010/GJ | Price¦Primary Energy¦Biomass | fuel_supply | bioenergy | 2045 | 9.7775 | Price¦Primary Energy¦Biomass
Downscaling[REMIND-MAgPIE 3.2-4.6 IntegratedPhysicalDamages (95th-high)] | Low demand | DEU | Price¦Primary Energy¦Biomass | US$2010/GJ | Price¦Primary Energy¦Biomass | fuel_supply | bioenergy | 2050 | 10.9387 | Price¦Primary Energy¦Biomass
Downscaling[REMIND-MAgPIE 3.2-4.6 IntegratedPhysicalDamages (95th-high)] | Low demand | DEU | Price¦Primary Energy¦Biomass | US$2010/GJ | Price¦Primary Energy¦Biomass | fuel_supply | bioenergy | 2055 | 10.3997 | Price¦Primary Energy¦Biomass
Downscaling[REMIND-MAgPIE 3.2-4.6 IntegratedPhysicalDamages (95th-high)] | Low demand | DEU | Price¦Primary Energy¦Biomass | US$2010/GJ | Price¦Primary Energy¦Biomass | fuel_supply | bioenergy | 2060 | 17.9086 | Price¦Primary Energy¦Biomass
Downscaling[REMIND-MAgPIE 3.2-4.6 IntegratedPhysicalDamages (95th-high)] | Low demand | DEU | Price¦Primary Energy¦Biomass | US$2010/GJ | Price¦Primary Energy¦Biomass | fuel_supply | bioenergy | 2065 | 16.743 | Price¦Primary Energy¦Biomass
Downscaling[REMIND-MAgPIE 3.2-4.6 IntegratedPhysicalDamages (95th-high)] | Low demand | DEU | Price¦Primary Energy¦Biomass | US$2010/GJ | Price¦Primary Energy¦Biomass | fuel_supply | bioenergy | 2070 | 15.5774 | Price¦Primary Energy¦Biomass
Downscaling[REMIND-MAgPIE 3.2-4.6 IntegratedPhysicalDamages (95th-high)] | Low demand | DEU | Price¦Primary Energy¦Biomass | US$2010/GJ | Price¦Primary Energy¦Biomass | fuel_supply | bioenergy | 2075 | 15.9048 | Price¦Primary Energy¦Biomass
Downscaling[REMIND-MAgPIE 3.2-4.6 IntegratedPhysicalDamages (95th-high)] | Low demand | DEU | Price¦Primary Energy¦Biomass | US$2010/GJ | Price¦Primary Energy¦Biomass | fuel_supply | bioenergy | 2080 | 16.2321 | Price¦Primary Energy¦Biomass
Downscaling[REMIND-MAgPIE 3.2-4.6 IntegratedPhysicalDamages (95th-high)] | Low demand | DEU | Price¦Primary Energy¦Biomass | US$2010/GJ | Price¦Primary Energy¦Biomass | fuel_supply | bioenergy | 2085 | 16.3771 | Price¦Primary Energy¦Biomass
Downscaling[REMIND-MAgPIE 3.2-4.6 IntegratedPhysicalDamages (95th-high)] | Low demand | DEU | Price¦Primary Energy¦Biomass | US$2010/GJ | Price¦Primary Energy¦Biomass | fuel_supply | bioenergy | 2090 | 16.522 | Price¦Primary Energy¦Biomass
Downscaling[REMIND-MAgPIE 3.2-4.6 IntegratedPhysicalDamages (95th-high)] | Low demand | DEU | Price¦Primary Energy¦Biomass | US$2010/GJ | Price¦Primary Energy¦Biomass | fuel_supply | bioenergy | 2095 | 15.9357 | Price¦Primary Energy¦Biomass
Downscaling[REMIND-MAgPIE 3.2-4.6 IntegratedPhysicalDamages (95th-high)] | Low demand | DEU | Price¦Primary Energy¦Biomass | US$2010/GJ | Price¦Primary Energy¦Biomass | fuel_supply | bioenergy | 2100 | 15.3493 | Price¦Primary Energy¦Biomass
Downscaling[REMIND-MAgPIE 3.2-4.6 IntegratedPhysicalDamages (95th-high)] | Low demand | DEU | Price¦Primary Energy¦Coal | US$2010/GJ | Price¦Primary Energy¦Coal | fuel_supply | coal | 2020 | 2.0344 | Price¦Primary Energy¦Coal
Downscaling[REMIND-MAgPIE 3.2-4.6 IntegratedPhysicalDamages (95th-high)] | Low demand | DEU | Price¦Primary Energy¦Coal | US$2010/GJ | Price¦Primary Energy¦Coal | fuel_supply | coal | 2025 | 2.4289 | Price¦Primary Energy¦Coal
Downscaling[REMIND-MAgPIE 3.2-4.6 IntegratedPhysicalDamages (95th-high)] | Low demand | DEU | Price¦Primary Energy¦Coal | US$2010/GJ | Price¦Primary Energy¦Coal | fuel_supply | coal | 2030 | 1.6077 | Price¦Primary Energy¦Coal
Downscaling[REMIND-MAgPIE 3.2-4.6 IntegratedPhysicalDamages (95th-high)] | Low demand | DEU | Price¦Primary Energy¦Coal | US$2010/GJ | Price¦Primary Energy¦Coal | fuel_supply | coal | 2035 | 1.1381 | Price¦Primary Energy¦Coal
Downscaling[REMIND-MAgPIE 3.2-4.6 IntegratedPhysicalDamages (95th-high)] | Low demand | DEU | Price¦Primary Energy¦Coal | US$2010/GJ | Price¦Primary Energy¦Coal | fuel_supply | coal | 2040 | 1.2927 | Price¦Primary Energy¦Coal
Downscaling[REMIND-MAgPIE 3.2-4.6 IntegratedPhysicalDamages (95th-high)] | Low demand | DEU | Price¦Primary Energy¦Coal | US$2010/GJ | Price¦Primary Energy¦Coal | fuel_supply | coal | 2045 | 1.1973 | Price¦Primary Energy¦Coal
Downscaling[REMIND-MAgPIE 3.2-4.6 IntegratedPhysicalDamages (95th-high)] | Low demand | DEU | Price¦Primary Energy¦Coal | US$2010/GJ | Price¦Primary Energy¦Coal | fuel_supply | coal | 2050 | 1.5204 | Price¦Primary Energy¦Coal
Downscaling[REMIND-MAgPIE 3.2-4.6 IntegratedPhysicalDamages (95th-high)] | Low demand | DEU | Price¦Primary Energy¦Coal | US$2010/GJ | Price¦Primary Energy¦Coal | fuel_supply | coal | 2055 | 1.4461 | Price¦Primary Energy¦Coal
Downscaling[REMIND-MAgPIE 3.2-4.6 IntegratedPhysicalDamages (95th-high)] | Low demand | DEU | Price¦Primary Energy¦Coal | US$2010/GJ | Price¦Primary Energy¦Coal | fuel_supply | coal | 2060 | 1.4734 | Price¦Primary Energy¦Coal
Downscaling[REMIND-MAgPIE 3.2-4.6 IntegratedPhysicalDamages (95th-high)] | Low demand | DEU | Price¦Primary Energy¦Coal | US$2010/GJ | Price¦Primary Energy¦Coal | fuel_supply | coal | 2065 | 1.5733 | Price¦Primary Energy¦Coal
Downscaling[REMIND-MAgPIE 3.2-4.6 IntegratedPhysicalDamages (95th-high)] | Low demand | DEU | Price¦Primary Energy¦Coal | US$2010/GJ | Price¦Primary Energy¦Coal | fuel_supply | coal | 2070 | 1.6733 | Price¦Primary Energy¦Coal
Downscaling[REMIND-MAgPIE 3.2-4.6 IntegratedPhysicalDamages (95th-high)] | Low demand | DEU | Price¦Primary Energy¦Coal | US$2010/GJ | Price¦Primary Energy¦Coal | fuel_supply | coal | 2075 | 1.7679 | Price¦Primary Energy¦Coal
Downscaling[REMIND-MAgPIE 3.2-4.6 IntegratedPhysicalDamages (95th-high)] | Low demand | DEU | Price¦Primary Energy¦Coal | US$2010/GJ | Price¦Primary Energy¦Coal | fuel_supply | coal | 2080 | 1.8624 | Price¦Primary Energy¦Coal
Downscaling[REMIND-MAgPIE 3.2-4.6 IntegratedPhysicalDamages (95th-high)] | Low demand | DEU | Price¦Primary Energy¦Coal | US$2010/GJ | Price¦Primary Energy¦Coal | fuel_supply | coal | 2085 | 1.8462 | Price¦Primary Energy¦Coal
Downscaling[REMIND-MAgPIE 3.2-4.6 IntegratedPhysicalDamages (95th-high)] | Low demand | DEU | Price¦Primary Energy¦Coal | US$2010/GJ | Price¦Primary Energy¦Coal | fuel_supply | coal | 2090 | 1.83 | Price¦Primary Energy¦Coal
Downscaling[REMIND-MAgPIE 3.2-4.6 IntegratedPhysicalDamages (95th-high)] | Low demand | DEU | Price¦Primary Energy¦Coal | US$2010/GJ | Price¦Primary Energy¦Coal | fuel_supply | coal | 2095 | 1.652 | Price¦Primary Energy¦Coal
Downscaling[REMIND-MAgPIE 3.2-4.6 IntegratedPhysicalDamages (95th-high)] | Low demand | DEU | Price¦Primary Energy¦Coal | US$2010/GJ | Price¦Primary Energy¦Coal | fuel_supply | coal | 2100 | 1.4741 | Price¦Primary Energy¦Coal
Downscaling[REMIND-MAgPIE 3.2-4.6 IntegratedPhysicalDamages (95th-high)] | Low demand | DEU | Price¦Primary Energy¦Gas | US$2010/GJ | Price¦Primary Energy¦Gas | fuel_supply | gas | 2020 | 3.9711 | Price¦Primary Energy¦Gas
Downscaling[REMIND-MAgPIE 3.2-4.6 IntegratedPhysicalDamages (95th-high)] | Low demand | DEU | Price¦Primary Energy¦Gas | US$2010/GJ | Price¦Primary Energy¦Gas | fuel_supply | gas | 2025 | 4.8572 | Price¦Primary Energy¦Gas
Downscaling[REMIND-MAgPIE 3.2-4.6 IntegratedPhysicalDamages (95th-high)] | Low demand | DEU | Price¦Primary Energy¦Gas | US$2010/GJ | Price¦Primary Energy¦Gas | fuel_supply | gas | 2030 | 4.538 | Price¦Primary Energy¦Gas
Downscaling[REMIND-MAgPIE 3.2-4.6 IntegratedPhysicalDamages (95th-high)] | Low demand | DEU | Price¦Primary Energy¦Gas | US$2010/GJ | Price¦Primary Energy¦Gas | fuel_supply | gas | 2035 | 5.2093 | Price¦Primary Energy¦Gas
Downscaling[REMIND-MAgPIE 3.2-4.6 IntegratedPhysicalDamages (95th-high)] | Low demand | DEU | Price¦Primary Energy¦Gas | US$2010/GJ | Price¦Primary Energy¦Gas | fuel_supply | gas | 2040 | 4.5601 | Price¦Primary Energy¦Gas
Downscaling[REMIND-MAgPIE 3.2-4.6 IntegratedPhysicalDamages (95th-high)] | Low demand | DEU | Price¦Primary Energy¦Gas | US$2010/GJ | Price¦Primary Energy¦Gas | fuel_supply | gas | 2045 | 3.8973 | Price¦Primary Energy¦Gas
Downscaling[REMIND-MAgPIE 3.2-4.6 IntegratedPhysicalDamages (95th-high)] | Low demand | DEU | Price¦Primary Energy¦Gas | US$2010/GJ | Price¦Primary Energy¦Gas | fuel_supply | gas | 2050 | 4.1547 | Price¦Primary Energy¦Gas
Downscaling[REMIND-MAgPIE 3.2-4.6 IntegratedPhysicalDamages (95th-high)] | Low demand | DEU | Price¦Primary Energy¦Gas | US$2010/GJ | Price¦Primary Energy¦Gas | fuel_supply | gas | 2055 | 4.016 | Price¦Primary Energy¦Gas
Downscaling[REMIND-MAgPIE 3.2-4.6 IntegratedPhysicalDamages (95th-high)] | Low demand | DEU | Price¦Primary Energy¦Gas | US$2010/GJ | Price¦Primary Energy¦Gas | fuel_supply | gas | 2060 | 5.0439 | Price¦Primary Energy¦Gas
Downscaling[REMIND-MAgPIE 3.2-4.6 IntegratedPhysicalDamages (95th-high)] | Low demand | DEU | Price¦Primary Energy¦Gas | US$2010/GJ | Price¦Primary Energy¦Gas | fuel_supply | gas | 2065 | 5.1523 | Price¦Primary Energy¦Gas
Downscaling[REMIND-MAgPIE 3.2-4.6 IntegratedPhysicalDamages (95th-high)] | Low demand | DEU | Price¦Primary Energy¦Gas | US$2010/GJ | Price¦Primary Energy¦Gas | fuel_supply | gas | 2070 | 5.2607 | Price¦Primary Energy¦Gas
Downscaling[REMIND-MAgPIE 3.2-4.6 IntegratedPhysicalDamages (95th-high)] | Low demand | DEU | Price¦Primary Energy¦Gas | US$2010/GJ | Price¦Primary Energy¦Gas | fuel_supply | gas | 2075 | 5.0119 | Price¦Primary Energy¦Gas
Downscaling[REMIND-MAgPIE 3.2-4.6 IntegratedPhysicalDamages (95th-high)] | Low demand | DEU | Price¦Primary Energy¦Gas | US$2010/GJ | Price¦Primary Energy¦Gas | fuel_supply | gas | 2080 | 4.763 | Price¦Primary Energy¦Gas
Downscaling[REMIND-MAgPIE 3.2-4.6 IntegratedPhysicalDamages (95th-high)] | Low demand | DEU | Price¦Primary Energy¦Gas | US$2010/GJ | Price¦Primary Energy¦Gas | fuel_supply | gas | 2085 | 4.7706 | Price¦Primary Energy¦Gas
Downscaling[REMIND-MAgPIE 3.2-4.6 IntegratedPhysicalDamages (95th-high)] | Low demand | DEU | Price¦Primary Energy¦Gas | US$2010/GJ | Price¦Primary Energy¦Gas | fuel_supply | gas | 2090 | 4.7782 | Price¦Primary Energy¦Gas
Downscaling[REMIND-MAgPIE 3.2-4.6 IntegratedPhysicalDamages (95th-high)] | Low demand | DEU | Price¦Primary Energy¦Gas | US$2010/GJ | Price¦Primary Energy¦Gas | fuel_supply | gas | 2095 | 4.2566 | Price¦Primary Energy¦Gas
Downscaling[REMIND-MAgPIE 3.2-4.6 IntegratedPhysicalDamages (95th-high)] | Low demand | DEU | Price¦Primary Energy¦Gas | US$2010/GJ | Price¦Primary Energy¦Gas | fuel_supply | gas | 2100 | 3.735 | Price¦Primary Energy¦Gas
Downscaling[REMIND-MAgPIE 3.2-4.6 IntegratedPhysicalDamages (95th-high)] | Low demand | DEU | Price¦Secondary Energy¦Liquids¦Oil | US$2010/GJ | Price¦Secondary Energy¦Liquids¦Oil | fuel_supply | oil | 2020 | 82.2847 | Price¦Secondary Energy¦Liquids¦Oil
Downscaling[REMIND-MAgPIE 3.2-4.6 IntegratedPhysicalDamages (95th-high)] | Low demand | DEU | Price¦Secondary Energy¦Liquids¦Oil | US$2010/GJ | Price¦Secondary Energy¦Liquids¦Oil | fuel_supply | oil | 2025 | 42.1672 | Price¦Secondary Energy¦Liquids¦Oil
Downscaling[REMIND-MAgPIE 3.2-4.6 IntegratedPhysicalDamages (95th-high)] | Low demand | DEU | Price¦Secondary Energy¦Liquids¦Oil | US$2010/GJ | Price¦Secondary Energy¦Liquids¦Oil | fuel_supply | oil | 2030 | 79.3369 | Price¦Secondary Energy¦Liquids¦Oil
Downscaling[REMIND-MAgPIE 3.2-4.6 IntegratedPhysicalDamages (95th-high)] | Low demand | DEU | Price¦Secondary Energy¦Liquids¦Oil | US$2010/GJ | Price¦Secondary Energy¦Liquids¦Oil | fuel_supply | oil | 2035 | 85.0279 | Price¦Secondary Energy¦Liquids¦Oil
Downscaling[REMIND-MAgPIE 3.2-4.6 IntegratedPhysicalDamages (95th-high)] | Low demand | DEU | Price¦Secondary Energy¦Liquids¦Oil | US$2010/GJ | Price¦Secondary Energy¦Liquids¦Oil | fuel_supply | oil | 2040 | 98.5073 | Price¦Secondary Energy¦Liquids¦Oil
Downscaling[REMIND-MAgPIE 3.2-4.6 IntegratedPhysicalDamages (95th-high)] | Low demand | DEU | Price¦Secondary Energy¦Liquids¦Oil | US$2010/GJ | Price¦Secondary Energy¦Liquids¦Oil | fuel_supply | oil | 2045 | 91.827 | Price¦Secondary Energy¦Liquids¦Oil
Downscaling[REMIND-MAgPIE 3.2-4.6 IntegratedPhysicalDamages (95th-high)] | Low demand | DEU | Price¦Secondary Energy¦Liquids¦Oil | US$2010/GJ | Price¦Secondary Energy¦Liquids¦Oil | fuel_supply | oil | 2050 | 121.332 | Price¦Secondary Energy¦Liquids¦Oil
Downscaling[REMIND-MAgPIE 3.2-4.6 IntegratedPhysicalDamages (95th-high)] | Low demand | DEU | Price¦Secondary Energy¦Liquids¦Oil | US$2010/GJ | Price¦Secondary Energy¦Liquids¦Oil | fuel_supply | oil | 2055 | 134.0939 | Price¦Secondary Energy¦Liquids¦Oil
Downscaling[REMIND-MAgPIE 3.2-4.6 IntegratedPhysicalDamages (95th-high)] | Low demand | DEU | Price¦Secondary Energy¦Liquids¦Oil | US$2010/GJ | Price¦Secondary Energy¦Liquids¦Oil | fuel_supply | oil | 2060 | 206.8753 | Price¦Secondary Energy¦Liquids¦Oil
Downscaling[REMIND-MAgPIE 3.2-4.6 IntegratedPhysicalDamages (95th-high)] | Low demand | DEU | Price¦Secondary Energy¦Liquids¦Oil | US$2010/GJ | Price¦Secondary Energy¦Liquids¦Oil | fuel_supply | oil | 2065 | 250.3121 | Price¦Secondary Energy¦Liquids¦Oil
Downscaling[REMIND-MAgPIE 3.2-4.6 IntegratedPhysicalDamages (95th-high)] | Low demand | DEU | Price¦Secondary Energy¦Liquids¦Oil | US$2010/GJ | Price¦Secondary Energy¦Liquids¦Oil | fuel_supply | oil | 2070 | 293.7489 | Price¦Secondary Energy¦Liquids¦Oil
Downscaling[REMIND-MAgPIE 3.2-4.6 IntegratedPhysicalDamages (95th-high)] | Low demand | DEU | Price¦Secondary Energy¦Liquids¦Oil | US$2010/GJ | Price¦Secondary Energy¦Liquids¦Oil | fuel_supply | oil | 2075 | 287.7397 | Price¦Secondary Energy¦Liquids¦Oil
Downscaling[REMIND-MAgPIE 3.2-4.6 IntegratedPhysicalDamages (95th-high)] | Low demand | DEU | Price¦Secondary Energy¦Liquids¦Oil | US$2010/GJ | Price¦Secondary Energy¦Liquids¦Oil | fuel_supply | oil | 2080 | 281.7304 | Price¦Secondary Energy¦Liquids¦Oil
Downscaling[REMIND-MAgPIE 3.2-4.6 IntegratedPhysicalDamages (95th-high)] | Low demand | DEU | Price¦Secondary Energy¦Liquids¦Oil | US$2010/GJ | Price¦Secondary Energy¦Liquids¦Oil | fuel_supply | oil | 2085 | 278.1346 | Price¦Secondary Energy¦Liquids¦Oil
Downscaling[REMIND-MAgPIE 3.2-4.6 IntegratedPhysicalDamages (95th-high)] | Low demand | DEU | Price¦Secondary Energy¦Liquids¦Oil | US$2010/GJ | Price¦Secondary Energy¦Liquids¦Oil | fuel_supply | oil | 2090 | 274.5388 | Price¦Secondary Energy¦Liquids¦Oil
Downscaling[REMIND-MAgPIE 3.2-4.6 IntegratedPhysicalDamages (95th-high)] | Low demand | DEU | Price¦Secondary Energy¦Liquids¦Oil | US$2010/GJ | Price¦Secondary Energy¦Liquids¦Oil | fuel_supply | oil | 2095 | 294.9841 | Price¦Secondary Energy¦Liquids¦Oil
Downscaling[REMIND-MAgPIE 3.2-4.6 IntegratedPhysicalDamages (95th-high)] | Low demand | DEU | Price¦Secondary Energy¦Liquids¦Oil | US$2010/GJ | Price¦Secondary Energy¦Liquids¦Oil | fuel_supply | oil | 2100 | 315.4293 | Price¦Secondary Energy¦Liquids¦Oil
Downscaling[REMIND-MAgPIE 3.2-4.6 IntegratedPhysicalDamages (95th-high)] | Low demand | DEU | Emissions¦CO2 | Mt CO2/yr | Emissions¦CO2 | scenarios - CO2 abatement | CO2 | 2020 | 564.3572 | Emissions¦CO2
Downscaling[REMIND-MAgPIE 3.2-4.6 IntegratedPhysicalDamages (95th-high)] | Low demand | DEU | Emissions¦CO2 | Mt CO2/yr | Emissions¦CO2 | scenarios - CO2 abatement | CO2 | 2025 | 323.2628 | Emissions¦CO2
Downscaling[REMIND-MAgPIE 3.2-4.6 IntegratedPhysicalDamages (95th-high)] | Low demand | DEU | Emissions¦CO2 | Mt CO2/yr | Emissions¦CO2 | scenarios - CO2 abatement | CO2 | 2030 | 115.4082 | Emissions¦CO2
Downscaling[REMIND-MAgPIE 3.2-4.6 IntegratedPhysicalDamages (95th-high)] | Low demand | DEU | Emissions¦CO2 | Mt CO2/yr | Emissions¦CO2 | scenarios - CO2 abatement | CO2 | 2035 | 31.9354 | Emissions¦CO2
Downscaling[REMIND-MAgPIE 3.2-4.6 IntegratedPhysicalDamages (95th-high)] | Low demand | DEU | Emissions¦CO2 | Mt CO2/yr | Emissions¦CO2 | scenarios - CO2 abatement | CO2 | 2040 | -26.8738 | Emissions¦CO2
Downscaling[REMIND-MAgPIE 3.2-4.6 IntegratedPhysicalDamages (95th-high)] | Low demand | DEU | Emissions¦CO2 | Mt CO2/yr | Emissions¦CO2 | scenarios - CO2 abatement | CO2 | 2045 | -60.9722 | Emissions¦CO2
Downscaling[REMIND-MAgPIE 3.2-4.6 IntegratedPhysicalDamages (95th-high)] | Low demand | DEU | Emissions¦CO2 | Mt CO2/yr | Emissions¦CO2 | scenarios - CO2 abatement | CO2 | 2050 | -71.8363 | Emissions¦CO2
Downscaling[REMIND-MAgPIE 3.2-4.6 IntegratedPhysicalDamages (95th-high)] | Low demand | DEU | Emissions¦CO2 | Mt CO2/yr | Emissions¦CO2 | scenarios - CO2 abatement | CO2 | 2055 | -71.6825 | Emissions¦CO2
Downscaling[REMIND-MAgPIE 3.2-4.6 IntegratedPhysicalDamages (95th-high)] | Low demand | DEU | Emissions¦CO2 | Mt CO2/yr | Emissions¦CO2 | scenarios - CO2 abatement | CO2 | 2060 | -69.8557 | Emissions¦CO2
Downscaling[REMIND-MAgPIE 3.2-4.6 IntegratedPhysicalDamages (95th-high)] | Low demand | DEU | Emissions¦CO2 | Mt CO2/yr | Emissions¦CO2 | scenarios - CO2 abatement | CO2 | 2065 | -62.342 | Emissions¦CO2
Downscaling[REMIND-MAgPIE 3.2-4.6 IntegratedPhysicalDamages (95th-high)] | Low demand | DEU | Emissions¦CO2 | Mt CO2/yr | Emissions¦CO2 | scenarios - CO2 abatement | CO2 | 2070 | -55.1611 | Emissions¦CO2
Downscaling[REMIND-MAgPIE 3.2-4.6 IntegratedPhysicalDamages (95th-high)] | Low demand | DEU | Emissions¦CO2 | Mt CO2/yr | Emissions¦CO2 | scenarios - CO2 abatement | CO2 | 2075 | -61.5197 | Emissions¦CO2
Downscaling[REMIND-MAgPIE 3.2-4.6 IntegratedPhysicalDamages (95th-high)] | Low demand | DEU | Emissions¦CO2 | Mt CO2/yr | Emissions¦CO2 | scenarios - CO2 abatement | CO2 | 2080 | -67.8154 | Emissions¦CO2
Downscaling[REMIND-MAgPIE 3.2-4.6 IntegratedPhysicalDamages (95th-high)] | Low demand | DEU | Emissions¦CO2 | Mt CO2/yr | Emissions¦CO2 | scenarios - CO2 abatement | CO2 | 2085 | -64.7821 | Emissions¦CO2
Downscaling[REMIND-MAgPIE 3.2-4.6 IntegratedPhysicalDamages (95th-high)] | Low demand | DEU | Emissions¦CO2 | Mt CO2/yr | Emissions¦CO2 | scenarios - CO2 abatement | CO2 | 2090 | -61.7916 | Emissions¦CO2
Downscaling[REMIND-MAgPIE 3.2-4.6 IntegratedPhysicalDamages (95th-high)] | Low demand | DEU | Emissions¦CO2 | Mt CO2/yr | Emissions¦CO2 | scenarios - CO2 abatement | CO2 | 2095 | -63.9284 | Emissions¦CO2
Downscaling[REMIND-MAgPIE 3.2-4.6 IntegratedPhysicalDamages (95th-high)] | Low demand | DEU | Emissions¦CO2 | Mt CO2/yr | Emissions¦CO2 | scenarios - CO2 abatement | CO2 | 2100 | -65.9029 | Emissions¦CO2
Downscaling[REMIND-MAgPIE 3.2-4.6 IntegratedPhysicalDamages (95th-high)] | Low demand | DEU | Emissions¦CO2¦Energy | Mt CO2/yr | Emissions¦CO2¦Energy | scenarios - CO2 abatement | CO2 | 2020 | 597.1132 | Emissions¦CO2¦Energy
Downscaling[REMIND-MAgPIE 3.2-4.6 IntegratedPhysicalDamages (95th-high)] | Low demand | DEU | Emissions¦CO2¦Energy | Mt CO2/yr | Emissions¦CO2¦Energy | scenarios - CO2 abatement | CO2 | 2025 | 336.2812 | Emissions¦CO2¦Energy
Downscaling[REMIND-MAgPIE 3.2-4.6 IntegratedPhysicalDamages (95th-high)] | Low demand | DEU | Emissions¦CO2¦Energy | Mt CO2/yr | Emissions¦CO2¦Energy | scenarios - CO2 abatement | CO2 | 2030 | 138.8075 | Emissions¦CO2¦Energy
Downscaling[REMIND-MAgPIE 3.2-4.6 IntegratedPhysicalDamages (95th-high)] | Low demand | DEU | Emissions¦CO2¦Energy | Mt CO2/yr | Emissions¦CO2¦Energy | scenarios - CO2 abatement | CO2 | 2035 | 61.4573 | Emissions¦CO2¦Energy
Downscaling[REMIND-MAgPIE 3.2-4.6 IntegratedPhysicalDamages (95th-high)] | Low demand | DEU | Emissions¦CO2¦Energy | Mt CO2/yr | Emissions¦CO2¦Energy | scenarios - CO2 abatement | CO2 | 2040 | 7.3905 | Emissions¦CO2¦Energy
Downscaling[REMIND-MAgPIE 3.2-4.6 IntegratedPhysicalDamages (95th-high)] | Low demand | DEU | Emissions¦CO2¦Energy | Mt CO2/yr | Emissions¦CO2¦Energy | scenarios - CO2 abatement | CO2 | 2045 | -22.0726 | Emissions¦CO2¦Energy
Downscaling[REMIND-MAgPIE 3.2-4.6 IntegratedPhysicalDamages (95th-high)] | Low demand | DEU | Emissions¦CO2¦Energy | Mt CO2/yr | Emissions¦CO2¦Energy | scenarios - CO2 abatement | CO2 | 2050 | -29.7955 | Emissions¦CO2¦Energy
Downscaling[REMIND-MAgPIE 3.2-4.6 IntegratedPhysicalDamages (95th-high)] | Low demand | DEU | Emissions¦CO2¦Energy | Mt CO2/yr | Emissions¦CO2¦Energy | scenarios - CO2 abatement | CO2 | 2055 | -28.9614 | Emissions¦CO2¦Energy
Downscaling[REMIND-MAgPIE 3.2-4.6 IntegratedPhysicalDamages (95th-high)] | Low demand | DEU | Emissions¦CO2¦Energy | Mt CO2/yr | Emissions¦CO2¦Energy | scenarios - CO2 abatement | CO2 | 2060 | -28.9298 | Emissions¦CO2¦Energy
Downscaling[REMIND-MAgPIE 3.2-4.6 IntegratedPhysicalDamages (95th-high)] | Low demand | DEU | Emissions¦CO2¦Energy | Mt CO2/yr | Emissions¦CO2¦Energy | scenarios - CO2 abatement | CO2 | 2065 | -27.5889 | Emissions¦CO2¦Energy
Downscaling[REMIND-MAgPIE 3.2-4.6 IntegratedPhysicalDamages (95th-high)] | Low demand | DEU | Emissions¦CO2¦Energy | Mt CO2/yr | Emissions¦CO2¦Energy | scenarios - CO2 abatement | CO2 | 2070 | -26.5598 | Emissions¦CO2¦Energy
Downscaling[REMIND-MAgPIE 3.2-4.6 IntegratedPhysicalDamages (95th-high)] | Low demand | DEU | Emissions¦CO2¦Energy | Mt CO2/yr | Emissions¦CO2¦Energy | scenarios - CO2 abatement | CO2 | 2075 | -27.8733 | Emissions¦CO2¦Energy
Downscaling[REMIND-MAgPIE 3.2-4.6 IntegratedPhysicalDamages (95th-high)] | Low demand | DEU | Emissions¦CO2¦Energy | Mt CO2/yr | Emissions¦CO2¦Energy | scenarios - CO2 abatement | CO2 | 2080 | -29.1276 | Emissions¦CO2¦Energy
Downscaling[REMIND-MAgPIE 3.2-4.6 IntegratedPhysicalDamages (95th-high)] | Low demand | DEU | Emissions¦CO2¦Energy | Mt CO2/yr | Emissions¦CO2¦Energy | scenarios - CO2 abatement | CO2 | 2085 | -29.2123 | Emissions¦CO2¦Energy
Downscaling[REMIND-MAgPIE 3.2-4.6 IntegratedPhysicalDamages (95th-high)] | Low demand | DEU | Emissions¦CO2¦Energy | Mt CO2/yr | Emissions¦CO2¦Energy | scenarios - CO2 abatement | CO2 | 2090 | -29.3432 | Emissions¦CO2¦Energy
Downscaling[REMIND-MAgPIE 3.2-4.6 IntegratedPhysicalDamages (95th-high)] | Low demand | DEU | Emissions¦CO2¦Energy | Mt CO2/yr | Emissions¦CO2¦Energy | scenarios - CO2 abatement | CO2 | 2095 | -29.2419 | Emissions¦CO2¦Energy
Downscaling[REMIND-MAgPIE 3.2-4.6 IntegratedPhysicalDamages (95th-high)] | Low demand | DEU | Emissions¦CO2¦Energy | Mt CO2/yr | Emissions¦CO2¦Energy | scenarios - CO2 abatement | CO2 | 2100 | -28.9623 | Emissions¦CO2¦Energy
Downscaling[REMIND-MAgPIE 3.2-4.6 IntegratedPhysicalDamages (95th-high)] | Nationally Determined Contributions (NDCs) | DEU | Carbon Sequestration¦CCS | Mt CO2/yr | Carbon Sequestration¦CCS | CCS potential |  | 2020 | 0 | Carbon Sequestration¦CCS
Downscaling[REMIND-MAgPIE 3.2-4.6 IntegratedPhysicalDamages (95th-high)] | Nationally Determined Contributions (NDCs) | DEU | Carbon Sequestration¦CCS | Mt CO2/yr | Carbon Sequestration¦CCS | CCS potential |  | 2025 | 0.7007 | Carbon Sequestration¦CCS
Downscaling[REMIND-MAgPIE 3.2-4.6 IntegratedPhysicalDamages (95th-high)] | Nationally Determined Contributions (NDCs) | DEU | Carbon Sequestration¦CCS | Mt CO2/yr | Carbon Sequestration¦CCS | CCS potential |  | 2030 | 5.1342 | Carbon Sequestration¦CCS
Downscaling[REMIND-MAgPIE 3.2-4.6 IntegratedPhysicalDamages (95th-high)] | Nationally Determined Contributions (NDCs) | DEU | Carbon Sequestration¦CCS | Mt CO2/yr | Carbon Sequestration¦CCS | CCS potential |  | 2035 | 12.0607 | Carbon Sequestration¦CCS
Downscaling[REMIND-MAgPIE 3.2-4.6 IntegratedPhysicalDamages (95th-high)] | Nationally Determined Contributions (NDCs) | DEU | Carbon Sequestration¦CCS | Mt CO2/yr | Carbon Sequestration¦CCS | CCS potential |  | 2040 | 19.7245 | Carbon Sequestration¦CCS
Downscaling[REMIND-MAgPIE 3.2-4.6 IntegratedPhysicalDamages (95th-high)] | Nationally Determined Contributions (NDCs) | DEU | Carbon Sequestration¦CCS | Mt CO2/yr | Carbon Sequestration¦CCS | CCS potential |  | 2045 | 21.7435 | Carbon Sequestration¦CCS
Downscaling[REMIND-MAgPIE 3.2-4.6 IntegratedPhysicalDamages (95th-high)] | Nationally Determined Contributions (NDCs) | DEU | Carbon Sequestration¦CCS | Mt CO2/yr | Carbon Sequestration¦CCS | CCS potential |  | 2050 | 22.6967 | Carbon Sequestration¦CCS
Downscaling[REMIND-MAgPIE 3.2-4.6 IntegratedPhysicalDamages (95th-high)] | Nationally Determined Contributions (NDCs) | DEU | Carbon Sequestration¦CCS | Mt CO2/yr | Carbon Sequestration¦CCS | CCS potential |  | 2055 | 22.4473 | Carbon Sequestration¦CCS
Downscaling[REMIND-MAgPIE 3.2-4.6 IntegratedPhysicalDamages (95th-high)] | Nationally Determined Contributions (NDCs) | DEU | Carbon Sequestration¦CCS | Mt CO2/yr | Carbon Sequestration¦CCS | CCS potential |  | 2060 | 20.842 | Carbon Sequestration¦CCS
Downscaling[REMIND-MAgPIE 3.2-4.6 IntegratedPhysicalDamages (95th-high)] | Nationally Determined Contributions (NDCs) | DEU | Carbon Sequestration¦CCS | Mt CO2/yr | Carbon Sequestration¦CCS | CCS potential |  | 2065 | 18.2007 | Carbon Sequestration¦CCS
Downscaling[REMIND-MAgPIE 3.2-4.6 IntegratedPhysicalDamages (95th-high)] | Nationally Determined Contributions (NDCs) | DEU | Carbon Sequestration¦CCS | Mt CO2/yr | Carbon Sequestration¦CCS | CCS potential |  | 2070 | 15.7889 | Carbon Sequestration¦CCS
Downscaling[REMIND-MAgPIE 3.2-4.6 IntegratedPhysicalDamages (95th-high)] | Nationally Determined Contributions (NDCs) | DEU | Carbon Sequestration¦CCS | Mt CO2/yr | Carbon Sequestration¦CCS | CCS potential |  | 2075 | 12.6219 | Carbon Sequestration¦CCS
Downscaling[REMIND-MAgPIE 3.2-4.6 IntegratedPhysicalDamages (95th-high)] | Nationally Determined Contributions (NDCs) | DEU | Carbon Sequestration¦CCS | Mt CO2/yr | Carbon Sequestration¦CCS | CCS potential |  | 2080 | 9.2286 | Carbon Sequestration¦CCS
Downscaling[REMIND-MAgPIE 3.2-4.6 IntegratedPhysicalDamages (95th-high)] | Nationally Determined Contributions (NDCs) | DEU | Carbon Sequestration¦CCS | Mt CO2/yr | Carbon Sequestration¦CCS | CCS potential |  | 2085 | 9.1648 | Carbon Sequestration¦CCS
Downscaling[REMIND-MAgPIE 3.2-4.6 IntegratedPhysicalDamages (95th-high)] | Nationally Determined Contributions (NDCs) | DEU | Carbon Sequestration¦CCS | Mt CO2/yr | Carbon Sequestration¦CCS | CCS potential |  | 2090 | 9.1117 | Carbon Sequestration¦CCS
Downscaling[REMIND-MAgPIE 3.2-4.6 IntegratedPhysicalDamages (95th-high)] | Nationally Determined Contributions (NDCs) | DEU | Carbon Sequestration¦CCS | Mt CO2/yr | Carbon Sequestration¦CCS | CCS potential |  | 2095 | 10.542 | Carbon Sequestration¦CCS
Downscaling[REMIND-MAgPIE 3.2-4.6 IntegratedPhysicalDamages (95th-high)] | Nationally Determined Contributions (NDCs) | DEU | Carbon Sequestration¦CCS | Mt CO2/yr | Carbon Sequestration¦CCS | CCS potential |  | 2100 | 11.9026 | Carbon Sequestration¦CCS
Downscaling[REMIND-MAgPIE 3.2-4.6 IntegratedPhysicalDamages (95th-high)] | Nationally Determined Contributions (NDCs) | DEU | Final Energy¦Industry¦Electricity | EJ/yr | Final Energy¦Industry¦Electricity | demand_projection | elc_industry | 2020 | 0.9439 | Final Energy¦Industry¦Electricity
Downscaling[REMIND-MAgPIE 3.2-4.6 IntegratedPhysicalDamages (95th-high)] | Nationally Determined Contributions (NDCs) | DEU | Final Energy¦Industry¦Electricity | EJ/yr | Final Energy¦Industry¦Electricity | demand_projection | elc_industry | 2025 | 0.8848 | Final Energy¦Industry¦Electricity
Downscaling[REMIND-MAgPIE 3.2-4.6 IntegratedPhysicalDamages (95th-high)] | Nationally Determined Contributions (NDCs) | DEU | Final Energy¦Industry¦Electricity | EJ/yr | Final Energy¦Industry¦Electricity | demand_projection | elc_industry | 2030 | 0.852 | Final Energy¦Industry¦Electricity
Downscaling[REMIND-MAgPIE 3.2-4.6 IntegratedPhysicalDamages (95th-high)] | Nationally Determined Contributions (NDCs) | DEU | Final Energy¦Industry¦Electricity | EJ/yr | Final Energy¦Industry¦Electricity | demand_projection | elc_industry | 2035 | 0.9013 | Final Energy¦Industry¦Electricity
Downscaling[REMIND-MAgPIE 3.2-4.6 IntegratedPhysicalDamages (95th-high)] | Nationally Determined Contributions (NDCs) | DEU | Final Energy¦Industry¦Electricity | EJ/yr | Final Energy¦Industry¦Electricity | demand_projection | elc_industry | 2040 | 0.8771 | Final Energy¦Industry¦Electricity
Downscaling[REMIND-MAgPIE 3.2-4.6 IntegratedPhysicalDamages (95th-high)] | Nationally Determined Contributions (NDCs) | DEU | Final Energy¦Industry¦Electricity | EJ/yr | Final Energy¦Industry¦Electricity | demand_projection | elc_industry | 2045 | 0.8379 | Final Energy¦Industry¦Electricity
Downscaling[REMIND-MAgPIE 3.2-4.6 IntegratedPhysicalDamages (95th-high)] | Nationally Determined Contributions (NDCs) | DEU | Final Energy¦Industry¦Electricity | EJ/yr | Final Energy¦Industry¦Electricity | demand_projection | elc_industry | 2050 | 0.7757 | Final Energy¦Industry¦Electricity
Downscaling[REMIND-MAgPIE 3.2-4.6 IntegratedPhysicalDamages (95th-high)] | Nationally Determined Contributions (NDCs) | DEU | Final Energy¦Industry¦Electricity | EJ/yr | Final Energy¦Industry¦Electricity | demand_projection | elc_industry | 2055 | 0.7145 | Final Energy¦Industry¦Electricity
Downscaling[REMIND-MAgPIE 3.2-4.6 IntegratedPhysicalDamages (95th-high)] | Nationally Determined Contributions (NDCs) | DEU | Final Energy¦Industry¦Electricity | EJ/yr | Final Energy¦Industry¦Electricity | demand_projection | elc_industry | 2060 | 0.6347 | Final Energy¦Industry¦Electricity
Downscaling[REMIND-MAgPIE 3.2-4.6 IntegratedPhysicalDamages (95th-high)] | Nationally Determined Contributions (NDCs) | DEU | Final Energy¦Industry¦Electricity | EJ/yr | Final Energy¦Industry¦Electricity | demand_projection | elc_industry | 2065 | 0.5906 | Final Energy¦Industry¦Electricity
Downscaling[REMIND-MAgPIE 3.2-4.6 IntegratedPhysicalDamages (95th-high)] | Nationally Determined Contributions (NDCs) | DEU | Final Energy¦Industry¦Electricity | EJ/yr | Final Energy¦Industry¦Electricity | demand_projection | elc_industry | 2070 | 0.5316 | Final Energy¦Industry¦Electricity
Downscaling[REMIND-MAgPIE 3.2-4.6 IntegratedPhysicalDamages (95th-high)] | Nationally Determined Contributions (NDCs) | DEU | Final Energy¦Industry¦Electricity | EJ/yr | Final Energy¦Industry¦Electricity | demand_projection | elc_industry | 2075 | 0.4646 | Final Energy¦Industry¦Electricity
Downscaling[REMIND-MAgPIE 3.2-4.6 IntegratedPhysicalDamages (95th-high)] | Nationally Determined Contributions (NDCs) | DEU | Final Energy¦Industry¦Electricity | EJ/yr | Final Energy¦Industry¦Electricity | demand_projection | elc_industry | 2080 | 0.4235 | Final Energy¦Industry¦Electricity
Downscaling[REMIND-MAgPIE 3.2-4.6 IntegratedPhysicalDamages (95th-high)] | Nationally Determined Contributions (NDCs) | DEU | Final Energy¦Industry¦Electricity | EJ/yr | Final Energy¦Industry¦Electricity | demand_projection | elc_industry | 2085 | 0.3896 | Final Energy¦Industry¦Electricity
Downscaling[REMIND-MAgPIE 3.2-4.6 IntegratedPhysicalDamages (95th-high)] | Nationally Determined Contributions (NDCs) | DEU | Final Energy¦Industry¦Electricity | EJ/yr | Final Energy¦Industry¦Electricity | demand_projection | elc_industry | 2090 | 0.356 | Final Energy¦Industry¦Electricity
Downscaling[REMIND-MAgPIE 3.2-4.6 IntegratedPhysicalDamages (95th-high)] | Nationally Determined Contributions (NDCs) | DEU | Final Energy¦Industry¦Electricity | EJ/yr | Final Energy¦Industry¦Electricity | demand_projection | elc_industry | 2095 | 0.3268 | Final Energy¦Industry¦Electricity
Downscaling[REMIND-MAgPIE 3.2-4.6 IntegratedPhysicalDamages (95th-high)] | Nationally Determined Contributions (NDCs) | DEU | Final Energy¦Industry¦Electricity | EJ/yr | Final Energy¦Industry¦Electricity | demand_projection | elc_industry | 2100 | 0.2987 | Final Energy¦Industry¦Electricity
Downscaling[REMIND-MAgPIE 3.2-4.6 IntegratedPhysicalDamages (95th-high)] | Nationally Determined Contributions (NDCs) | DEU | Final Energy¦Residential and Commercial¦Electricity | EJ/yr | Final Energy¦Residential and Commercial¦Electricity | demand_projection | elc_buildings | 2020 | 1.0867 | Final Energy¦Residential and Commercial¦Electricity
Downscaling[REMIND-MAgPIE 3.2-4.6 IntegratedPhysicalDamages (95th-high)] | Nationally Determined Contributions (NDCs) | DEU | Final Energy¦Residential and Commercial¦Electricity | EJ/yr | Final Energy¦Residential and Commercial¦Electricity | demand_projection | elc_buildings | 2025 | 1.0199 | Final Energy¦Residential and Commercial¦Electricity
Downscaling[REMIND-MAgPIE 3.2-4.6 IntegratedPhysicalDamages (95th-high)] | Nationally Determined Contributions (NDCs) | DEU | Final Energy¦Residential and Commercial¦Electricity | EJ/yr | Final Energy¦Residential and Commercial¦Electricity | demand_projection | elc_buildings | 2030 | 1.0464 | Final Energy¦Residential and Commercial¦Electricity
Downscaling[REMIND-MAgPIE 3.2-4.6 IntegratedPhysicalDamages (95th-high)] | Nationally Determined Contributions (NDCs) | DEU | Final Energy¦Residential and Commercial¦Electricity | EJ/yr | Final Energy¦Residential and Commercial¦Electricity | demand_projection | elc_buildings | 2035 | 1.0867 | Final Energy¦Residential and Commercial¦Electricity
Downscaling[REMIND-MAgPIE 3.2-4.6 IntegratedPhysicalDamages (95th-high)] | Nationally Determined Contributions (NDCs) | DEU | Final Energy¦Residential and Commercial¦Electricity | EJ/yr | Final Energy¦Residential and Commercial¦Electricity | demand_projection | elc_buildings | 2040 | 1.0913 | Final Energy¦Residential and Commercial¦Electricity
Downscaling[REMIND-MAgPIE 3.2-4.6 IntegratedPhysicalDamages (95th-high)] | Nationally Determined Contributions (NDCs) | DEU | Final Energy¦Residential and Commercial¦Electricity | EJ/yr | Final Energy¦Residential and Commercial¦Electricity | demand_projection | elc_buildings | 2045 | 1.0663 | Final Energy¦Residential and Commercial¦Electricity
Downscaling[REMIND-MAgPIE 3.2-4.6 IntegratedPhysicalDamages (95th-high)] | Nationally Determined Contributions (NDCs) | DEU | Final Energy¦Residential and Commercial¦Electricity | EJ/yr | Final Energy¦Residential and Commercial¦Electricity | demand_projection | elc_buildings | 2050 | 1.0277 | Final Energy¦Residential and Commercial¦Electricity
Downscaling[REMIND-MAgPIE 3.2-4.6 IntegratedPhysicalDamages (95th-high)] | Nationally Determined Contributions (NDCs) | DEU | Final Energy¦Residential and Commercial¦Electricity | EJ/yr | Final Energy¦Residential and Commercial¦Electricity | demand_projection | elc_buildings | 2055 | 0.9652 | Final Energy¦Residential and Commercial¦Electricity
Downscaling[REMIND-MAgPIE 3.2-4.6 IntegratedPhysicalDamages (95th-high)] | Nationally Determined Contributions (NDCs) | DEU | Final Energy¦Residential and Commercial¦Electricity | EJ/yr | Final Energy¦Residential and Commercial¦Electricity | demand_projection | elc_buildings | 2060 | 0.9632 | Final Energy¦Residential and Commercial¦Electricity
Downscaling[REMIND-MAgPIE 3.2-4.6 IntegratedPhysicalDamages (95th-high)] | Nationally Determined Contributions (NDCs) | DEU | Final Energy¦Residential and Commercial¦Electricity | EJ/yr | Final Energy¦Residential and Commercial¦Electricity | demand_projection | elc_buildings | 2065 | 0.9552 | Final Energy¦Residential and Commercial¦Electricity
Downscaling[REMIND-MAgPIE 3.2-4.6 IntegratedPhysicalDamages (95th-high)] | Nationally Determined Contributions (NDCs) | DEU | Final Energy¦Residential and Commercial¦Electricity | EJ/yr | Final Energy¦Residential and Commercial¦Electricity | demand_projection | elc_buildings | 2070 | 0.9359 | Final Energy¦Residential and Commercial¦Electricity
Downscaling[REMIND-MAgPIE 3.2-4.6 IntegratedPhysicalDamages (95th-high)] | Nationally Determined Contributions (NDCs) | DEU | Final Energy¦Residential and Commercial¦Electricity | EJ/yr | Final Energy¦Residential and Commercial¦Electricity | demand_projection | elc_buildings | 2075 | 0.9263 | Final Energy¦Residential and Commercial¦Electricity
Downscaling[REMIND-MAgPIE 3.2-4.6 IntegratedPhysicalDamages (95th-high)] | Nationally Determined Contributions (NDCs) | DEU | Final Energy¦Residential and Commercial¦Electricity | EJ/yr | Final Energy¦Residential and Commercial¦Electricity | demand_projection | elc_buildings | 2080 | 0.9364 | Final Energy¦Residential and Commercial¦Electricity
Downscaling[REMIND-MAgPIE 3.2-4.6 IntegratedPhysicalDamages (95th-high)] | Nationally Determined Contributions (NDCs) | DEU | Final Energy¦Residential and Commercial¦Electricity | EJ/yr | Final Energy¦Residential and Commercial¦Electricity | demand_projection | elc_buildings | 2085 | 0.9667 | Final Energy¦Residential and Commercial¦Electricity
Downscaling[REMIND-MAgPIE 3.2-4.6 IntegratedPhysicalDamages (95th-high)] | Nationally Determined Contributions (NDCs) | DEU | Final Energy¦Residential and Commercial¦Electricity | EJ/yr | Final Energy¦Residential and Commercial¦Electricity | demand_projection | elc_buildings | 2090 | 0.9988 | Final Energy¦Residential and Commercial¦Electricity
Downscaling[REMIND-MAgPIE 3.2-4.6 IntegratedPhysicalDamages (95th-high)] | Nationally Determined Contributions (NDCs) | DEU | Final Energy¦Residential and Commercial¦Electricity | EJ/yr | Final Energy¦Residential and Commercial¦Electricity | demand_projection | elc_buildings | 2095 | 1.0341 | Final Energy¦Residential and Commercial¦Electricity
Downscaling[REMIND-MAgPIE 3.2-4.6 IntegratedPhysicalDamages (95th-high)] | Nationally Determined Contributions (NDCs) | DEU | Final Energy¦Residential and Commercial¦Electricity | EJ/yr | Final Energy¦Residential and Commercial¦Electricity | demand_projection | elc_buildings | 2100 | 1.0664 | Final Energy¦Residential and Commercial¦Electricity
Downscaling[REMIND-MAgPIE 3.2-4.6 IntegratedPhysicalDamages (95th-high)] | Nationally Determined Contributions (NDCs) | DEU | Final Energy¦Transportation¦Electricity | EJ/yr | Final Energy¦Transportation¦Electricity | demand_projection | elc_transport | 2020 | 0.0811 | Final Energy¦Transportation¦Electricity
Downscaling[REMIND-MAgPIE 3.2-4.6 IntegratedPhysicalDamages (95th-high)] | Nationally Determined Contributions (NDCs) | DEU | Final Energy¦Transportation¦Electricity | EJ/yr | Final Energy¦Transportation¦Electricity | demand_projection | elc_transport | 2025 | 0.1879 | Final Energy¦Transportation¦Electricity
Downscaling[REMIND-MAgPIE 3.2-4.6 IntegratedPhysicalDamages (95th-high)] | Nationally Determined Contributions (NDCs) | DEU | Final Energy¦Transportation¦Electricity | EJ/yr | Final Energy¦Transportation¦Electricity | demand_projection | elc_transport | 2030 | 0.3314 | Final Energy¦Transportation¦Electricity
Downscaling[REMIND-MAgPIE 3.2-4.6 IntegratedPhysicalDamages (95th-high)] | Nationally Determined Contributions (NDCs) | DEU | Final Energy¦Transportation¦Electricity | EJ/yr | Final Energy¦Transportation¦Electricity | demand_projection | elc_transport | 2035 | 0.4294 | Final Energy¦Transportation¦Electricity
Downscaling[REMIND-MAgPIE 3.2-4.6 IntegratedPhysicalDamages (95th-high)] | Nationally Determined Contributions (NDCs) | DEU | Final Energy¦Transportation¦Electricity | EJ/yr | Final Energy¦Transportation¦Electricity | demand_projection | elc_transport | 2040 | 0.4492 | Final Energy¦Transportation¦Electricity
Downscaling[REMIND-MAgPIE 3.2-4.6 IntegratedPhysicalDamages (95th-high)] | Nationally Determined Contributions (NDCs) | DEU | Final Energy¦Transportation¦Electricity | EJ/yr | Final Energy¦Transportation¦Electricity | demand_projection | elc_transport | 2045 | 0.4498 | Final Energy¦Transportation¦Electricity
Downscaling[REMIND-MAgPIE 3.2-4.6 IntegratedPhysicalDamages (95th-high)] | Nationally Determined Contributions (NDCs) | DEU | Final Energy¦Transportation¦Electricity | EJ/yr | Final Energy¦Transportation¦Electricity | demand_projection | elc_transport | 2050 | 0.4418 | Final Energy¦Transportation¦Electricity
Downscaling[REMIND-MAgPIE 3.2-4.6 IntegratedPhysicalDamages (95th-high)] | Nationally Determined Contributions (NDCs) | DEU | Final Energy¦Transportation¦Electricity | EJ/yr | Final Energy¦Transportation¦Electricity | demand_projection | elc_transport | 2055 | 0.4435 | Final Energy¦Transportation¦Electricity
Downscaling[REMIND-MAgPIE 3.2-4.6 IntegratedPhysicalDamages (95th-high)] | Nationally Determined Contributions (NDCs) | DEU | Final Energy¦Transportation¦Electricity | EJ/yr | Final Energy¦Transportation¦Electricity | demand_projection | elc_transport | 2060 | 0.4436 | Final Energy¦Transportation¦Electricity
Downscaling[REMIND-MAgPIE 3.2-4.6 IntegratedPhysicalDamages (95th-high)] | Nationally Determined Contributions (NDCs) | DEU | Final Energy¦Transportation¦Electricity | EJ/yr | Final Energy¦Transportation¦Electricity | demand_projection | elc_transport | 2065 | 0.4296 | Final Energy¦Transportation¦Electricity
Downscaling[REMIND-MAgPIE 3.2-4.6 IntegratedPhysicalDamages (95th-high)] | Nationally Determined Contributions (NDCs) | DEU | Final Energy¦Transportation¦Electricity | EJ/yr | Final Energy¦Transportation¦Electricity | demand_projection | elc_transport | 2070 | 0.4155 | Final Energy¦Transportation¦Electricity
Downscaling[REMIND-MAgPIE 3.2-4.6 IntegratedPhysicalDamages (95th-high)] | Nationally Determined Contributions (NDCs) | DEU | Final Energy¦Transportation¦Electricity | EJ/yr | Final Energy¦Transportation¦Electricity | demand_projection | elc_transport | 2075 | 0.3947 | Final Energy¦Transportation¦Electricity
Downscaling[REMIND-MAgPIE 3.2-4.6 IntegratedPhysicalDamages (95th-high)] | Nationally Determined Contributions (NDCs) | DEU | Final Energy¦Transportation¦Electricity | EJ/yr | Final Energy¦Transportation¦Electricity | demand_projection | elc_transport | 2080 | 0.384 | Final Energy¦Transportation¦Electricity
Downscaling[REMIND-MAgPIE 3.2-4.6 IntegratedPhysicalDamages (95th-high)] | Nationally Determined Contributions (NDCs) | DEU | Final Energy¦Transportation¦Electricity | EJ/yr | Final Energy¦Transportation¦Electricity | demand_projection | elc_transport | 2085 | 0.3811 | Final Energy¦Transportation¦Electricity
Downscaling[REMIND-MAgPIE 3.2-4.6 IntegratedPhysicalDamages (95th-high)] | Nationally Determined Contributions (NDCs) | DEU | Final Energy¦Transportation¦Electricity | EJ/yr | Final Energy¦Transportation¦Electricity | demand_projection | elc_transport | 2090 | 0.3798 | Final Energy¦Transportation¦Electricity
Downscaling[REMIND-MAgPIE 3.2-4.6 IntegratedPhysicalDamages (95th-high)] | Nationally Determined Contributions (NDCs) | DEU | Final Energy¦Transportation¦Electricity | EJ/yr | Final Energy¦Transportation¦Electricity | demand_projection | elc_transport | 2095 | 0.379 | Final Energy¦Transportation¦Electricity
Downscaling[REMIND-MAgPIE 3.2-4.6 IntegratedPhysicalDamages (95th-high)] | Nationally Determined Contributions (NDCs) | DEU | Final Energy¦Transportation¦Electricity | EJ/yr | Final Energy¦Transportation¦Electricity | demand_projection | elc_transport | 2100 | 0.3784 | Final Energy¦Transportation¦Electricity
Downscaling[REMIND-MAgPIE 3.2-4.6 IntegratedPhysicalDamages (95th-high)] | Nationally Determined Contributions (NDCs) | DEU | Secondary Energy¦Hydrogen | EJ/yr | Secondary Energy¦Hydrogen | demand_projection | hydrogen_allsect | 2020 | 0.0124 | Secondary Energy¦Hydrogen
Downscaling[REMIND-MAgPIE 3.2-4.6 IntegratedPhysicalDamages (95th-high)] | Nationally Determined Contributions (NDCs) | DEU | Secondary Energy¦Hydrogen | EJ/yr | Secondary Energy¦Hydrogen | demand_projection | hydrogen_allsect | 2025 | 0.0445 | Secondary Energy¦Hydrogen
Downscaling[REMIND-MAgPIE 3.2-4.6 IntegratedPhysicalDamages (95th-high)] | Nationally Determined Contributions (NDCs) | DEU | Secondary Energy¦Hydrogen | EJ/yr | Secondary Energy¦Hydrogen | demand_projection | hydrogen_allsect | 2030 | 0.0669 | Secondary Energy¦Hydrogen
Downscaling[REMIND-MAgPIE 3.2-4.6 IntegratedPhysicalDamages (95th-high)] | Nationally Determined Contributions (NDCs) | DEU | Secondary Energy¦Hydrogen | EJ/yr | Secondary Energy¦Hydrogen | demand_projection | hydrogen_allsect | 2035 | 0.0904 | Secondary Energy¦Hydrogen
Downscaling[REMIND-MAgPIE 3.2-4.6 IntegratedPhysicalDamages (95th-high)] | Nationally Determined Contributions (NDCs) | DEU | Secondary Energy¦Hydrogen | EJ/yr | Secondary Energy¦Hydrogen | demand_projection | hydrogen_allsect | 2040 | 0.1331 | Secondary Energy¦Hydrogen
Downscaling[REMIND-MAgPIE 3.2-4.6 IntegratedPhysicalDamages (95th-high)] | Nationally Determined Contributions (NDCs) | DEU | Secondary Energy¦Hydrogen | EJ/yr | Secondary Energy¦Hydrogen | demand_projection | hydrogen_allsect | 2045 | 0.2092 | Secondary Energy¦Hydrogen
Downscaling[REMIND-MAgPIE 3.2-4.6 IntegratedPhysicalDamages (95th-high)] | Nationally Determined Contributions (NDCs) | DEU | Secondary Energy¦Hydrogen | EJ/yr | Secondary Energy¦Hydrogen | demand_projection | hydrogen_allsect | 2050 | 0.2848 | Secondary Energy¦Hydrogen
Downscaling[REMIND-MAgPIE 3.2-4.6 IntegratedPhysicalDamages (95th-high)] | Nationally Determined Contributions (NDCs) | DEU | Secondary Energy¦Hydrogen | EJ/yr | Secondary Energy¦Hydrogen | demand_projection | hydrogen_allsect | 2055 | 0.3415 | Secondary Energy¦Hydrogen
Downscaling[REMIND-MAgPIE 3.2-4.6 IntegratedPhysicalDamages (95th-high)] | Nationally Determined Contributions (NDCs) | DEU | Secondary Energy¦Hydrogen | EJ/yr | Secondary Energy¦Hydrogen | demand_projection | hydrogen_allsect | 2060 | 0.4025 | Secondary Energy¦Hydrogen
Downscaling[REMIND-MAgPIE 3.2-4.6 IntegratedPhysicalDamages (95th-high)] | Nationally Determined Contributions (NDCs) | DEU | Secondary Energy¦Hydrogen | EJ/yr | Secondary Energy¦Hydrogen | demand_projection | hydrogen_allsect | 2065 | 0.3902 | Secondary Energy¦Hydrogen
Downscaling[REMIND-MAgPIE 3.2-4.6 IntegratedPhysicalDamages (95th-high)] | Nationally Determined Contributions (NDCs) | DEU | Secondary Energy¦Hydrogen | EJ/yr | Secondary Energy¦Hydrogen | demand_projection | hydrogen_allsect | 2070 | 0.3742 | Secondary Energy¦Hydrogen
Downscaling[REMIND-MAgPIE 3.2-4.6 IntegratedPhysicalDamages (95th-high)] | Nationally Determined Contributions (NDCs) | DEU | Secondary Energy¦Hydrogen | EJ/yr | Secondary Energy¦Hydrogen | demand_projection | hydrogen_allsect | 2075 | 0.3731 | Secondary Energy¦Hydrogen
Downscaling[REMIND-MAgPIE 3.2-4.6 IntegratedPhysicalDamages (95th-high)] | Nationally Determined Contributions (NDCs) | DEU | Secondary Energy¦Hydrogen | EJ/yr | Secondary Energy¦Hydrogen | demand_projection | hydrogen_allsect | 2080 | 0.3604 | Secondary Energy¦Hydrogen
Downscaling[REMIND-MAgPIE 3.2-4.6 IntegratedPhysicalDamages (95th-high)] | Nationally Determined Contributions (NDCs) | DEU | Secondary Energy¦Hydrogen | EJ/yr | Secondary Energy¦Hydrogen | demand_projection | hydrogen_allsect | 2085 | 0.3603 | Secondary Energy¦Hydrogen
Downscaling[REMIND-MAgPIE 3.2-4.6 IntegratedPhysicalDamages (95th-high)] | Nationally Determined Contributions (NDCs) | DEU | Secondary Energy¦Hydrogen | EJ/yr | Secondary Energy¦Hydrogen | demand_projection | hydrogen_allsect | 2090 | 0.3605 | Secondary Energy¦Hydrogen
Downscaling[REMIND-MAgPIE 3.2-4.6 IntegratedPhysicalDamages (95th-high)] | Nationally Determined Contributions (NDCs) | DEU | Secondary Energy¦Hydrogen | EJ/yr | Secondary Energy¦Hydrogen | demand_projection | hydrogen_allsect | 2095 | 0.3528 | Secondary Energy¦Hydrogen
Downscaling[REMIND-MAgPIE 3.2-4.6 IntegratedPhysicalDamages (95th-high)] | Nationally Determined Contributions (NDCs) | DEU | Secondary Energy¦Hydrogen | EJ/yr | Secondary Energy¦Hydrogen | demand_projection | hydrogen_allsect | 2100 | 0.3439 | Secondary Energy¦Hydrogen
Downscaling[REMIND-MAgPIE 3.2-4.6 IntegratedPhysicalDamages (95th-high)] | Nationally Determined Contributions (NDCs) | DEU | Secondary Energy¦Electricity¦Coal | EJ/yr | Secondary Energy¦Electricity¦Coal | elec_co2 |  | 2020 | 0.6796 | Secondary Energy¦Electricity¦Coal | 94
Downscaling[REMIND-MAgPIE 3.2-4.6 IntegratedPhysicalDamages (95th-high)] | Nationally Determined Contributions (NDCs) | DEU | Secondary Energy¦Electricity¦Coal | EJ/yr | Secondary Energy¦Electricity¦Coal | elec_co2 |  | 2025 | 0.2227 | Secondary Energy¦Electricity¦Coal | 94
Downscaling[REMIND-MAgPIE 3.2-4.6 IntegratedPhysicalDamages (95th-high)] | Nationally Determined Contributions (NDCs) | DEU | Secondary Energy¦Electricity¦Coal | EJ/yr | Secondary Energy¦Electricity¦Coal | elec_co2 |  | 2030 | 0.0007 | Secondary Energy¦Electricity¦Coal | 94
Downscaling[REMIND-MAgPIE 3.2-4.6 IntegratedPhysicalDamages (95th-high)] | Nationally Determined Contributions (NDCs) | DEU | Secondary Energy¦Electricity¦Coal | EJ/yr | Secondary Energy¦Electricity¦Coal | elec_co2 |  | 2035 | 0.0006 | Secondary Energy¦Electricity¦Coal | 94
Downscaling[REMIND-MAgPIE 3.2-4.6 IntegratedPhysicalDamages (95th-high)] | Nationally Determined Contributions (NDCs) | DEU | Secondary Energy¦Electricity¦Coal | EJ/yr | Secondary Energy¦Electricity¦Coal | elec_co2 |  | 2040 | 0.0004 | Secondary Energy¦Electricity¦Coal | 94
Downscaling[REMIND-MAgPIE 3.2-4.6 IntegratedPhysicalDamages (95th-high)] | Nationally Determined Contributions (NDCs) | DEU | Secondary Energy¦Electricity¦Coal | EJ/yr | Secondary Energy¦Electricity¦Coal | elec_co2 |  | 2045 | 0.0003 | Secondary Energy¦Electricity¦Coal | 94
Downscaling[REMIND-MAgPIE 3.2-4.6 IntegratedPhysicalDamages (95th-high)] | Nationally Determined Contributions (NDCs) | DEU | Secondary Energy¦Electricity¦Coal | EJ/yr | Secondary Energy¦Electricity¦Coal | elec_co2 |  | 2050 | 0.0001 | Secondary Energy¦Electricity¦Coal | 94
Downscaling[REMIND-MAgPIE 3.2-4.6 IntegratedPhysicalDamages (95th-high)] | Nationally Determined Contributions (NDCs) | DEU | Secondary Energy¦Electricity¦Coal | EJ/yr | Secondary Energy¦Electricity¦Coal | elec_co2 |  | 2055 | 0 | Secondary Energy¦Electricity¦Coal | 94
Downscaling[REMIND-MAgPIE 3.2-4.6 IntegratedPhysicalDamages (95th-high)] | Nationally Determined Contributions (NDCs) | DEU | Secondary Energy¦Electricity¦Coal | EJ/yr | Secondary Energy¦Electricity¦Coal | elec_co2 |  | 2060 | 0 | Secondary Energy¦Electricity¦Coal | 94
Downscaling[REMIND-MAgPIE 3.2-4.6 IntegratedPhysicalDamages (95th-high)] | Nationally Determined Contributions (NDCs) | DEU | Secondary Energy¦Electricity¦Coal | EJ/yr | Secondary Energy¦Electricity¦Coal | elec_co2 |  | 2065 | 0 | Secondary Energy¦Electricity¦Coal | 94
Downscaling[REMIND-MAgPIE 3.2-4.6 IntegratedPhysicalDamages (95th-high)] | Nationally Determined Contributions (NDCs) | DEU | Secondary Energy¦Electricity¦Coal | EJ/yr | Secondary Energy¦Electricity¦Coal | elec_co2 |  | 2070 | 0 | Secondary Energy¦Electricity¦Coal | 94
Downscaling[REMIND-MAgPIE 3.2-4.6 IntegratedPhysicalDamages (95th-high)] | Nationally Determined Contributions (NDCs) | DEU | Secondary Energy¦Electricity¦Coal | EJ/yr | Secondary Energy¦Electricity¦Coal | elec_co2 |  | 2075 | 0 | Secondary Energy¦Electricity¦Coal | 94
Downscaling[REMIND-MAgPIE 3.2-4.6 IntegratedPhysicalDamages (95th-high)] | Nationally Determined Contributions (NDCs) | DEU | Secondary Energy¦Electricity¦Coal | EJ/yr | Secondary Energy¦Electricity¦Coal | elec_co2 |  | 2080 | 0 | Secondary Energy¦Electricity¦Coal | 94
Downscaling[REMIND-MAgPIE 3.2-4.6 IntegratedPhysicalDamages (95th-high)] | Nationally Determined Contributions (NDCs) | DEU | Secondary Energy¦Electricity¦Coal | EJ/yr | Secondary Energy¦Electricity¦Coal | elec_co2 |  | 2085 | 0 | Secondary Energy¦Electricity¦Coal | 94
Downscaling[REMIND-MAgPIE 3.2-4.6 IntegratedPhysicalDamages (95th-high)] | Nationally Determined Contributions (NDCs) | DEU | Secondary Energy¦Electricity¦Coal | EJ/yr | Secondary Energy¦Electricity¦Coal | elec_co2 |  | 2090 | 0 | Secondary Energy¦Electricity¦Coal | 94
Downscaling[REMIND-MAgPIE 3.2-4.6 IntegratedPhysicalDamages (95th-high)] | Nationally Determined Contributions (NDCs) | DEU | Secondary Energy¦Electricity¦Coal | EJ/yr | Secondary Energy¦Electricity¦Coal | elec_co2 |  | 2095 | 0 | Secondary Energy¦Electricity¦Coal | 94
Downscaling[REMIND-MAgPIE 3.2-4.6 IntegratedPhysicalDamages (95th-high)] | Nationally Determined Contributions (NDCs) | DEU | Secondary Energy¦Electricity¦Coal | EJ/yr | Secondary Energy¦Electricity¦Coal | elec_co2 |  | 2100 | 0 | Secondary Energy¦Electricity¦Coal | 94
Downscaling[REMIND-MAgPIE 3.2-4.6 IntegratedPhysicalDamages (95th-high)] | Nationally Determined Contributions (NDCs) | DEU | Secondary Energy¦Electricity¦Gas | EJ/yr | Secondary Energy¦Electricity¦Gas | elec_co2 |  | 2020 | 0.4422 | Secondary Energy¦Electricity¦Gas | 55
Downscaling[REMIND-MAgPIE 3.2-4.6 IntegratedPhysicalDamages (95th-high)] | Nationally Determined Contributions (NDCs) | DEU | Secondary Energy¦Electricity¦Gas | EJ/yr | Secondary Energy¦Electricity¦Gas | elec_co2 |  | 2025 | 0.4352 | Secondary Energy¦Electricity¦Gas | 55
Downscaling[REMIND-MAgPIE 3.2-4.6 IntegratedPhysicalDamages (95th-high)] | Nationally Determined Contributions (NDCs) | DEU | Secondary Energy¦Electricity¦Gas | EJ/yr | Secondary Energy¦Electricity¦Gas | elec_co2 |  | 2030 | 0.148 | Secondary Energy¦Electricity¦Gas | 55
Downscaling[REMIND-MAgPIE 3.2-4.6 IntegratedPhysicalDamages (95th-high)] | Nationally Determined Contributions (NDCs) | DEU | Secondary Energy¦Electricity¦Gas | EJ/yr | Secondary Energy¦Electricity¦Gas | elec_co2 |  | 2035 | 0.0487 | Secondary Energy¦Electricity¦Gas | 55
Downscaling[REMIND-MAgPIE 3.2-4.6 IntegratedPhysicalDamages (95th-high)] | Nationally Determined Contributions (NDCs) | DEU | Secondary Energy¦Electricity¦Gas | EJ/yr | Secondary Energy¦Electricity¦Gas | elec_co2 |  | 2040 | 0.0048 | Secondary Energy¦Electricity¦Gas | 55
Downscaling[REMIND-MAgPIE 3.2-4.6 IntegratedPhysicalDamages (95th-high)] | Nationally Determined Contributions (NDCs) | DEU | Secondary Energy¦Electricity¦Gas | EJ/yr | Secondary Energy¦Electricity¦Gas | elec_co2 |  | 2045 | 0.0037 | Secondary Energy¦Electricity¦Gas | 55
Downscaling[REMIND-MAgPIE 3.2-4.6 IntegratedPhysicalDamages (95th-high)] | Nationally Determined Contributions (NDCs) | DEU | Secondary Energy¦Electricity¦Gas | EJ/yr | Secondary Energy¦Electricity¦Gas | elec_co2 |  | 2050 | 0.0025 | Secondary Energy¦Electricity¦Gas | 55
Downscaling[REMIND-MAgPIE 3.2-4.6 IntegratedPhysicalDamages (95th-high)] | Nationally Determined Contributions (NDCs) | DEU | Secondary Energy¦Electricity¦Gas | EJ/yr | Secondary Energy¦Electricity¦Gas | elec_co2 |  | 2055 | 0.0017 | Secondary Energy¦Electricity¦Gas | 55
Downscaling[REMIND-MAgPIE 3.2-4.6 IntegratedPhysicalDamages (95th-high)] | Nationally Determined Contributions (NDCs) | DEU | Secondary Energy¦Electricity¦Gas | EJ/yr | Secondary Energy¦Electricity¦Gas | elec_co2 |  | 2060 | 0.0013 | Secondary Energy¦Electricity¦Gas | 55
Downscaling[REMIND-MAgPIE 3.2-4.6 IntegratedPhysicalDamages (95th-high)] | Nationally Determined Contributions (NDCs) | DEU | Secondary Energy¦Electricity¦Gas | EJ/yr | Secondary Energy¦Electricity¦Gas | elec_co2 |  | 2065 | 0.0008 | Secondary Energy¦Electricity¦Gas | 55
Downscaling[REMIND-MAgPIE 3.2-4.6 IntegratedPhysicalDamages (95th-high)] | Nationally Determined Contributions (NDCs) | DEU | Secondary Energy¦Electricity¦Gas | EJ/yr | Secondary Energy¦Electricity¦Gas | elec_co2 |  | 2070 | 0.0002 | Secondary Energy¦Electricity¦Gas | 55
Downscaling[REMIND-MAgPIE 3.2-4.6 IntegratedPhysicalDamages (95th-high)] | Nationally Determined Contributions (NDCs) | DEU | Secondary Energy¦Electricity¦Gas | EJ/yr | Secondary Energy¦Electricity¦Gas | elec_co2 |  | 2075 | 0.0001 | Secondary Energy¦Electricity¦Gas | 55
Downscaling[REMIND-MAgPIE 3.2-4.6 IntegratedPhysicalDamages (95th-high)] | Nationally Determined Contributions (NDCs) | DEU | Secondary Energy¦Electricity¦Gas | EJ/yr | Secondary Energy¦Electricity¦Gas | elec_co2 |  | 2080 | 0 | Secondary Energy¦Electricity¦Gas | 55
Downscaling[REMIND-MAgPIE 3.2-4.6 IntegratedPhysicalDamages (95th-high)] | Nationally Determined Contributions (NDCs) | DEU | Secondary Energy¦Electricity¦Gas | EJ/yr | Secondary Energy¦Electricity¦Gas | elec_co2 |  | 2085 | 0 | Secondary Energy¦Electricity¦Gas | 55
Downscaling[REMIND-MAgPIE 3.2-4.6 IntegratedPhysicalDamages (95th-high)] | Nationally Determined Contributions (NDCs) | DEU | Secondary Energy¦Electricity¦Gas | EJ/yr | Secondary Energy¦Electricity¦Gas | elec_co2 |  | 2090 | 0 | Secondary Energy¦Electricity¦Gas | 55
Downscaling[REMIND-MAgPIE 3.2-4.6 IntegratedPhysicalDamages (95th-high)] | Nationally Determined Contributions (NDCs) | DEU | Secondary Energy¦Electricity¦Gas | EJ/yr | Secondary Energy¦Electricity¦Gas | elec_co2 |  | 2095 | 0 | Secondary Energy¦Electricity¦Gas | 55
Downscaling[REMIND-MAgPIE 3.2-4.6 IntegratedPhysicalDamages (95th-high)] | Nationally Determined Contributions (NDCs) | DEU | Secondary Energy¦Electricity¦Gas | EJ/yr | Secondary Energy¦Electricity¦Gas | elec_co2 |  | 2100 | 0 | Secondary Energy¦Electricity¦Gas | 55
Downscaling[REMIND-MAgPIE 3.2-4.6 IntegratedPhysicalDamages (95th-high)] | Nationally Determined Contributions (NDCs) | DEU | Secondary Energy¦Electricity¦Oil | EJ/yr | Secondary Energy¦Electricity¦Oil | elec_co2 |  | 2020 | 0.016 | Secondary Energy¦Electricity¦Oil | 70
Downscaling[REMIND-MAgPIE 3.2-4.6 IntegratedPhysicalDamages (95th-high)] | Nationally Determined Contributions (NDCs) | DEU | Secondary Energy¦Electricity¦Oil | EJ/yr | Secondary Energy¦Electricity¦Oil | elec_co2 |  | 2025 | 0.0096 | Secondary Energy¦Electricity¦Oil | 70
Downscaling[REMIND-MAgPIE 3.2-4.6 IntegratedPhysicalDamages (95th-high)] | Nationally Determined Contributions (NDCs) | DEU | Secondary Energy¦Electricity¦Oil | EJ/yr | Secondary Energy¦Electricity¦Oil | elec_co2 |  | 2030 | 0.0037 | Secondary Energy¦Electricity¦Oil | 70
Downscaling[REMIND-MAgPIE 3.2-4.6 IntegratedPhysicalDamages (95th-high)] | Nationally Determined Contributions (NDCs) | DEU | Secondary Energy¦Electricity¦Oil | EJ/yr | Secondary Energy¦Electricity¦Oil | elec_co2 |  | 2035 | 0 | Secondary Energy¦Electricity¦Oil | 70
Downscaling[REMIND-MAgPIE 3.2-4.6 IntegratedPhysicalDamages (95th-high)] | Nationally Determined Contributions (NDCs) | DEU | Secondary Energy¦Electricity¦Oil | EJ/yr | Secondary Energy¦Electricity¦Oil | elec_co2 |  | 2040 | 0 | Secondary Energy¦Electricity¦Oil | 70
Downscaling[REMIND-MAgPIE 3.2-4.6 IntegratedPhysicalDamages (95th-high)] | Nationally Determined Contributions (NDCs) | DEU | Secondary Energy¦Electricity¦Oil | EJ/yr | Secondary Energy¦Electricity¦Oil | elec_co2 |  | 2045 | 0 | Secondary Energy¦Electricity¦Oil | 70
Downscaling[REMIND-MAgPIE 3.2-4.6 IntegratedPhysicalDamages (95th-high)] | Nationally Determined Contributions (NDCs) | DEU | Secondary Energy¦Electricity¦Oil | EJ/yr | Secondary Energy¦Electricity¦Oil | elec_co2 |  | 2050 | 0 | Secondary Energy¦Electricity¦Oil | 70
Downscaling[REMIND-MAgPIE 3.2-4.6 IntegratedPhysicalDamages (95th-high)] | Nationally Determined Contributions (NDCs) | DEU | Secondary Energy¦Electricity¦Oil | EJ/yr | Secondary Energy¦Electricity¦Oil | elec_co2 |  | 2055 | 0 | Secondary Energy¦Electricity¦Oil | 70
Downscaling[REMIND-MAgPIE 3.2-4.6 IntegratedPhysicalDamages (95th-high)] | Nationally Determined Contributions (NDCs) | DEU | Secondary Energy¦Electricity¦Oil | EJ/yr | Secondary Energy¦Electricity¦Oil | elec_co2 |  | 2060 | 0 | Secondary Energy¦Electricity¦Oil | 70
Downscaling[REMIND-MAgPIE 3.2-4.6 IntegratedPhysicalDamages (95th-high)] | Nationally Determined Contributions (NDCs) | DEU | Secondary Energy¦Electricity¦Oil | EJ/yr | Secondary Energy¦Electricity¦Oil | elec_co2 |  | 2065 | 0 | Secondary Energy¦Electricity¦Oil | 70
Downscaling[REMIND-MAgPIE 3.2-4.6 IntegratedPhysicalDamages (95th-high)] | Nationally Determined Contributions (NDCs) | DEU | Secondary Energy¦Electricity¦Oil | EJ/yr | Secondary Energy¦Electricity¦Oil | elec_co2 |  | 2070 | 0 | Secondary Energy¦Electricity¦Oil | 70
Downscaling[REMIND-MAgPIE 3.2-4.6 IntegratedPhysicalDamages (95th-high)] | Nationally Determined Contributions (NDCs) | DEU | Secondary Energy¦Electricity¦Oil | EJ/yr | Secondary Energy¦Electricity¦Oil | elec_co2 |  | 2075 | 0 | Secondary Energy¦Electricity¦Oil | 70
Downscaling[REMIND-MAgPIE 3.2-4.6 IntegratedPhysicalDamages (95th-high)] | Nationally Determined Contributions (NDCs) | DEU | Secondary Energy¦Electricity¦Oil | EJ/yr | Secondary Energy¦Electricity¦Oil | elec_co2 |  | 2080 | 0 | Secondary Energy¦Electricity¦Oil | 70
Downscaling[REMIND-MAgPIE 3.2-4.6 IntegratedPhysicalDamages (95th-high)] | Nationally Determined Contributions (NDCs) | DEU | Secondary Energy¦Electricity¦Oil | EJ/yr | Secondary Energy¦Electricity¦Oil | elec_co2 |  | 2085 | 0 | Secondary Energy¦Electricity¦Oil | 70
Downscaling[REMIND-MAgPIE 3.2-4.6 IntegratedPhysicalDamages (95th-high)] | Nationally Determined Contributions (NDCs) | DEU | Secondary Energy¦Electricity¦Oil | EJ/yr | Secondary Energy¦Electricity¦Oil | elec_co2 |  | 2090 | 0 | Secondary Energy¦Electricity¦Oil | 70
Downscaling[REMIND-MAgPIE 3.2-4.6 IntegratedPhysicalDamages (95th-high)] | Nationally Determined Contributions (NDCs) | DEU | Secondary Energy¦Electricity¦Oil | EJ/yr | Secondary Energy¦Electricity¦Oil | elec_co2 |  | 2095 | 0 | Secondary Energy¦Electricity¦Oil | 70
Downscaling[REMIND-MAgPIE 3.2-4.6 IntegratedPhysicalDamages (95th-high)] | Nationally Determined Contributions (NDCs) | DEU | Secondary Energy¦Electricity¦Oil | EJ/yr | Secondary Energy¦Electricity¦Oil | elec_co2 |  | 2100 | 0 | Secondary Energy¦Electricity¦Oil | 70
Downscaling[REMIND-MAgPIE 3.2-4.6 IntegratedPhysicalDamages (95th-high)] | Nationally Determined Contributions (NDCs) | DEU | Price¦Primary Energy¦Biomass | US$2010/GJ | Price¦Primary Energy¦Biomass | fuel_supply | bioenergy | 2020 | 5.3799 | Price¦Primary Energy¦Biomass
Downscaling[REMIND-MAgPIE 3.2-4.6 IntegratedPhysicalDamages (95th-high)] | Nationally Determined Contributions (NDCs) | DEU | Price¦Primary Energy¦Biomass | US$2010/GJ | Price¦Primary Energy¦Biomass | fuel_supply | bioenergy | 2025 | 5.4732 | Price¦Primary Energy¦Biomass
Downscaling[REMIND-MAgPIE 3.2-4.6 IntegratedPhysicalDamages (95th-high)] | Nationally Determined Contributions (NDCs) | DEU | Price¦Primary Energy¦Biomass | US$2010/GJ | Price¦Primary Energy¦Biomass | fuel_supply | bioenergy | 2030 | 5.391 | Price¦Primary Energy¦Biomass
Downscaling[REMIND-MAgPIE 3.2-4.6 IntegratedPhysicalDamages (95th-high)] | Nationally Determined Contributions (NDCs) | DEU | Price¦Primary Energy¦Biomass | US$2010/GJ | Price¦Primary Energy¦Biomass | fuel_supply | bioenergy | 2035 | 5.7076 | Price¦Primary Energy¦Biomass
Downscaling[REMIND-MAgPIE 3.2-4.6 IntegratedPhysicalDamages (95th-high)] | Nationally Determined Contributions (NDCs) | DEU | Price¦Primary Energy¦Biomass | US$2010/GJ | Price¦Primary Energy¦Biomass | fuel_supply | bioenergy | 2040 | 5.6372 | Price¦Primary Energy¦Biomass
Downscaling[REMIND-MAgPIE 3.2-4.6 IntegratedPhysicalDamages (95th-high)] | Nationally Determined Contributions (NDCs) | DEU | Price¦Primary Energy¦Biomass | US$2010/GJ | Price¦Primary Energy¦Biomass | fuel_supply | bioenergy | 2045 | 6.6077 | Price¦Primary Energy¦Biomass
Downscaling[REMIND-MAgPIE 3.2-4.6 IntegratedPhysicalDamages (95th-high)] | Nationally Determined Contributions (NDCs) | DEU | Price¦Primary Energy¦Biomass | US$2010/GJ | Price¦Primary Energy¦Biomass | fuel_supply | bioenergy | 2050 | 7.8355 | Price¦Primary Energy¦Biomass
Downscaling[REMIND-MAgPIE 3.2-4.6 IntegratedPhysicalDamages (95th-high)] | Nationally Determined Contributions (NDCs) | DEU | Price¦Primary Energy¦Biomass | US$2010/GJ | Price¦Primary Energy¦Biomass | fuel_supply | bioenergy | 2055 | 6.8446 | Price¦Primary Energy¦Biomass
Downscaling[REMIND-MAgPIE 3.2-4.6 IntegratedPhysicalDamages (95th-high)] | Nationally Determined Contributions (NDCs) | DEU | Price¦Primary Energy¦Biomass | US$2010/GJ | Price¦Primary Energy¦Biomass | fuel_supply | bioenergy | 2060 | 13.0395 | Price¦Primary Energy¦Biomass
Downscaling[REMIND-MAgPIE 3.2-4.6 IntegratedPhysicalDamages (95th-high)] | Nationally Determined Contributions (NDCs) | DEU | Price¦Primary Energy¦Biomass | US$2010/GJ | Price¦Primary Energy¦Biomass | fuel_supply | bioenergy | 2065 | 12.2774 | Price¦Primary Energy¦Biomass
Downscaling[REMIND-MAgPIE 3.2-4.6 IntegratedPhysicalDamages (95th-high)] | Nationally Determined Contributions (NDCs) | DEU | Price¦Primary Energy¦Biomass | US$2010/GJ | Price¦Primary Energy¦Biomass | fuel_supply | bioenergy | 2070 | 11.5153 | Price¦Primary Energy¦Biomass
Downscaling[REMIND-MAgPIE 3.2-4.6 IntegratedPhysicalDamages (95th-high)] | Nationally Determined Contributions (NDCs) | DEU | Price¦Primary Energy¦Biomass | US$2010/GJ | Price¦Primary Energy¦Biomass | fuel_supply | bioenergy | 2075 | 11.0821 | Price¦Primary Energy¦Biomass
Downscaling[REMIND-MAgPIE 3.2-4.6 IntegratedPhysicalDamages (95th-high)] | Nationally Determined Contributions (NDCs) | DEU | Price¦Primary Energy¦Biomass | US$2010/GJ | Price¦Primary Energy¦Biomass | fuel_supply | bioenergy | 2080 | 10.6488 | Price¦Primary Energy¦Biomass
Downscaling[REMIND-MAgPIE 3.2-4.6 IntegratedPhysicalDamages (95th-high)] | Nationally Determined Contributions (NDCs) | DEU | Price¦Primary Energy¦Biomass | US$2010/GJ | Price¦Primary Energy¦Biomass | fuel_supply | bioenergy | 2085 | 9.9703 | Price¦Primary Energy¦Biomass
Downscaling[REMIND-MAgPIE 3.2-4.6 IntegratedPhysicalDamages (95th-high)] | Nationally Determined Contributions (NDCs) | DEU | Price¦Primary Energy¦Biomass | US$2010/GJ | Price¦Primary Energy¦Biomass | fuel_supply | bioenergy | 2090 | 9.2917 | Price¦Primary Energy¦Biomass
Downscaling[REMIND-MAgPIE 3.2-4.6 IntegratedPhysicalDamages (95th-high)] | Nationally Determined Contributions (NDCs) | DEU | Price¦Primary Energy¦Biomass | US$2010/GJ | Price¦Primary Energy¦Biomass | fuel_supply | bioenergy | 2095 | 10.1034 | Price¦Primary Energy¦Biomass
Downscaling[REMIND-MAgPIE 3.2-4.6 IntegratedPhysicalDamages (95th-high)] | Nationally Determined Contributions (NDCs) | DEU | Price¦Primary Energy¦Biomass | US$2010/GJ | Price¦Primary Energy¦Biomass | fuel_supply | bioenergy | 2100 | 10.9151 | Price¦Primary Energy¦Biomass
Downscaling[REMIND-MAgPIE 3.2-4.6 IntegratedPhysicalDamages (95th-high)] | Nationally Determined Contributions (NDCs) | DEU | Price¦Primary Energy¦Coal | US$2010/GJ | Price¦Primary Energy¦Coal | fuel_supply | coal | 2020 | 2.0344 | Price¦Primary Energy¦Coal
Downscaling[REMIND-MAgPIE 3.2-4.6 IntegratedPhysicalDamages (95th-high)] | Nationally Determined Contributions (NDCs) | DEU | Price¦Primary Energy¦Coal | US$2010/GJ | Price¦Primary Energy¦Coal | fuel_supply | coal | 2025 | 2.1207 | Price¦Primary Energy¦Coal
Downscaling[REMIND-MAgPIE 3.2-4.6 IntegratedPhysicalDamages (95th-high)] | Nationally Determined Contributions (NDCs) | DEU | Price¦Primary Energy¦Coal | US$2010/GJ | Price¦Primary Energy¦Coal | fuel_supply | coal | 2030 | 2.0808 | Price¦Primary Energy¦Coal
Downscaling[REMIND-MAgPIE 3.2-4.6 IntegratedPhysicalDamages (95th-high)] | Nationally Determined Contributions (NDCs) | DEU | Price¦Primary Energy¦Coal | US$2010/GJ | Price¦Primary Energy¦Coal | fuel_supply | coal | 2035 | 2.0582 | Price¦Primary Energy¦Coal
Downscaling[REMIND-MAgPIE 3.2-4.6 IntegratedPhysicalDamages (95th-high)] | Nationally Determined Contributions (NDCs) | DEU | Price¦Primary Energy¦Coal | US$2010/GJ | Price¦Primary Energy¦Coal | fuel_supply | coal | 2040 | 1.9161 | Price¦Primary Energy¦Coal
Downscaling[REMIND-MAgPIE 3.2-4.6 IntegratedPhysicalDamages (95th-high)] | Nationally Determined Contributions (NDCs) | DEU | Price¦Primary Energy¦Coal | US$2010/GJ | Price¦Primary Energy¦Coal | fuel_supply | coal | 2045 | 1.8178 | Price¦Primary Energy¦Coal
Downscaling[REMIND-MAgPIE 3.2-4.6 IntegratedPhysicalDamages (95th-high)] | Nationally Determined Contributions (NDCs) | DEU | Price¦Primary Energy¦Coal | US$2010/GJ | Price¦Primary Energy¦Coal | fuel_supply | coal | 2050 | 1.855 | Price¦Primary Energy¦Coal
Downscaling[REMIND-MAgPIE 3.2-4.6 IntegratedPhysicalDamages (95th-high)] | Nationally Determined Contributions (NDCs) | DEU | Price¦Primary Energy¦Coal | US$2010/GJ | Price¦Primary Energy¦Coal | fuel_supply | coal | 2055 | 1.8419 | Price¦Primary Energy¦Coal
Downscaling[REMIND-MAgPIE 3.2-4.6 IntegratedPhysicalDamages (95th-high)] | Nationally Determined Contributions (NDCs) | DEU | Price¦Primary Energy¦Coal | US$2010/GJ | Price¦Primary Energy¦Coal | fuel_supply | coal | 2060 | 2.3182 | Price¦Primary Energy¦Coal
Downscaling[REMIND-MAgPIE 3.2-4.6 IntegratedPhysicalDamages (95th-high)] | Nationally Determined Contributions (NDCs) | DEU | Price¦Primary Energy¦Coal | US$2010/GJ | Price¦Primary Energy¦Coal | fuel_supply | coal | 2065 | 2.1818 | Price¦Primary Energy¦Coal
Downscaling[REMIND-MAgPIE 3.2-4.6 IntegratedPhysicalDamages (95th-high)] | Nationally Determined Contributions (NDCs) | DEU | Price¦Primary Energy¦Coal | US$2010/GJ | Price¦Primary Energy¦Coal | fuel_supply | coal | 2070 | 2.0454 | Price¦Primary Energy¦Coal
Downscaling[REMIND-MAgPIE 3.2-4.6 IntegratedPhysicalDamages (95th-high)] | Nationally Determined Contributions (NDCs) | DEU | Price¦Primary Energy¦Coal | US$2010/GJ | Price¦Primary Energy¦Coal | fuel_supply | coal | 2075 | 2.1514 | Price¦Primary Energy¦Coal
Downscaling[REMIND-MAgPIE 3.2-4.6 IntegratedPhysicalDamages (95th-high)] | Nationally Determined Contributions (NDCs) | DEU | Price¦Primary Energy¦Coal | US$2010/GJ | Price¦Primary Energy¦Coal | fuel_supply | coal | 2080 | 2.2574 | Price¦Primary Energy¦Coal
Downscaling[REMIND-MAgPIE 3.2-4.6 IntegratedPhysicalDamages (95th-high)] | Nationally Determined Contributions (NDCs) | DEU | Price¦Primary Energy¦Coal | US$2010/GJ | Price¦Primary Energy¦Coal | fuel_supply | coal | 2085 | 2.2583 | Price¦Primary Energy¦Coal
Downscaling[REMIND-MAgPIE 3.2-4.6 IntegratedPhysicalDamages (95th-high)] | Nationally Determined Contributions (NDCs) | DEU | Price¦Primary Energy¦Coal | US$2010/GJ | Price¦Primary Energy¦Coal | fuel_supply | coal | 2090 | 2.2592 | Price¦Primary Energy¦Coal
Downscaling[REMIND-MAgPIE 3.2-4.6 IntegratedPhysicalDamages (95th-high)] | Nationally Determined Contributions (NDCs) | DEU | Price¦Primary Energy¦Coal | US$2010/GJ | Price¦Primary Energy¦Coal | fuel_supply | coal | 2095 | 2.2905 | Price¦Primary Energy¦Coal
Downscaling[REMIND-MAgPIE 3.2-4.6 IntegratedPhysicalDamages (95th-high)] | Nationally Determined Contributions (NDCs) | DEU | Price¦Primary Energy¦Coal | US$2010/GJ | Price¦Primary Energy¦Coal | fuel_supply | coal | 2100 | 2.3217 | Price¦Primary Energy¦Coal
Downscaling[REMIND-MAgPIE 3.2-4.6 IntegratedPhysicalDamages (95th-high)] | Nationally Determined Contributions (NDCs) | DEU | Price¦Primary Energy¦Gas | US$2010/GJ | Price¦Primary Energy¦Gas | fuel_supply | gas | 2020 | 3.9711 | Price¦Primary Energy¦Gas
Downscaling[REMIND-MAgPIE 3.2-4.6 IntegratedPhysicalDamages (95th-high)] | Nationally Determined Contributions (NDCs) | DEU | Price¦Primary Energy¦Gas | US$2010/GJ | Price¦Primary Energy¦Gas | fuel_supply | gas | 2025 | 4.5195 | Price¦Primary Energy¦Gas
Downscaling[REMIND-MAgPIE 3.2-4.6 IntegratedPhysicalDamages (95th-high)] | Nationally Determined Contributions (NDCs) | DEU | Price¦Primary Energy¦Gas | US$2010/GJ | Price¦Primary Energy¦Gas | fuel_supply | gas | 2030 | 4.272 | Price¦Primary Energy¦Gas
Downscaling[REMIND-MAgPIE 3.2-4.6 IntegratedPhysicalDamages (95th-high)] | Nationally Determined Contributions (NDCs) | DEU | Price¦Primary Energy¦Gas | US$2010/GJ | Price¦Primary Energy¦Gas | fuel_supply | gas | 2035 | 4.7199 | Price¦Primary Energy¦Gas
Downscaling[REMIND-MAgPIE 3.2-4.6 IntegratedPhysicalDamages (95th-high)] | Nationally Determined Contributions (NDCs) | DEU | Price¦Primary Energy¦Gas | US$2010/GJ | Price¦Primary Energy¦Gas | fuel_supply | gas | 2040 | 5.0235 | Price¦Primary Energy¦Gas
Downscaling[REMIND-MAgPIE 3.2-4.6 IntegratedPhysicalDamages (95th-high)] | Nationally Determined Contributions (NDCs) | DEU | Price¦Primary Energy¦Gas | US$2010/GJ | Price¦Primary Energy¦Gas | fuel_supply | gas | 2045 | 5.3296 | Price¦Primary Energy¦Gas
Downscaling[REMIND-MAgPIE 3.2-4.6 IntegratedPhysicalDamages (95th-high)] | Nationally Determined Contributions (NDCs) | DEU | Price¦Primary Energy¦Gas | US$2010/GJ | Price¦Primary Energy¦Gas | fuel_supply | gas | 2050 | 5.2874 | Price¦Primary Energy¦Gas
Downscaling[REMIND-MAgPIE 3.2-4.6 IntegratedPhysicalDamages (95th-high)] | Nationally Determined Contributions (NDCs) | DEU | Price¦Primary Energy¦Gas | US$2010/GJ | Price¦Primary Energy¦Gas | fuel_supply | gas | 2055 | 4.995 | Price¦Primary Energy¦Gas
Downscaling[REMIND-MAgPIE 3.2-4.6 IntegratedPhysicalDamages (95th-high)] | Nationally Determined Contributions (NDCs) | DEU | Price¦Primary Energy¦Gas | US$2010/GJ | Price¦Primary Energy¦Gas | fuel_supply | gas | 2060 | 6.0853 | Price¦Primary Energy¦Gas
Downscaling[REMIND-MAgPIE 3.2-4.6 IntegratedPhysicalDamages (95th-high)] | Nationally Determined Contributions (NDCs) | DEU | Price¦Primary Energy¦Gas | US$2010/GJ | Price¦Primary Energy¦Gas | fuel_supply | gas | 2065 | 5.9015 | Price¦Primary Energy¦Gas
Downscaling[REMIND-MAgPIE 3.2-4.6 IntegratedPhysicalDamages (95th-high)] | Nationally Determined Contributions (NDCs) | DEU | Price¦Primary Energy¦Gas | US$2010/GJ | Price¦Primary Energy¦Gas | fuel_supply | gas | 2070 | 5.7178 | Price¦Primary Energy¦Gas
Downscaling[REMIND-MAgPIE 3.2-4.6 IntegratedPhysicalDamages (95th-high)] | Nationally Determined Contributions (NDCs) | DEU | Price¦Primary Energy¦Gas | US$2010/GJ | Price¦Primary Energy¦Gas | fuel_supply | gas | 2075 | 5.7191 | Price¦Primary Energy¦Gas
Downscaling[REMIND-MAgPIE 3.2-4.6 IntegratedPhysicalDamages (95th-high)] | Nationally Determined Contributions (NDCs) | DEU | Price¦Primary Energy¦Gas | US$2010/GJ | Price¦Primary Energy¦Gas | fuel_supply | gas | 2080 | 5.7204 | Price¦Primary Energy¦Gas
Downscaling[REMIND-MAgPIE 3.2-4.6 IntegratedPhysicalDamages (95th-high)] | Nationally Determined Contributions (NDCs) | DEU | Price¦Primary Energy¦Gas | US$2010/GJ | Price¦Primary Energy¦Gas | fuel_supply | gas | 2085 | 5.7714 | Price¦Primary Energy¦Gas
Downscaling[REMIND-MAgPIE 3.2-4.6 IntegratedPhysicalDamages (95th-high)] | Nationally Determined Contributions (NDCs) | DEU | Price¦Primary Energy¦Gas | US$2010/GJ | Price¦Primary Energy¦Gas | fuel_supply | gas | 2090 | 5.8225 | Price¦Primary Energy¦Gas
Downscaling[REMIND-MAgPIE 3.2-4.6 IntegratedPhysicalDamages (95th-high)] | Nationally Determined Contributions (NDCs) | DEU | Price¦Primary Energy¦Gas | US$2010/GJ | Price¦Primary Energy¦Gas | fuel_supply | gas | 2095 | 5.8514 | Price¦Primary Energy¦Gas
Downscaling[REMIND-MAgPIE 3.2-4.6 IntegratedPhysicalDamages (95th-high)] | Nationally Determined Contributions (NDCs) | DEU | Price¦Primary Energy¦Gas | US$2010/GJ | Price¦Primary Energy¦Gas | fuel_supply | gas | 2100 | 5.8804 | Price¦Primary Energy¦Gas
Downscaling[REMIND-MAgPIE 3.2-4.6 IntegratedPhysicalDamages (95th-high)] | Nationally Determined Contributions (NDCs) | DEU | Price¦Secondary Energy¦Liquids¦Oil | US$2010/GJ | Price¦Secondary Energy¦Liquids¦Oil | fuel_supply | oil | 2020 | 82.2847 | Price¦Secondary Energy¦Liquids¦Oil
Downscaling[REMIND-MAgPIE 3.2-4.6 IntegratedPhysicalDamages (95th-high)] | Nationally Determined Contributions (NDCs) | DEU | Price¦Secondary Energy¦Liquids¦Oil | US$2010/GJ | Price¦Secondary Energy¦Liquids¦Oil | fuel_supply | oil | 2025 | 90.3748 | Price¦Secondary Energy¦Liquids¦Oil
Downscaling[REMIND-MAgPIE 3.2-4.6 IntegratedPhysicalDamages (95th-high)] | Nationally Determined Contributions (NDCs) | DEU | Price¦Secondary Energy¦Liquids¦Oil | US$2010/GJ | Price¦Secondary Energy¦Liquids¦Oil | fuel_supply | oil | 2030 | 91.6186 | Price¦Secondary Energy¦Liquids¦Oil
Downscaling[REMIND-MAgPIE 3.2-4.6 IntegratedPhysicalDamages (95th-high)] | Nationally Determined Contributions (NDCs) | DEU | Price¦Secondary Energy¦Liquids¦Oil | US$2010/GJ | Price¦Secondary Energy¦Liquids¦Oil | fuel_supply | oil | 2035 | 84.6094 | Price¦Secondary Energy¦Liquids¦Oil
Downscaling[REMIND-MAgPIE 3.2-4.6 IntegratedPhysicalDamages (95th-high)] | Nationally Determined Contributions (NDCs) | DEU | Price¦Secondary Energy¦Liquids¦Oil | US$2010/GJ | Price¦Secondary Energy¦Liquids¦Oil | fuel_supply | oil | 2040 | 101.1498 | Price¦Secondary Energy¦Liquids¦Oil
Downscaling[REMIND-MAgPIE 3.2-4.6 IntegratedPhysicalDamages (95th-high)] | Nationally Determined Contributions (NDCs) | DEU | Price¦Secondary Energy¦Liquids¦Oil | US$2010/GJ | Price¦Secondary Energy¦Liquids¦Oil | fuel_supply | oil | 2045 | 118.9663 | Price¦Secondary Energy¦Liquids¦Oil
Downscaling[REMIND-MAgPIE 3.2-4.6 IntegratedPhysicalDamages (95th-high)] | Nationally Determined Contributions (NDCs) | DEU | Price¦Secondary Energy¦Liquids¦Oil | US$2010/GJ | Price¦Secondary Energy¦Liquids¦Oil | fuel_supply | oil | 2050 | 134.0035 | Price¦Secondary Energy¦Liquids¦Oil
Downscaling[REMIND-MAgPIE 3.2-4.6 IntegratedPhysicalDamages (95th-high)] | Nationally Determined Contributions (NDCs) | DEU | Price¦Secondary Energy¦Liquids¦Oil | US$2010/GJ | Price¦Secondary Energy¦Liquids¦Oil | fuel_supply | oil | 2055 | 142.4309 | Price¦Secondary Energy¦Liquids¦Oil
Downscaling[REMIND-MAgPIE 3.2-4.6 IntegratedPhysicalDamages (95th-high)] | Nationally Determined Contributions (NDCs) | DEU | Price¦Secondary Energy¦Liquids¦Oil | US$2010/GJ | Price¦Secondary Energy¦Liquids¦Oil | fuel_supply | oil | 2060 | 230.5649 | Price¦Secondary Energy¦Liquids¦Oil
Downscaling[REMIND-MAgPIE 3.2-4.6 IntegratedPhysicalDamages (95th-high)] | Nationally Determined Contributions (NDCs) | DEU | Price¦Secondary Energy¦Liquids¦Oil | US$2010/GJ | Price¦Secondary Energy¦Liquids¦Oil | fuel_supply | oil | 2065 | 273.8092 | Price¦Secondary Energy¦Liquids¦Oil
Downscaling[REMIND-MAgPIE 3.2-4.6 IntegratedPhysicalDamages (95th-high)] | Nationally Determined Contributions (NDCs) | DEU | Price¦Secondary Energy¦Liquids¦Oil | US$2010/GJ | Price¦Secondary Energy¦Liquids¦Oil | fuel_supply | oil | 2070 | 317.0534 | Price¦Secondary Energy¦Liquids¦Oil
Downscaling[REMIND-MAgPIE 3.2-4.6 IntegratedPhysicalDamages (95th-high)] | Nationally Determined Contributions (NDCs) | DEU | Price¦Secondary Energy¦Liquids¦Oil | US$2010/GJ | Price¦Secondary Energy¦Liquids¦Oil | fuel_supply | oil | 2075 | 303.6771 | Price¦Secondary Energy¦Liquids¦Oil
Downscaling[REMIND-MAgPIE 3.2-4.6 IntegratedPhysicalDamages (95th-high)] | Nationally Determined Contributions (NDCs) | DEU | Price¦Secondary Energy¦Liquids¦Oil | US$2010/GJ | Price¦Secondary Energy¦Liquids¦Oil | fuel_supply | oil | 2080 | 290.3008 | Price¦Secondary Energy¦Liquids¦Oil
Downscaling[REMIND-MAgPIE 3.2-4.6 IntegratedPhysicalDamages (95th-high)] | Nationally Determined Contributions (NDCs) | DEU | Price¦Secondary Energy¦Liquids¦Oil | US$2010/GJ | Price¦Secondary Energy¦Liquids¦Oil | fuel_supply | oil | 2085 | 276.3341 | Price¦Secondary Energy¦Liquids¦Oil
Downscaling[REMIND-MAgPIE 3.2-4.6 IntegratedPhysicalDamages (95th-high)] | Nationally Determined Contributions (NDCs) | DEU | Price¦Secondary Energy¦Liquids¦Oil | US$2010/GJ | Price¦Secondary Energy¦Liquids¦Oil | fuel_supply | oil | 2090 | 262.3673 | Price¦Secondary Energy¦Liquids¦Oil
Downscaling[REMIND-MAgPIE 3.2-4.6 IntegratedPhysicalDamages (95th-high)] | Nationally Determined Contributions (NDCs) | DEU | Price¦Secondary Energy¦Liquids¦Oil | US$2010/GJ | Price¦Secondary Energy¦Liquids¦Oil | fuel_supply | oil | 2095 | 277.7423 | Price¦Secondary Energy¦Liquids¦Oil
Downscaling[REMIND-MAgPIE 3.2-4.6 IntegratedPhysicalDamages (95th-high)] | Nationally Determined Contributions (NDCs) | DEU | Price¦Secondary Energy¦Liquids¦Oil | US$2010/GJ | Price¦Secondary Energy¦Liquids¦Oil | fuel_supply | oil | 2100 | 293.1173 | Price¦Secondary Energy¦Liquids¦Oil
Downscaling[REMIND-MAgPIE 3.2-4.6 IntegratedPhysicalDamages (95th-high)] | Nationally Determined Contributions (NDCs) | DEU | Emissions¦CO2 | Mt CO2/yr | Emissions¦CO2 | scenarios - CO2 abatement | CO2 | 2020 | 571.6633 | Emissions¦CO2
Downscaling[REMIND-MAgPIE 3.2-4.6 IntegratedPhysicalDamages (95th-high)] | Nationally Determined Contributions (NDCs) | DEU | Emissions¦CO2 | Mt CO2/yr | Emissions¦CO2 | scenarios - CO2 abatement | CO2 | 2025 | 390.8616 | Emissions¦CO2
Downscaling[REMIND-MAgPIE 3.2-4.6 IntegratedPhysicalDamages (95th-high)] | Nationally Determined Contributions (NDCs) | DEU | Emissions¦CO2 | Mt CO2/yr | Emissions¦CO2 | scenarios - CO2 abatement | CO2 | 2030 | 199.5572 | Emissions¦CO2
Downscaling[REMIND-MAgPIE 3.2-4.6 IntegratedPhysicalDamages (95th-high)] | Nationally Determined Contributions (NDCs) | DEU | Emissions¦CO2 | Mt CO2/yr | Emissions¦CO2 | scenarios - CO2 abatement | CO2 | 2035 | 109.9481 | Emissions¦CO2
Downscaling[REMIND-MAgPIE 3.2-4.6 IntegratedPhysicalDamages (95th-high)] | Nationally Determined Contributions (NDCs) | DEU | Emissions¦CO2 | Mt CO2/yr | Emissions¦CO2 | scenarios - CO2 abatement | CO2 | 2040 | 42.0922 | Emissions¦CO2
Downscaling[REMIND-MAgPIE 3.2-4.6 IntegratedPhysicalDamages (95th-high)] | Nationally Determined Contributions (NDCs) | DEU | Emissions¦CO2 | Mt CO2/yr | Emissions¦CO2 | scenarios - CO2 abatement | CO2 | 2045 | 5.0091 | Emissions¦CO2
Downscaling[REMIND-MAgPIE 3.2-4.6 IntegratedPhysicalDamages (95th-high)] | Nationally Determined Contributions (NDCs) | DEU | Emissions¦CO2 | Mt CO2/yr | Emissions¦CO2 | scenarios - CO2 abatement | CO2 | 2050 | -18.5761 | Emissions¦CO2
Downscaling[REMIND-MAgPIE 3.2-4.6 IntegratedPhysicalDamages (95th-high)] | Nationally Determined Contributions (NDCs) | DEU | Emissions¦CO2 | Mt CO2/yr | Emissions¦CO2 | scenarios - CO2 abatement | CO2 | 2055 | -27.8686 | Emissions¦CO2
Downscaling[REMIND-MAgPIE 3.2-4.6 IntegratedPhysicalDamages (95th-high)] | Nationally Determined Contributions (NDCs) | DEU | Emissions¦CO2 | Mt CO2/yr | Emissions¦CO2 | scenarios - CO2 abatement | CO2 | 2060 | -33.0962 | Emissions¦CO2
Downscaling[REMIND-MAgPIE 3.2-4.6 IntegratedPhysicalDamages (95th-high)] | Nationally Determined Contributions (NDCs) | DEU | Emissions¦CO2 | Mt CO2/yr | Emissions¦CO2 | scenarios - CO2 abatement | CO2 | 2065 | -32.9012 | Emissions¦CO2
Downscaling[REMIND-MAgPIE 3.2-4.6 IntegratedPhysicalDamages (95th-high)] | Nationally Determined Contributions (NDCs) | DEU | Emissions¦CO2 | Mt CO2/yr | Emissions¦CO2 | scenarios - CO2 abatement | CO2 | 2070 | -32.7037 | Emissions¦CO2
Downscaling[REMIND-MAgPIE 3.2-4.6 IntegratedPhysicalDamages (95th-high)] | Nationally Determined Contributions (NDCs) | DEU | Emissions¦CO2 | Mt CO2/yr | Emissions¦CO2 | scenarios - CO2 abatement | CO2 | 2075 | -31.9575 | Emissions¦CO2
Downscaling[REMIND-MAgPIE 3.2-4.6 IntegratedPhysicalDamages (95th-high)] | Nationally Determined Contributions (NDCs) | DEU | Emissions¦CO2 | Mt CO2/yr | Emissions¦CO2 | scenarios - CO2 abatement | CO2 | 2080 | -31.4396 | Emissions¦CO2
Downscaling[REMIND-MAgPIE 3.2-4.6 IntegratedPhysicalDamages (95th-high)] | Nationally Determined Contributions (NDCs) | DEU | Emissions¦CO2 | Mt CO2/yr | Emissions¦CO2 | scenarios - CO2 abatement | CO2 | 2085 | -30.9098 | Emissions¦CO2
Downscaling[REMIND-MAgPIE 3.2-4.6 IntegratedPhysicalDamages (95th-high)] | Nationally Determined Contributions (NDCs) | DEU | Emissions¦CO2 | Mt CO2/yr | Emissions¦CO2 | scenarios - CO2 abatement | CO2 | 2090 | -30.3582 | Emissions¦CO2
Downscaling[REMIND-MAgPIE 3.2-4.6 IntegratedPhysicalDamages (95th-high)] | Nationally Determined Contributions (NDCs) | DEU | Emissions¦CO2 | Mt CO2/yr | Emissions¦CO2 | scenarios - CO2 abatement | CO2 | 2095 | -26.2568 | Emissions¦CO2
Downscaling[REMIND-MAgPIE 3.2-4.6 IntegratedPhysicalDamages (95th-high)] | Nationally Determined Contributions (NDCs) | DEU | Emissions¦CO2 | Mt CO2/yr | Emissions¦CO2 | scenarios - CO2 abatement | CO2 | 2100 | -22.142 | Emissions¦CO2
Downscaling[REMIND-MAgPIE 3.2-4.6 IntegratedPhysicalDamages (95th-high)] | Nationally Determined Contributions (NDCs) | DEU | Emissions¦CO2¦Energy | Mt CO2/yr | Emissions¦CO2¦Energy | scenarios - CO2 abatement | CO2 | 2020 | 604.5884 | Emissions¦CO2¦Energy
Downscaling[REMIND-MAgPIE 3.2-4.6 IntegratedPhysicalDamages (95th-high)] | Nationally Determined Contributions (NDCs) | DEU | Emissions¦CO2¦Energy | Mt CO2/yr | Emissions¦CO2¦Energy | scenarios - CO2 abatement | CO2 | 2025 | 400.542 | Emissions¦CO2¦Energy
Downscaling[REMIND-MAgPIE 3.2-4.6 IntegratedPhysicalDamages (95th-high)] | Nationally Determined Contributions (NDCs) | DEU | Emissions¦CO2¦Energy | Mt CO2/yr | Emissions¦CO2¦Energy | scenarios - CO2 abatement | CO2 | 2030 | 217.8393 | Emissions¦CO2¦Energy
Downscaling[REMIND-MAgPIE 3.2-4.6 IntegratedPhysicalDamages (95th-high)] | Nationally Determined Contributions (NDCs) | DEU | Emissions¦CO2¦Energy | Mt CO2/yr | Emissions¦CO2¦Energy | scenarios - CO2 abatement | CO2 | 2035 | 135.0258 | Emissions¦CO2¦Energy
Downscaling[REMIND-MAgPIE 3.2-4.6 IntegratedPhysicalDamages (95th-high)] | Nationally Determined Contributions (NDCs) | DEU | Emissions¦CO2¦Energy | Mt CO2/yr | Emissions¦CO2¦Energy | scenarios - CO2 abatement | CO2 | 2040 | 73.9837 | Emissions¦CO2¦Energy
Downscaling[REMIND-MAgPIE 3.2-4.6 IntegratedPhysicalDamages (95th-high)] | Nationally Determined Contributions (NDCs) | DEU | Emissions¦CO2¦Energy | Mt CO2/yr | Emissions¦CO2¦Energy | scenarios - CO2 abatement | CO2 | 2045 | 42.1105 | Emissions¦CO2¦Energy
Downscaling[REMIND-MAgPIE 3.2-4.6 IntegratedPhysicalDamages (95th-high)] | Nationally Determined Contributions (NDCs) | DEU | Emissions¦CO2¦Energy | Mt CO2/yr | Emissions¦CO2¦Energy | scenarios - CO2 abatement | CO2 | 2050 | 23.3427 | Emissions¦CO2¦Energy
Downscaling[REMIND-MAgPIE 3.2-4.6 IntegratedPhysicalDamages (95th-high)] | Nationally Determined Contributions (NDCs) | DEU | Emissions¦CO2¦Energy | Mt CO2/yr | Emissions¦CO2¦Energy | scenarios - CO2 abatement | CO2 | 2055 | 11.9213 | Emissions¦CO2¦Energy
Downscaling[REMIND-MAgPIE 3.2-4.6 IntegratedPhysicalDamages (95th-high)] | Nationally Determined Contributions (NDCs) | DEU | Emissions¦CO2¦Energy | Mt CO2/yr | Emissions¦CO2¦Energy | scenarios - CO2 abatement | CO2 | 2060 | 2.8222 | Emissions¦CO2¦Energy
Downscaling[REMIND-MAgPIE 3.2-4.6 IntegratedPhysicalDamages (95th-high)] | Nationally Determined Contributions (NDCs) | DEU | Emissions¦CO2¦Energy | Mt CO2/yr | Emissions¦CO2¦Energy | scenarios - CO2 abatement | CO2 | 2065 | 0.6524 | Emissions¦CO2¦Energy
Downscaling[REMIND-MAgPIE 3.2-4.6 IntegratedPhysicalDamages (95th-high)] | Nationally Determined Contributions (NDCs) | DEU | Emissions¦CO2¦Energy | Mt CO2/yr | Emissions¦CO2¦Energy | scenarios - CO2 abatement | CO2 | 2070 | -1.5042 | Emissions¦CO2¦Energy
Downscaling[REMIND-MAgPIE 3.2-4.6 IntegratedPhysicalDamages (95th-high)] | Nationally Determined Contributions (NDCs) | DEU | Emissions¦CO2¦Energy | Mt CO2/yr | Emissions¦CO2¦Energy | scenarios - CO2 abatement | CO2 | 2075 | 0.0774 | Emissions¦CO2¦Energy
Downscaling[REMIND-MAgPIE 3.2-4.6 IntegratedPhysicalDamages (95th-high)] | Nationally Determined Contributions (NDCs) | DEU | Emissions¦CO2¦Energy | Mt CO2/yr | Emissions¦CO2¦Energy | scenarios - CO2 abatement | CO2 | 2080 | 1.4856 | Emissions¦CO2¦Energy
Downscaling[REMIND-MAgPIE 3.2-4.6 IntegratedPhysicalDamages (95th-high)] | Nationally Determined Contributions (NDCs) | DEU | Emissions¦CO2¦Energy | Mt CO2/yr | Emissions¦CO2¦Energy | scenarios - CO2 abatement | CO2 | 2085 | 1.086 | Emissions¦CO2¦Energy
Downscaling[REMIND-MAgPIE 3.2-4.6 IntegratedPhysicalDamages (95th-high)] | Nationally Determined Contributions (NDCs) | DEU | Emissions¦CO2¦Energy | Mt CO2/yr | Emissions¦CO2¦Energy | scenarios - CO2 abatement | CO2 | 2090 | 0.7064 | Emissions¦CO2¦Energy
Downscaling[REMIND-MAgPIE 3.2-4.6 IntegratedPhysicalDamages (95th-high)] | Nationally Determined Contributions (NDCs) | DEU | Emissions¦CO2¦Energy | Mt CO2/yr | Emissions¦CO2¦Energy | scenarios - CO2 abatement | CO2 | 2095 | -1.3141 | Emissions¦CO2¦Energy
Downscaling[REMIND-MAgPIE 3.2-4.6 IntegratedPhysicalDamages (95th-high)] | Nationally Determined Contributions (NDCs) | DEU | Emissions¦CO2¦Energy | Mt CO2/yr | Emissions¦CO2¦Energy | scenarios - CO2 abatement | CO2 | 2100 | -3.3188 | Emissions¦CO2¦Energy
Downscaling[REMIND-MAgPIE 3.2-4.6 IntegratedPhysicalDamages (95th-high)] | Net Zero 2050 | DEU | Carbon Sequestration¦CCS | Mt CO2/yr | Carbon Sequestration¦CCS | CCS potential |  | 2020 | 0 | Carbon Sequestration¦CCS
Downscaling[REMIND-MAgPIE 3.2-4.6 IntegratedPhysicalDamages (95th-high)] | Net Zero 2050 | DEU | Carbon Sequestration¦CCS | Mt CO2/yr | Carbon Sequestration¦CCS | CCS potential |  | 2025 | 0.6668 | Carbon Sequestration¦CCS
Downscaling[REMIND-MAgPIE 3.2-4.6 IntegratedPhysicalDamages (95th-high)] | Net Zero 2050 | DEU | Carbon Sequestration¦CCS | Mt CO2/yr | Carbon Sequestration¦CCS | CCS potential |  | 2030 | 22.7858 | Carbon Sequestration¦CCS
Downscaling[REMIND-MAgPIE 3.2-4.6 IntegratedPhysicalDamages (95th-high)] | Net Zero 2050 | DEU | Carbon Sequestration¦CCS | Mt CO2/yr | Carbon Sequestration¦CCS | CCS potential |  | 2035 | 60.5862 | Carbon Sequestration¦CCS
Downscaling[REMIND-MAgPIE 3.2-4.6 IntegratedPhysicalDamages (95th-high)] | Net Zero 2050 | DEU | Carbon Sequestration¦CCS | Mt CO2/yr | Carbon Sequestration¦CCS | CCS potential |  | 2040 | 96.3507 | Carbon Sequestration¦CCS
Downscaling[REMIND-MAgPIE 3.2-4.6 IntegratedPhysicalDamages (95th-high)] | Net Zero 2050 | DEU | Carbon Sequestration¦CCS | Mt CO2/yr | Carbon Sequestration¦CCS | CCS potential |  | 2045 | 101.6283 | Carbon Sequestration¦CCS
Downscaling[REMIND-MAgPIE 3.2-4.6 IntegratedPhysicalDamages (95th-high)] | Net Zero 2050 | DEU | Carbon Sequestration¦CCS | Mt CO2/yr | Carbon Sequestration¦CCS | CCS potential |  | 2050 | 96.6727 | Carbon Sequestration¦CCS
Downscaling[REMIND-MAgPIE 3.2-4.6 IntegratedPhysicalDamages (95th-high)] | Net Zero 2050 | DEU | Carbon Sequestration¦CCS | Mt CO2/yr | Carbon Sequestration¦CCS | CCS potential |  | 2055 | 88.8658 | Carbon Sequestration¦CCS
Downscaling[REMIND-MAgPIE 3.2-4.6 IntegratedPhysicalDamages (95th-high)] | Net Zero 2050 | DEU | Carbon Sequestration¦CCS | Mt CO2/yr | Carbon Sequestration¦CCS | CCS potential |  | 2060 | 77.1365 | Carbon Sequestration¦CCS
Downscaling[REMIND-MAgPIE 3.2-4.6 IntegratedPhysicalDamages (95th-high)] | Net Zero 2050 | DEU | Carbon Sequestration¦CCS | Mt CO2/yr | Carbon Sequestration¦CCS | CCS potential |  | 2065 | 63.5344 | Carbon Sequestration¦CCS
Downscaling[REMIND-MAgPIE 3.2-4.6 IntegratedPhysicalDamages (95th-high)] | Net Zero 2050 | DEU | Carbon Sequestration¦CCS | Mt CO2/yr | Carbon Sequestration¦CCS | CCS potential |  | 2070 | 50.4969 | Carbon Sequestration¦CCS
Downscaling[REMIND-MAgPIE 3.2-4.6 IntegratedPhysicalDamages (95th-high)] | Net Zero 2050 | DEU | Carbon Sequestration¦CCS | Mt CO2/yr | Carbon Sequestration¦CCS | CCS potential |  | 2075 | 40.5218 | Carbon Sequestration¦CCS
Downscaling[REMIND-MAgPIE 3.2-4.6 IntegratedPhysicalDamages (95th-high)] | Net Zero 2050 | DEU | Carbon Sequestration¦CCS | Mt CO2/yr | Carbon Sequestration¦CCS | CCS potential |  | 2080 | 31.2571 | Carbon Sequestration¦CCS
Downscaling[REMIND-MAgPIE 3.2-4.6 IntegratedPhysicalDamages (95th-high)] | Net Zero 2050 | DEU | Carbon Sequestration¦CCS | Mt CO2/yr | Carbon Sequestration¦CCS | CCS potential |  | 2085 | 30.9868 | Carbon Sequestration¦CCS
Downscaling[REMIND-MAgPIE 3.2-4.6 IntegratedPhysicalDamages (95th-high)] | Net Zero 2050 | DEU | Carbon Sequestration¦CCS | Mt CO2/yr | Carbon Sequestration¦CCS | CCS potential |  | 2090 | 32.1974 | Carbon Sequestration¦CCS
Downscaling[REMIND-MAgPIE 3.2-4.6 IntegratedPhysicalDamages (95th-high)] | Net Zero 2050 | DEU | Carbon Sequestration¦CCS | Mt CO2/yr | Carbon Sequestration¦CCS | CCS potential |  | 2095 | 33.91 | Carbon Sequestration¦CCS
Downscaling[REMIND-MAgPIE 3.2-4.6 IntegratedPhysicalDamages (95th-high)] | Net Zero 2050 | DEU | Carbon Sequestration¦CCS | Mt CO2/yr | Carbon Sequestration¦CCS | CCS potential |  | 2100 | 35.2743 | Carbon Sequestration¦CCS
Downscaling[REMIND-MAgPIE 3.2-4.6 IntegratedPhysicalDamages (95th-high)] | Net Zero 2050 | DEU | Final Energy¦Industry¦Electricity | EJ/yr | Final Energy¦Industry¦Electricity | demand_projection | elc_industry | 2020 | 0.9396 | Final Energy¦Industry¦Electricity
Downscaling[REMIND-MAgPIE 3.2-4.6 IntegratedPhysicalDamages (95th-high)] | Net Zero 2050 | DEU | Final Energy¦Industry¦Electricity | EJ/yr | Final Energy¦Industry¦Electricity | demand_projection | elc_industry | 2025 | 0.8778 | Final Energy¦Industry¦Electricity
Downscaling[REMIND-MAgPIE 3.2-4.6 IntegratedPhysicalDamages (95th-high)] | Net Zero 2050 | DEU | Final Energy¦Industry¦Electricity | EJ/yr | Final Energy¦Industry¦Electricity | demand_projection | elc_industry | 2030 | 0.9151 | Final Energy¦Industry¦Electricity
Downscaling[REMIND-MAgPIE 3.2-4.6 IntegratedPhysicalDamages (95th-high)] | Net Zero 2050 | DEU | Final Energy¦Industry¦Electricity | EJ/yr | Final Energy¦Industry¦Electricity | demand_projection | elc_industry | 2035 | 0.9084 | Final Energy¦Industry¦Electricity
Downscaling[REMIND-MAgPIE 3.2-4.6 IntegratedPhysicalDamages (95th-high)] | Net Zero 2050 | DEU | Final Energy¦Industry¦Electricity | EJ/yr | Final Energy¦Industry¦Electricity | demand_projection | elc_industry | 2040 | 0.896 | Final Energy¦Industry¦Electricity
Downscaling[REMIND-MAgPIE 3.2-4.6 IntegratedPhysicalDamages (95th-high)] | Net Zero 2050 | DEU | Final Energy¦Industry¦Electricity | EJ/yr | Final Energy¦Industry¦Electricity | demand_projection | elc_industry | 2045 | 0.8349 | Final Energy¦Industry¦Electricity
Downscaling[REMIND-MAgPIE 3.2-4.6 IntegratedPhysicalDamages (95th-high)] | Net Zero 2050 | DEU | Final Energy¦Industry¦Electricity | EJ/yr | Final Energy¦Industry¦Electricity | demand_projection | elc_industry | 2050 | 0.7646 | Final Energy¦Industry¦Electricity
Downscaling[REMIND-MAgPIE 3.2-4.6 IntegratedPhysicalDamages (95th-high)] | Net Zero 2050 | DEU | Final Energy¦Industry¦Electricity | EJ/yr | Final Energy¦Industry¦Electricity | demand_projection | elc_industry | 2055 | 0.7044 | Final Energy¦Industry¦Electricity
Downscaling[REMIND-MAgPIE 3.2-4.6 IntegratedPhysicalDamages (95th-high)] | Net Zero 2050 | DEU | Final Energy¦Industry¦Electricity | EJ/yr | Final Energy¦Industry¦Electricity | demand_projection | elc_industry | 2060 | 0.6368 | Final Energy¦Industry¦Electricity
Downscaling[REMIND-MAgPIE 3.2-4.6 IntegratedPhysicalDamages (95th-high)] | Net Zero 2050 | DEU | Final Energy¦Industry¦Electricity | EJ/yr | Final Energy¦Industry¦Electricity | demand_projection | elc_industry | 2065 | 0.5979 | Final Energy¦Industry¦Electricity
Downscaling[REMIND-MAgPIE 3.2-4.6 IntegratedPhysicalDamages (95th-high)] | Net Zero 2050 | DEU | Final Energy¦Industry¦Electricity | EJ/yr | Final Energy¦Industry¦Electricity | demand_projection | elc_industry | 2070 | 0.5608 | Final Energy¦Industry¦Electricity
Downscaling[REMIND-MAgPIE 3.2-4.6 IntegratedPhysicalDamages (95th-high)] | Net Zero 2050 | DEU | Final Energy¦Industry¦Electricity | EJ/yr | Final Energy¦Industry¦Electricity | demand_projection | elc_industry | 2075 | 0.5263 | Final Energy¦Industry¦Electricity
Downscaling[REMIND-MAgPIE 3.2-4.6 IntegratedPhysicalDamages (95th-high)] | Net Zero 2050 | DEU | Final Energy¦Industry¦Electricity | EJ/yr | Final Energy¦Industry¦Electricity | demand_projection | elc_industry | 2080 | 0.4949 | Final Energy¦Industry¦Electricity
Downscaling[REMIND-MAgPIE 3.2-4.6 IntegratedPhysicalDamages (95th-high)] | Net Zero 2050 | DEU | Final Energy¦Industry¦Electricity | EJ/yr | Final Energy¦Industry¦Electricity | demand_projection | elc_industry | 2085 | 0.4643 | Final Energy¦Industry¦Electricity
Downscaling[REMIND-MAgPIE 3.2-4.6 IntegratedPhysicalDamages (95th-high)] | Net Zero 2050 | DEU | Final Energy¦Industry¦Electricity | EJ/yr | Final Energy¦Industry¦Electricity | demand_projection | elc_industry | 2090 | 0.4335 | Final Energy¦Industry¦Electricity
Downscaling[REMIND-MAgPIE 3.2-4.6 IntegratedPhysicalDamages (95th-high)] | Net Zero 2050 | DEU | Final Energy¦Industry¦Electricity | EJ/yr | Final Energy¦Industry¦Electricity | demand_projection | elc_industry | 2095 | 0.3915 | Final Energy¦Industry¦Electricity
Downscaling[REMIND-MAgPIE 3.2-4.6 IntegratedPhysicalDamages (95th-high)] | Net Zero 2050 | DEU | Final Energy¦Industry¦Electricity | EJ/yr | Final Energy¦Industry¦Electricity | demand_projection | elc_industry | 2100 | 0.3545 | Final Energy¦Industry¦Electricity
Downscaling[REMIND-MAgPIE 3.2-4.6 IntegratedPhysicalDamages (95th-high)] | Net Zero 2050 | DEU | Final Energy¦Residential and Commercial¦Electricity | EJ/yr | Final Energy¦Residential and Commercial¦Electricity | demand_projection | elc_buildings | 2020 | 1.1352 | Final Energy¦Residential and Commercial¦Electricity
Downscaling[REMIND-MAgPIE 3.2-4.6 IntegratedPhysicalDamages (95th-high)] | Net Zero 2050 | DEU | Final Energy¦Residential and Commercial¦Electricity | EJ/yr | Final Energy¦Residential and Commercial¦Electricity | demand_projection | elc_buildings | 2025 | 1.0356 | Final Energy¦Residential and Commercial¦Electricity
Downscaling[REMIND-MAgPIE 3.2-4.6 IntegratedPhysicalDamages (95th-high)] | Net Zero 2050 | DEU | Final Energy¦Residential and Commercial¦Electricity | EJ/yr | Final Energy¦Residential and Commercial¦Electricity | demand_projection | elc_buildings | 2030 | 1.0903 | Final Energy¦Residential and Commercial¦Electricity
Downscaling[REMIND-MAgPIE 3.2-4.6 IntegratedPhysicalDamages (95th-high)] | Net Zero 2050 | DEU | Final Energy¦Residential and Commercial¦Electricity | EJ/yr | Final Energy¦Residential and Commercial¦Electricity | demand_projection | elc_buildings | 2035 | 1.171 | Final Energy¦Residential and Commercial¦Electricity
Downscaling[REMIND-MAgPIE 3.2-4.6 IntegratedPhysicalDamages (95th-high)] | Net Zero 2050 | DEU | Final Energy¦Residential and Commercial¦Electricity | EJ/yr | Final Energy¦Residential and Commercial¦Electricity | demand_projection | elc_buildings | 2040 | 1.1471 | Final Energy¦Residential and Commercial¦Electricity
Downscaling[REMIND-MAgPIE 3.2-4.6 IntegratedPhysicalDamages (95th-high)] | Net Zero 2050 | DEU | Final Energy¦Residential and Commercial¦Electricity | EJ/yr | Final Energy¦Residential and Commercial¦Electricity | demand_projection | elc_buildings | 2045 | 1.0878 | Final Energy¦Residential and Commercial¦Electricity
Downscaling[REMIND-MAgPIE 3.2-4.6 IntegratedPhysicalDamages (95th-high)] | Net Zero 2050 | DEU | Final Energy¦Residential and Commercial¦Electricity | EJ/yr | Final Energy¦Residential and Commercial¦Electricity | demand_projection | elc_buildings | 2050 | 1.0146 | Final Energy¦Residential and Commercial¦Electricity
Downscaling[REMIND-MAgPIE 3.2-4.6 IntegratedPhysicalDamages (95th-high)] | Net Zero 2050 | DEU | Final Energy¦Residential and Commercial¦Electricity | EJ/yr | Final Energy¦Residential and Commercial¦Electricity | demand_projection | elc_buildings | 2055 | 0.9385 | Final Energy¦Residential and Commercial¦Electricity
Downscaling[REMIND-MAgPIE 3.2-4.6 IntegratedPhysicalDamages (95th-high)] | Net Zero 2050 | DEU | Final Energy¦Residential and Commercial¦Electricity | EJ/yr | Final Energy¦Residential and Commercial¦Electricity | demand_projection | elc_buildings | 2060 | 0.9437 | Final Energy¦Residential and Commercial¦Electricity
Downscaling[REMIND-MAgPIE 3.2-4.6 IntegratedPhysicalDamages (95th-high)] | Net Zero 2050 | DEU | Final Energy¦Residential and Commercial¦Electricity | EJ/yr | Final Energy¦Residential and Commercial¦Electricity | demand_projection | elc_buildings | 2065 | 0.9333 | Final Energy¦Residential and Commercial¦Electricity
Downscaling[REMIND-MAgPIE 3.2-4.6 IntegratedPhysicalDamages (95th-high)] | Net Zero 2050 | DEU | Final Energy¦Residential and Commercial¦Electricity | EJ/yr | Final Energy¦Residential and Commercial¦Electricity | demand_projection | elc_buildings | 2070 | 0.9186 | Final Energy¦Residential and Commercial¦Electricity
Downscaling[REMIND-MAgPIE 3.2-4.6 IntegratedPhysicalDamages (95th-high)] | Net Zero 2050 | DEU | Final Energy¦Residential and Commercial¦Electricity | EJ/yr | Final Energy¦Residential and Commercial¦Electricity | demand_projection | elc_buildings | 2075 | 0.9406 | Final Energy¦Residential and Commercial¦Electricity
Downscaling[REMIND-MAgPIE 3.2-4.6 IntegratedPhysicalDamages (95th-high)] | Net Zero 2050 | DEU | Final Energy¦Residential and Commercial¦Electricity | EJ/yr | Final Energy¦Residential and Commercial¦Electricity | demand_projection | elc_buildings | 2080 | 0.967 | Final Energy¦Residential and Commercial¦Electricity
Downscaling[REMIND-MAgPIE 3.2-4.6 IntegratedPhysicalDamages (95th-high)] | Net Zero 2050 | DEU | Final Energy¦Residential and Commercial¦Electricity | EJ/yr | Final Energy¦Residential and Commercial¦Electricity | demand_projection | elc_buildings | 2085 | 0.9995 | Final Energy¦Residential and Commercial¦Electricity
Downscaling[REMIND-MAgPIE 3.2-4.6 IntegratedPhysicalDamages (95th-high)] | Net Zero 2050 | DEU | Final Energy¦Residential and Commercial¦Electricity | EJ/yr | Final Energy¦Residential and Commercial¦Electricity | demand_projection | elc_buildings | 2090 | 1.0312 | Final Energy¦Residential and Commercial¦Electricity
Downscaling[REMIND-MAgPIE 3.2-4.6 IntegratedPhysicalDamages (95th-high)] | Net Zero 2050 | DEU | Final Energy¦Residential and Commercial¦Electricity | EJ/yr | Final Energy¦Residential and Commercial¦Electricity | demand_projection | elc_buildings | 2095 | 1.0633 | Final Energy¦Residential and Commercial¦Electricity
Downscaling[REMIND-MAgPIE 3.2-4.6 IntegratedPhysicalDamages (95th-high)] | Net Zero 2050 | DEU | Final Energy¦Residential and Commercial¦Electricity | EJ/yr | Final Energy¦Residential and Commercial¦Electricity | demand_projection | elc_buildings | 2100 | 1.0927 | Final Energy¦Residential and Commercial¦Electricity
Downscaling[REMIND-MAgPIE 3.2-4.6 IntegratedPhysicalDamages (95th-high)] | Net Zero 2050 | DEU | Final Energy¦Transportation¦Electricity | EJ/yr | Final Energy¦Transportation¦Electricity | demand_projection | elc_transport | 2020 | 0.0815 | Final Energy¦Transportation¦Electricity
Downscaling[REMIND-MAgPIE 3.2-4.6 IntegratedPhysicalDamages (95th-high)] | Net Zero 2050 | DEU | Final Energy¦Transportation¦Electricity | EJ/yr | Final Energy¦Transportation¦Electricity | demand_projection | elc_transport | 2025 | 0.195 | Final Energy¦Transportation¦Electricity
Downscaling[REMIND-MAgPIE 3.2-4.6 IntegratedPhysicalDamages (95th-high)] | Net Zero 2050 | DEU | Final Energy¦Transportation¦Electricity | EJ/yr | Final Energy¦Transportation¦Electricity | demand_projection | elc_transport | 2030 | 0.372 | Final Energy¦Transportation¦Electricity
Downscaling[REMIND-MAgPIE 3.2-4.6 IntegratedPhysicalDamages (95th-high)] | Net Zero 2050 | DEU | Final Energy¦Transportation¦Electricity | EJ/yr | Final Energy¦Transportation¦Electricity | demand_projection | elc_transport | 2035 | 0.4888 | Final Energy¦Transportation¦Electricity
Downscaling[REMIND-MAgPIE 3.2-4.6 IntegratedPhysicalDamages (95th-high)] | Net Zero 2050 | DEU | Final Energy¦Transportation¦Electricity | EJ/yr | Final Energy¦Transportation¦Electricity | demand_projection | elc_transport | 2040 | 0.552 | Final Energy¦Transportation¦Electricity
Downscaling[REMIND-MAgPIE 3.2-4.6 IntegratedPhysicalDamages (95th-high)] | Net Zero 2050 | DEU | Final Energy¦Transportation¦Electricity | EJ/yr | Final Energy¦Transportation¦Electricity | demand_projection | elc_transport | 2045 | 0.567 | Final Energy¦Transportation¦Electricity
Downscaling[REMIND-MAgPIE 3.2-4.6 IntegratedPhysicalDamages (95th-high)] | Net Zero 2050 | DEU | Final Energy¦Transportation¦Electricity | EJ/yr | Final Energy¦Transportation¦Electricity | demand_projection | elc_transport | 2050 | 0.5528 | Final Energy¦Transportation¦Electricity
Downscaling[REMIND-MAgPIE 3.2-4.6 IntegratedPhysicalDamages (95th-high)] | Net Zero 2050 | DEU | Final Energy¦Transportation¦Electricity | EJ/yr | Final Energy¦Transportation¦Electricity | demand_projection | elc_transport | 2055 | 0.5481 | Final Energy¦Transportation¦Electricity
Downscaling[REMIND-MAgPIE 3.2-4.6 IntegratedPhysicalDamages (95th-high)] | Net Zero 2050 | DEU | Final Energy¦Transportation¦Electricity | EJ/yr | Final Energy¦Transportation¦Electricity | demand_projection | elc_transport | 2060 | 0.5442 | Final Energy¦Transportation¦Electricity
Downscaling[REMIND-MAgPIE 3.2-4.6 IntegratedPhysicalDamages (95th-high)] | Net Zero 2050 | DEU | Final Energy¦Transportation¦Electricity | EJ/yr | Final Energy¦Transportation¦Electricity | demand_projection | elc_transport | 2065 | 0.5338 | Final Energy¦Transportation¦Electricity
Downscaling[REMIND-MAgPIE 3.2-4.6 IntegratedPhysicalDamages (95th-high)] | Net Zero 2050 | DEU | Final Energy¦Transportation¦Electricity | EJ/yr | Final Energy¦Transportation¦Electricity | demand_projection | elc_transport | 2070 | 0.5348 | Final Energy¦Transportation¦Electricity
Downscaling[REMIND-MAgPIE 3.2-4.6 IntegratedPhysicalDamages (95th-high)] | Net Zero 2050 | DEU | Final Energy¦Transportation¦Electricity | EJ/yr | Final Energy¦Transportation¦Electricity | demand_projection | elc_transport | 2075 | 0.5403 | Final Energy¦Transportation¦Electricity
Downscaling[REMIND-MAgPIE 3.2-4.6 IntegratedPhysicalDamages (95th-high)] | Net Zero 2050 | DEU | Final Energy¦Transportation¦Electricity | EJ/yr | Final Energy¦Transportation¦Electricity | demand_projection | elc_transport | 2080 | 0.5386 | Final Energy¦Transportation¦Electricity
Downscaling[REMIND-MAgPIE 3.2-4.6 IntegratedPhysicalDamages (95th-high)] | Net Zero 2050 | DEU | Final Energy¦Transportation¦Electricity | EJ/yr | Final Energy¦Transportation¦Electricity | demand_projection | elc_transport | 2085 | 0.5311 | Final Energy¦Transportation¦Electricity
Downscaling[REMIND-MAgPIE 3.2-4.6 IntegratedPhysicalDamages (95th-high)] | Net Zero 2050 | DEU | Final Energy¦Transportation¦Electricity | EJ/yr | Final Energy¦Transportation¦Electricity | demand_projection | elc_transport | 2090 | 0.5213 | Final Energy¦Transportation¦Electricity
Downscaling[REMIND-MAgPIE 3.2-4.6 IntegratedPhysicalDamages (95th-high)] | Net Zero 2050 | DEU | Final Energy¦Transportation¦Electricity | EJ/yr | Final Energy¦Transportation¦Electricity | demand_projection | elc_transport | 2095 | 0.5018 | Final Energy¦Transportation¦Electricity
Downscaling[REMIND-MAgPIE 3.2-4.6 IntegratedPhysicalDamages (95th-high)] | Net Zero 2050 | DEU | Final Energy¦Transportation¦Electricity | EJ/yr | Final Energy¦Transportation¦Electricity | demand_projection | elc_transport | 2100 | 0.4857 | Final Energy¦Transportation¦Electricity
Downscaling[REMIND-MAgPIE 3.2-4.6 IntegratedPhysicalDamages (95th-high)] | Net Zero 2050 | DEU | Secondary Energy¦Hydrogen | EJ/yr | Secondary Energy¦Hydrogen | demand_projection | hydrogen_allsect | 2020 | 0.0123 | Secondary Energy¦Hydrogen
Downscaling[REMIND-MAgPIE 3.2-4.6 IntegratedPhysicalDamages (95th-high)] | Net Zero 2050 | DEU | Secondary Energy¦Hydrogen | EJ/yr | Secondary Energy¦Hydrogen | demand_projection | hydrogen_allsect | 2025 | 0.0422 | Secondary Energy¦Hydrogen
Downscaling[REMIND-MAgPIE 3.2-4.6 IntegratedPhysicalDamages (95th-high)] | Net Zero 2050 | DEU | Secondary Energy¦Hydrogen | EJ/yr | Secondary Energy¦Hydrogen | demand_projection | hydrogen_allsect | 2030 | 0.0846 | Secondary Energy¦Hydrogen
Downscaling[REMIND-MAgPIE 3.2-4.6 IntegratedPhysicalDamages (95th-high)] | Net Zero 2050 | DEU | Secondary Energy¦Hydrogen | EJ/yr | Secondary Energy¦Hydrogen | demand_projection | hydrogen_allsect | 2035 | 0.1608 | Secondary Energy¦Hydrogen
Downscaling[REMIND-MAgPIE 3.2-4.6 IntegratedPhysicalDamages (95th-high)] | Net Zero 2050 | DEU | Secondary Energy¦Hydrogen | EJ/yr | Secondary Energy¦Hydrogen | demand_projection | hydrogen_allsect | 2040 | 0.2721 | Secondary Energy¦Hydrogen
Downscaling[REMIND-MAgPIE 3.2-4.6 IntegratedPhysicalDamages (95th-high)] | Net Zero 2050 | DEU | Secondary Energy¦Hydrogen | EJ/yr | Secondary Energy¦Hydrogen | demand_projection | hydrogen_allsect | 2045 | 0.3724 | Secondary Energy¦Hydrogen
Downscaling[REMIND-MAgPIE 3.2-4.6 IntegratedPhysicalDamages (95th-high)] | Net Zero 2050 | DEU | Secondary Energy¦Hydrogen | EJ/yr | Secondary Energy¦Hydrogen | demand_projection | hydrogen_allsect | 2050 | 0.4522 | Secondary Energy¦Hydrogen
Downscaling[REMIND-MAgPIE 3.2-4.6 IntegratedPhysicalDamages (95th-high)] | Net Zero 2050 | DEU | Secondary Energy¦Hydrogen | EJ/yr | Secondary Energy¦Hydrogen | demand_projection | hydrogen_allsect | 2055 | 0.4784 | Secondary Energy¦Hydrogen
Downscaling[REMIND-MAgPIE 3.2-4.6 IntegratedPhysicalDamages (95th-high)] | Net Zero 2050 | DEU | Secondary Energy¦Hydrogen | EJ/yr | Secondary Energy¦Hydrogen | demand_projection | hydrogen_allsect | 2060 | 0.4755 | Secondary Energy¦Hydrogen
Downscaling[REMIND-MAgPIE 3.2-4.6 IntegratedPhysicalDamages (95th-high)] | Net Zero 2050 | DEU | Secondary Energy¦Hydrogen | EJ/yr | Secondary Energy¦Hydrogen | demand_projection | hydrogen_allsect | 2065 | 0.4237 | Secondary Energy¦Hydrogen
Downscaling[REMIND-MAgPIE 3.2-4.6 IntegratedPhysicalDamages (95th-high)] | Net Zero 2050 | DEU | Secondary Energy¦Hydrogen | EJ/yr | Secondary Energy¦Hydrogen | demand_projection | hydrogen_allsect | 2070 | 0.3641 | Secondary Energy¦Hydrogen
Downscaling[REMIND-MAgPIE 3.2-4.6 IntegratedPhysicalDamages (95th-high)] | Net Zero 2050 | DEU | Secondary Energy¦Hydrogen | EJ/yr | Secondary Energy¦Hydrogen | demand_projection | hydrogen_allsect | 2075 | 0.3189 | Secondary Energy¦Hydrogen
Downscaling[REMIND-MAgPIE 3.2-4.6 IntegratedPhysicalDamages (95th-high)] | Net Zero 2050 | DEU | Secondary Energy¦Hydrogen | EJ/yr | Secondary Energy¦Hydrogen | demand_projection | hydrogen_allsect | 2080 | 0.2716 | Secondary Energy¦Hydrogen
Downscaling[REMIND-MAgPIE 3.2-4.6 IntegratedPhysicalDamages (95th-high)] | Net Zero 2050 | DEU | Secondary Energy¦Hydrogen | EJ/yr | Secondary Energy¦Hydrogen | demand_projection | hydrogen_allsect | 2085 | 0.2669 | Secondary Energy¦Hydrogen
Downscaling[REMIND-MAgPIE 3.2-4.6 IntegratedPhysicalDamages (95th-high)] | Net Zero 2050 | DEU | Secondary Energy¦Hydrogen | EJ/yr | Secondary Energy¦Hydrogen | demand_projection | hydrogen_allsect | 2090 | 0.2757 | Secondary Energy¦Hydrogen
Downscaling[REMIND-MAgPIE 3.2-4.6 IntegratedPhysicalDamages (95th-high)] | Net Zero 2050 | DEU | Secondary Energy¦Hydrogen | EJ/yr | Secondary Energy¦Hydrogen | demand_projection | hydrogen_allsect | 2095 | 0.2848 | Secondary Energy¦Hydrogen
Downscaling[REMIND-MAgPIE 3.2-4.6 IntegratedPhysicalDamages (95th-high)] | Net Zero 2050 | DEU | Secondary Energy¦Hydrogen | EJ/yr | Secondary Energy¦Hydrogen | demand_projection | hydrogen_allsect | 2100 | 0.2905 | Secondary Energy¦Hydrogen
Downscaling[REMIND-MAgPIE 3.2-4.6 IntegratedPhysicalDamages (95th-high)] | Net Zero 2050 | DEU | Secondary Energy¦Electricity¦Coal | EJ/yr | Secondary Energy¦Electricity¦Coal | elec_co2 |  | 2020 | 0.6822 | Secondary Energy¦Electricity¦Coal | 94
Downscaling[REMIND-MAgPIE 3.2-4.6 IntegratedPhysicalDamages (95th-high)] | Net Zero 2050 | DEU | Secondary Energy¦Electricity¦Coal | EJ/yr | Secondary Energy¦Electricity¦Coal | elec_co2 |  | 2025 | 0.2236 | Secondary Energy¦Electricity¦Coal | 94
Downscaling[REMIND-MAgPIE 3.2-4.6 IntegratedPhysicalDamages (95th-high)] | Net Zero 2050 | DEU | Secondary Energy¦Electricity¦Coal | EJ/yr | Secondary Energy¦Electricity¦Coal | elec_co2 |  | 2030 | 0.0006 | Secondary Energy¦Electricity¦Coal | 94
Downscaling[REMIND-MAgPIE 3.2-4.6 IntegratedPhysicalDamages (95th-high)] | Net Zero 2050 | DEU | Secondary Energy¦Electricity¦Coal | EJ/yr | Secondary Energy¦Electricity¦Coal | elec_co2 |  | 2035 | 0.0004 | Secondary Energy¦Electricity¦Coal | 94
Downscaling[REMIND-MAgPIE 3.2-4.6 IntegratedPhysicalDamages (95th-high)] | Net Zero 2050 | DEU | Secondary Energy¦Electricity¦Coal | EJ/yr | Secondary Energy¦Electricity¦Coal | elec_co2 |  | 2040 | 0.0002 | Secondary Energy¦Electricity¦Coal | 94
Downscaling[REMIND-MAgPIE 3.2-4.6 IntegratedPhysicalDamages (95th-high)] | Net Zero 2050 | DEU | Secondary Energy¦Electricity¦Coal | EJ/yr | Secondary Energy¦Electricity¦Coal | elec_co2 |  | 2045 | 0.0001 | Secondary Energy¦Electricity¦Coal | 94
Downscaling[REMIND-MAgPIE 3.2-4.6 IntegratedPhysicalDamages (95th-high)] | Net Zero 2050 | DEU | Secondary Energy¦Electricity¦Coal | EJ/yr | Secondary Energy¦Electricity¦Coal | elec_co2 |  | 2050 | 0 | Secondary Energy¦Electricity¦Coal | 94
Downscaling[REMIND-MAgPIE 3.2-4.6 IntegratedPhysicalDamages (95th-high)] | Net Zero 2050 | DEU | Secondary Energy¦Electricity¦Coal | EJ/yr | Secondary Energy¦Electricity¦Coal | elec_co2 |  | 2055 | 0 | Secondary Energy¦Electricity¦Coal | 94
Downscaling[REMIND-MAgPIE 3.2-4.6 IntegratedPhysicalDamages (95th-high)] | Net Zero 2050 | DEU | Secondary Energy¦Electricity¦Coal | EJ/yr | Secondary Energy¦Electricity¦Coal | elec_co2 |  | 2060 | 0 | Secondary Energy¦Electricity¦Coal | 94
Downscaling[REMIND-MAgPIE 3.2-4.6 IntegratedPhysicalDamages (95th-high)] | Net Zero 2050 | DEU | Secondary Energy¦Electricity¦Coal | EJ/yr | Secondary Energy¦Electricity¦Coal | elec_co2 |  | 2065 | 0 | Secondary Energy¦Electricity¦Coal | 94
Downscaling[REMIND-MAgPIE 3.2-4.6 IntegratedPhysicalDamages (95th-high)] | Net Zero 2050 | DEU | Secondary Energy¦Electricity¦Coal | EJ/yr | Secondary Energy¦Electricity¦Coal | elec_co2 |  | 2070 | 0 | Secondary Energy¦Electricity¦Coal | 94
Downscaling[REMIND-MAgPIE 3.2-4.6 IntegratedPhysicalDamages (95th-high)] | Net Zero 2050 | DEU | Secondary Energy¦Electricity¦Coal | EJ/yr | Secondary Energy¦Electricity¦Coal | elec_co2 |  | 2075 | 0 | Secondary Energy¦Electricity¦Coal | 94
Downscaling[REMIND-MAgPIE 3.2-4.6 IntegratedPhysicalDamages (95th-high)] | Net Zero 2050 | DEU | Secondary Energy¦Electricity¦Coal | EJ/yr | Secondary Energy¦Electricity¦Coal | elec_co2 |  | 2080 | 0 | Secondary Energy¦Electricity¦Coal | 94
Downscaling[REMIND-MAgPIE 3.2-4.6 IntegratedPhysicalDamages (95th-high)] | Net Zero 2050 | DEU | Secondary Energy¦Electricity¦Coal | EJ/yr | Secondary Energy¦Electricity¦Coal | elec_co2 |  | 2085 | 0 | Secondary Energy¦Electricity¦Coal | 94
Downscaling[REMIND-MAgPIE 3.2-4.6 IntegratedPhysicalDamages (95th-high)] | Net Zero 2050 | DEU | Secondary Energy¦Electricity¦Coal | EJ/yr | Secondary Energy¦Electricity¦Coal | elec_co2 |  | 2090 | 0 | Secondary Energy¦Electricity¦Coal | 94
Downscaling[REMIND-MAgPIE 3.2-4.6 IntegratedPhysicalDamages (95th-high)] | Net Zero 2050 | DEU | Secondary Energy¦Electricity¦Coal | EJ/yr | Secondary Energy¦Electricity¦Coal | elec_co2 |  | 2095 | 0 | Secondary Energy¦Electricity¦Coal | 94
Downscaling[REMIND-MAgPIE 3.2-4.6 IntegratedPhysicalDamages (95th-high)] | Net Zero 2050 | DEU | Secondary Energy¦Electricity¦Coal | EJ/yr | Secondary Energy¦Electricity¦Coal | elec_co2 |  | 2100 | 0 | Secondary Energy¦Electricity¦Coal | 94
Downscaling[REMIND-MAgPIE 3.2-4.6 IntegratedPhysicalDamages (95th-high)] | Net Zero 2050 | DEU | Secondary Energy¦Electricity¦Gas | EJ/yr | Secondary Energy¦Electricity¦Gas | elec_co2 |  | 2020 | 0.4504 | Secondary Energy¦Electricity¦Gas | 55
Downscaling[REMIND-MAgPIE 3.2-4.6 IntegratedPhysicalDamages (95th-high)] | Net Zero 2050 | DEU | Secondary Energy¦Electricity¦Gas | EJ/yr | Secondary Energy¦Electricity¦Gas | elec_co2 |  | 2025 | 0.4148 | Secondary Energy¦Electricity¦Gas | 55
Downscaling[REMIND-MAgPIE 3.2-4.6 IntegratedPhysicalDamages (95th-high)] | Net Zero 2050 | DEU | Secondary Energy¦Electricity¦Gas | EJ/yr | Secondary Energy¦Electricity¦Gas | elec_co2 |  | 2030 | 0.0926 | Secondary Energy¦Electricity¦Gas | 55
Downscaling[REMIND-MAgPIE 3.2-4.6 IntegratedPhysicalDamages (95th-high)] | Net Zero 2050 | DEU | Secondary Energy¦Electricity¦Gas | EJ/yr | Secondary Energy¦Electricity¦Gas | elec_co2 |  | 2035 | 0.0008 | Secondary Energy¦Electricity¦Gas | 55
Downscaling[REMIND-MAgPIE 3.2-4.6 IntegratedPhysicalDamages (95th-high)] | Net Zero 2050 | DEU | Secondary Energy¦Electricity¦Gas | EJ/yr | Secondary Energy¦Electricity¦Gas | elec_co2 |  | 2040 | 0.0004 | Secondary Energy¦Electricity¦Gas | 55
Downscaling[REMIND-MAgPIE 3.2-4.6 IntegratedPhysicalDamages (95th-high)] | Net Zero 2050 | DEU | Secondary Energy¦Electricity¦Gas | EJ/yr | Secondary Energy¦Electricity¦Gas | elec_co2 |  | 2045 | 0.0002 | Secondary Energy¦Electricity¦Gas | 55
Downscaling[REMIND-MAgPIE 3.2-4.6 IntegratedPhysicalDamages (95th-high)] | Net Zero 2050 | DEU | Secondary Energy¦Electricity¦Gas | EJ/yr | Secondary Energy¦Electricity¦Gas | elec_co2 |  | 2050 | 0 | Secondary Energy¦Electricity¦Gas | 55
Downscaling[REMIND-MAgPIE 3.2-4.6 IntegratedPhysicalDamages (95th-high)] | Net Zero 2050 | DEU | Secondary Energy¦Electricity¦Gas | EJ/yr | Secondary Energy¦Electricity¦Gas | elec_co2 |  | 2055 | 0 | Secondary Energy¦Electricity¦Gas | 55
Downscaling[REMIND-MAgPIE 3.2-4.6 IntegratedPhysicalDamages (95th-high)] | Net Zero 2050 | DEU | Secondary Energy¦Electricity¦Gas | EJ/yr | Secondary Energy¦Electricity¦Gas | elec_co2 |  | 2060 | 0 | Secondary Energy¦Electricity¦Gas | 55
Downscaling[REMIND-MAgPIE 3.2-4.6 IntegratedPhysicalDamages (95th-high)] | Net Zero 2050 | DEU | Secondary Energy¦Electricity¦Gas | EJ/yr | Secondary Energy¦Electricity¦Gas | elec_co2 |  | 2065 | 0 | Secondary Energy¦Electricity¦Gas | 55
Downscaling[REMIND-MAgPIE 3.2-4.6 IntegratedPhysicalDamages (95th-high)] | Net Zero 2050 | DEU | Secondary Energy¦Electricity¦Gas | EJ/yr | Secondary Energy¦Electricity¦Gas | elec_co2 |  | 2070 | 0 | Secondary Energy¦Electricity¦Gas | 55
Downscaling[REMIND-MAgPIE 3.2-4.6 IntegratedPhysicalDamages (95th-high)] | Net Zero 2050 | DEU | Secondary Energy¦Electricity¦Gas | EJ/yr | Secondary Energy¦Electricity¦Gas | elec_co2 |  | 2075 | 0 | Secondary Energy¦Electricity¦Gas | 55
Downscaling[REMIND-MAgPIE 3.2-4.6 IntegratedPhysicalDamages (95th-high)] | Net Zero 2050 | DEU | Secondary Energy¦Electricity¦Gas | EJ/yr | Secondary Energy¦Electricity¦Gas | elec_co2 |  | 2080 | 0 | Secondary Energy¦Electricity¦Gas | 55
Downscaling[REMIND-MAgPIE 3.2-4.6 IntegratedPhysicalDamages (95th-high)] | Net Zero 2050 | DEU | Secondary Energy¦Electricity¦Gas | EJ/yr | Secondary Energy¦Electricity¦Gas | elec_co2 |  | 2085 | 0 | Secondary Energy¦Electricity¦Gas | 55
Downscaling[REMIND-MAgPIE 3.2-4.6 IntegratedPhysicalDamages (95th-high)] | Net Zero 2050 | DEU | Secondary Energy¦Electricity¦Gas | EJ/yr | Secondary Energy¦Electricity¦Gas | elec_co2 |  | 2090 | 0 | Secondary Energy¦Electricity¦Gas | 55
Downscaling[REMIND-MAgPIE 3.2-4.6 IntegratedPhysicalDamages (95th-high)] | Net Zero 2050 | DEU | Secondary Energy¦Electricity¦Gas | EJ/yr | Secondary Energy¦Electricity¦Gas | elec_co2 |  | 2095 | 0 | Secondary Energy¦Electricity¦Gas | 55
Downscaling[REMIND-MAgPIE 3.2-4.6 IntegratedPhysicalDamages (95th-high)] | Net Zero 2050 | DEU | Secondary Energy¦Electricity¦Gas | EJ/yr | Secondary Energy¦Electricity¦Gas | elec_co2 |  | 2100 | 0 | Secondary Energy¦Electricity¦Gas | 55
Downscaling[REMIND-MAgPIE 3.2-4.6 IntegratedPhysicalDamages (95th-high)] | Net Zero 2050 | DEU | Secondary Energy¦Electricity¦Oil | EJ/yr | Secondary Energy¦Electricity¦Oil | elec_co2 |  | 2020 | 0.0162 | Secondary Energy¦Electricity¦Oil | 70
Downscaling[REMIND-MAgPIE 3.2-4.6 IntegratedPhysicalDamages (95th-high)] | Net Zero 2050 | DEU | Secondary Energy¦Electricity¦Oil | EJ/yr | Secondary Energy¦Electricity¦Oil | elec_co2 |  | 2025 | 0.0096 | Secondary Energy¦Electricity¦Oil | 70
Downscaling[REMIND-MAgPIE 3.2-4.6 IntegratedPhysicalDamages (95th-high)] | Net Zero 2050 | DEU | Secondary Energy¦Electricity¦Oil | EJ/yr | Secondary Energy¦Electricity¦Oil | elec_co2 |  | 2030 | 0.0039 | Secondary Energy¦Electricity¦Oil | 70
Downscaling[REMIND-MAgPIE 3.2-4.6 IntegratedPhysicalDamages (95th-high)] | Net Zero 2050 | DEU | Secondary Energy¦Electricity¦Oil | EJ/yr | Secondary Energy¦Electricity¦Oil | elec_co2 |  | 2035 | 0 | Secondary Energy¦Electricity¦Oil | 70
Downscaling[REMIND-MAgPIE 3.2-4.6 IntegratedPhysicalDamages (95th-high)] | Net Zero 2050 | DEU | Secondary Energy¦Electricity¦Oil | EJ/yr | Secondary Energy¦Electricity¦Oil | elec_co2 |  | 2040 | 0 | Secondary Energy¦Electricity¦Oil | 70
Downscaling[REMIND-MAgPIE 3.2-4.6 IntegratedPhysicalDamages (95th-high)] | Net Zero 2050 | DEU | Secondary Energy¦Electricity¦Oil | EJ/yr | Secondary Energy¦Electricity¦Oil | elec_co2 |  | 2045 | 0 | Secondary Energy¦Electricity¦Oil | 70
Downscaling[REMIND-MAgPIE 3.2-4.6 IntegratedPhysicalDamages (95th-high)] | Net Zero 2050 | DEU | Secondary Energy¦Electricity¦Oil | EJ/yr | Secondary Energy¦Electricity¦Oil | elec_co2 |  | 2050 | 0 | Secondary Energy¦Electricity¦Oil | 70
Downscaling[REMIND-MAgPIE 3.2-4.6 IntegratedPhysicalDamages (95th-high)] | Net Zero 2050 | DEU | Secondary Energy¦Electricity¦Oil | EJ/yr | Secondary Energy¦Electricity¦Oil | elec_co2 |  | 2055 | 0 | Secondary Energy¦Electricity¦Oil | 70
Downscaling[REMIND-MAgPIE 3.2-4.6 IntegratedPhysicalDamages (95th-high)] | Net Zero 2050 | DEU | Secondary Energy¦Electricity¦Oil | EJ/yr | Secondary Energy¦Electricity¦Oil | elec_co2 |  | 2060 | 0 | Secondary Energy¦Electricity¦Oil | 70
Downscaling[REMIND-MAgPIE 3.2-4.6 IntegratedPhysicalDamages (95th-high)] | Net Zero 2050 | DEU | Secondary Energy¦Electricity¦Oil | EJ/yr | Secondary Energy¦Electricity¦Oil | elec_co2 |  | 2065 | 0 | Secondary Energy¦Electricity¦Oil | 70
Downscaling[REMIND-MAgPIE 3.2-4.6 IntegratedPhysicalDamages (95th-high)] | Net Zero 2050 | DEU | Secondary Energy¦Electricity¦Oil | EJ/yr | Secondary Energy¦Electricity¦Oil | elec_co2 |  | 2070 | 0 | Secondary Energy¦Electricity¦Oil | 70
Downscaling[REMIND-MAgPIE 3.2-4.6 IntegratedPhysicalDamages (95th-high)] | Net Zero 2050 | DEU | Secondary Energy¦Electricity¦Oil | EJ/yr | Secondary Energy¦Electricity¦Oil | elec_co2 |  | 2075 | 0 | Secondary Energy¦Electricity¦Oil | 70
Downscaling[REMIND-MAgPIE 3.2-4.6 IntegratedPhysicalDamages (95th-high)] | Net Zero 2050 | DEU | Secondary Energy¦Electricity¦Oil | EJ/yr | Secondary Energy¦Electricity¦Oil | elec_co2 |  | 2080 | 0 | Secondary Energy¦Electricity¦Oil | 70
Downscaling[REMIND-MAgPIE 3.2-4.6 IntegratedPhysicalDamages (95th-high)] | Net Zero 2050 | DEU | Secondary Energy¦Electricity¦Oil | EJ/yr | Secondary Energy¦Electricity¦Oil | elec_co2 |  | 2085 | 0 | Secondary Energy¦Electricity¦Oil | 70
Downscaling[REMIND-MAgPIE 3.2-4.6 IntegratedPhysicalDamages (95th-high)] | Net Zero 2050 | DEU | Secondary Energy¦Electricity¦Oil | EJ/yr | Secondary Energy¦Electricity¦Oil | elec_co2 |  | 2090 | 0 | Secondary Energy¦Electricity¦Oil | 70
Downscaling[REMIND-MAgPIE 3.2-4.6 IntegratedPhysicalDamages (95th-high)] | Net Zero 2050 | DEU | Secondary Energy¦Electricity¦Oil | EJ/yr | Secondary Energy¦Electricity¦Oil | elec_co2 |  | 2095 | 0 | Secondary Energy¦Electricity¦Oil | 70
Downscaling[REMIND-MAgPIE 3.2-4.6 IntegratedPhysicalDamages (95th-high)] | Net Zero 2050 | DEU | Secondary Energy¦Electricity¦Oil | EJ/yr | Secondary Energy¦Electricity¦Oil | elec_co2 |  | 2100 | 0 | Secondary Energy¦Electricity¦Oil | 70
Downscaling[REMIND-MAgPIE 3.2-4.6 IntegratedPhysicalDamages (95th-high)] | Net Zero 2050 | DEU | Price¦Primary Energy¦Biomass | US$2010/GJ | Price¦Primary Energy¦Biomass | fuel_supply | bioenergy | 2020 | 5.3799 | Price¦Primary Energy¦Biomass
Downscaling[REMIND-MAgPIE 3.2-4.6 IntegratedPhysicalDamages (95th-high)] | Net Zero 2050 | DEU | Price¦Primary Energy¦Biomass | US$2010/GJ | Price¦Primary Energy¦Biomass | fuel_supply | bioenergy | 2025 | 5.2247 | Price¦Primary Energy¦Biomass
Downscaling[REMIND-MAgPIE 3.2-4.6 IntegratedPhysicalDamages (95th-high)] | Net Zero 2050 | DEU | Price¦Primary Energy¦Biomass | US$2010/GJ | Price¦Primary Energy¦Biomass | fuel_supply | bioenergy | 2030 | 6.0016 | Price¦Primary Energy¦Biomass
Downscaling[REMIND-MAgPIE 3.2-4.6 IntegratedPhysicalDamages (95th-high)] | Net Zero 2050 | DEU | Price¦Primary Energy¦Biomass | US$2010/GJ | Price¦Primary Energy¦Biomass | fuel_supply | bioenergy | 2035 | 8.29 | Price¦Primary Energy¦Biomass
Downscaling[REMIND-MAgPIE 3.2-4.6 IntegratedPhysicalDamages (95th-high)] | Net Zero 2050 | DEU | Price¦Primary Energy¦Biomass | US$2010/GJ | Price¦Primary Energy¦Biomass | fuel_supply | bioenergy | 2040 | 15.7738 | Price¦Primary Energy¦Biomass
Downscaling[REMIND-MAgPIE 3.2-4.6 IntegratedPhysicalDamages (95th-high)] | Net Zero 2050 | DEU | Price¦Primary Energy¦Biomass | US$2010/GJ | Price¦Primary Energy¦Biomass | fuel_supply | bioenergy | 2045 | 21.1234 | Price¦Primary Energy¦Biomass
Downscaling[REMIND-MAgPIE 3.2-4.6 IntegratedPhysicalDamages (95th-high)] | Net Zero 2050 | DEU | Price¦Primary Energy¦Biomass | US$2010/GJ | Price¦Primary Energy¦Biomass | fuel_supply | bioenergy | 2050 | 18.3446 | Price¦Primary Energy¦Biomass
Downscaling[REMIND-MAgPIE 3.2-4.6 IntegratedPhysicalDamages (95th-high)] | Net Zero 2050 | DEU | Price¦Primary Energy¦Biomass | US$2010/GJ | Price¦Primary Energy¦Biomass | fuel_supply | bioenergy | 2055 | 19.1891 | Price¦Primary Energy¦Biomass
Downscaling[REMIND-MAgPIE 3.2-4.6 IntegratedPhysicalDamages (95th-high)] | Net Zero 2050 | DEU | Price¦Primary Energy¦Biomass | US$2010/GJ | Price¦Primary Energy¦Biomass | fuel_supply | bioenergy | 2060 | 33.4161 | Price¦Primary Energy¦Biomass
Downscaling[REMIND-MAgPIE 3.2-4.6 IntegratedPhysicalDamages (95th-high)] | Net Zero 2050 | DEU | Price¦Primary Energy¦Biomass | US$2010/GJ | Price¦Primary Energy¦Biomass | fuel_supply | bioenergy | 2065 | 33.4338 | Price¦Primary Energy¦Biomass
Downscaling[REMIND-MAgPIE 3.2-4.6 IntegratedPhysicalDamages (95th-high)] | Net Zero 2050 | DEU | Price¦Primary Energy¦Biomass | US$2010/GJ | Price¦Primary Energy¦Biomass | fuel_supply | bioenergy | 2070 | 33.4515 | Price¦Primary Energy¦Biomass
Downscaling[REMIND-MAgPIE 3.2-4.6 IntegratedPhysicalDamages (95th-high)] | Net Zero 2050 | DEU | Price¦Primary Energy¦Biomass | US$2010/GJ | Price¦Primary Energy¦Biomass | fuel_supply | bioenergy | 2075 | 33.3152 | Price¦Primary Energy¦Biomass
Downscaling[REMIND-MAgPIE 3.2-4.6 IntegratedPhysicalDamages (95th-high)] | Net Zero 2050 | DEU | Price¦Primary Energy¦Biomass | US$2010/GJ | Price¦Primary Energy¦Biomass | fuel_supply | bioenergy | 2080 | 33.1789 | Price¦Primary Energy¦Biomass
Downscaling[REMIND-MAgPIE 3.2-4.6 IntegratedPhysicalDamages (95th-high)] | Net Zero 2050 | DEU | Price¦Primary Energy¦Biomass | US$2010/GJ | Price¦Primary Energy¦Biomass | fuel_supply | bioenergy | 2085 | 34.7193 | Price¦Primary Energy¦Biomass
Downscaling[REMIND-MAgPIE 3.2-4.6 IntegratedPhysicalDamages (95th-high)] | Net Zero 2050 | DEU | Price¦Primary Energy¦Biomass | US$2010/GJ | Price¦Primary Energy¦Biomass | fuel_supply | bioenergy | 2090 | 36.2596 | Price¦Primary Energy¦Biomass
Downscaling[REMIND-MAgPIE 3.2-4.6 IntegratedPhysicalDamages (95th-high)] | Net Zero 2050 | DEU | Price¦Primary Energy¦Biomass | US$2010/GJ | Price¦Primary Energy¦Biomass | fuel_supply | bioenergy | 2095 | 39.5042 | Price¦Primary Energy¦Biomass
Downscaling[REMIND-MAgPIE 3.2-4.6 IntegratedPhysicalDamages (95th-high)] | Net Zero 2050 | DEU | Price¦Primary Energy¦Biomass | US$2010/GJ | Price¦Primary Energy¦Biomass | fuel_supply | bioenergy | 2100 | 42.7488 | Price¦Primary Energy¦Biomass
Downscaling[REMIND-MAgPIE 3.2-4.6 IntegratedPhysicalDamages (95th-high)] | Net Zero 2050 | DEU | Price¦Primary Energy¦Coal | US$2010/GJ | Price¦Primary Energy¦Coal | fuel_supply | coal | 2020 | 2.0344 | Price¦Primary Energy¦Coal
Downscaling[REMIND-MAgPIE 3.2-4.6 IntegratedPhysicalDamages (95th-high)] | Net Zero 2050 | DEU | Price¦Primary Energy¦Coal | US$2010/GJ | Price¦Primary Energy¦Coal | fuel_supply | coal | 2025 | 2.6854 | Price¦Primary Energy¦Coal
Downscaling[REMIND-MAgPIE 3.2-4.6 IntegratedPhysicalDamages (95th-high)] | Net Zero 2050 | DEU | Price¦Primary Energy¦Coal | US$2010/GJ | Price¦Primary Energy¦Coal | fuel_supply | coal | 2030 | 1.7404 | Price¦Primary Energy¦Coal
Downscaling[REMIND-MAgPIE 3.2-4.6 IntegratedPhysicalDamages (95th-high)] | Net Zero 2050 | DEU | Price¦Primary Energy¦Coal | US$2010/GJ | Price¦Primary Energy¦Coal | fuel_supply | coal | 2035 | 1.3991 | Price¦Primary Energy¦Coal
Downscaling[REMIND-MAgPIE 3.2-4.6 IntegratedPhysicalDamages (95th-high)] | Net Zero 2050 | DEU | Price¦Primary Energy¦Coal | US$2010/GJ | Price¦Primary Energy¦Coal | fuel_supply | coal | 2040 | 1.3424 | Price¦Primary Energy¦Coal
Downscaling[REMIND-MAgPIE 3.2-4.6 IntegratedPhysicalDamages (95th-high)] | Net Zero 2050 | DEU | Price¦Primary Energy¦Coal | US$2010/GJ | Price¦Primary Energy¦Coal | fuel_supply | coal | 2045 | 1.4146 | Price¦Primary Energy¦Coal
Downscaling[REMIND-MAgPIE 3.2-4.6 IntegratedPhysicalDamages (95th-high)] | Net Zero 2050 | DEU | Price¦Primary Energy¦Coal | US$2010/GJ | Price¦Primary Energy¦Coal | fuel_supply | coal | 2050 | 1.6915 | Price¦Primary Energy¦Coal
Downscaling[REMIND-MAgPIE 3.2-4.6 IntegratedPhysicalDamages (95th-high)] | Net Zero 2050 | DEU | Price¦Primary Energy¦Coal | US$2010/GJ | Price¦Primary Energy¦Coal | fuel_supply | coal | 2055 | 1.656 | Price¦Primary Energy¦Coal
Downscaling[REMIND-MAgPIE 3.2-4.6 IntegratedPhysicalDamages (95th-high)] | Net Zero 2050 | DEU | Price¦Primary Energy¦Coal | US$2010/GJ | Price¦Primary Energy¦Coal | fuel_supply | coal | 2060 | 1.867 | Price¦Primary Energy¦Coal
Downscaling[REMIND-MAgPIE 3.2-4.6 IntegratedPhysicalDamages (95th-high)] | Net Zero 2050 | DEU | Price¦Primary Energy¦Coal | US$2010/GJ | Price¦Primary Energy¦Coal | fuel_supply | coal | 2065 | 1.8845 | Price¦Primary Energy¦Coal
Downscaling[REMIND-MAgPIE 3.2-4.6 IntegratedPhysicalDamages (95th-high)] | Net Zero 2050 | DEU | Price¦Primary Energy¦Coal | US$2010/GJ | Price¦Primary Energy¦Coal | fuel_supply | coal | 2070 | 1.902 | Price¦Primary Energy¦Coal
Downscaling[REMIND-MAgPIE 3.2-4.6 IntegratedPhysicalDamages (95th-high)] | Net Zero 2050 | DEU | Price¦Primary Energy¦Coal | US$2010/GJ | Price¦Primary Energy¦Coal | fuel_supply | coal | 2075 | 2.0062 | Price¦Primary Energy¦Coal
Downscaling[REMIND-MAgPIE 3.2-4.6 IntegratedPhysicalDamages (95th-high)] | Net Zero 2050 | DEU | Price¦Primary Energy¦Coal | US$2010/GJ | Price¦Primary Energy¦Coal | fuel_supply | coal | 2080 | 2.1103 | Price¦Primary Energy¦Coal
Downscaling[REMIND-MAgPIE 3.2-4.6 IntegratedPhysicalDamages (95th-high)] | Net Zero 2050 | DEU | Price¦Primary Energy¦Coal | US$2010/GJ | Price¦Primary Energy¦Coal | fuel_supply | coal | 2085 | 2.0984 | Price¦Primary Energy¦Coal
Downscaling[REMIND-MAgPIE 3.2-4.6 IntegratedPhysicalDamages (95th-high)] | Net Zero 2050 | DEU | Price¦Primary Energy¦Coal | US$2010/GJ | Price¦Primary Energy¦Coal | fuel_supply | coal | 2090 | 2.0865 | Price¦Primary Energy¦Coal
Downscaling[REMIND-MAgPIE 3.2-4.6 IntegratedPhysicalDamages (95th-high)] | Net Zero 2050 | DEU | Price¦Primary Energy¦Coal | US$2010/GJ | Price¦Primary Energy¦Coal | fuel_supply | coal | 2095 | 1.9373 | Price¦Primary Energy¦Coal
Downscaling[REMIND-MAgPIE 3.2-4.6 IntegratedPhysicalDamages (95th-high)] | Net Zero 2050 | DEU | Price¦Primary Energy¦Coal | US$2010/GJ | Price¦Primary Energy¦Coal | fuel_supply | coal | 2100 | 1.7882 | Price¦Primary Energy¦Coal
Downscaling[REMIND-MAgPIE 3.2-4.6 IntegratedPhysicalDamages (95th-high)] | Net Zero 2050 | DEU | Price¦Primary Energy¦Gas | US$2010/GJ | Price¦Primary Energy¦Gas | fuel_supply | gas | 2020 | 3.9711 | Price¦Primary Energy¦Gas
Downscaling[REMIND-MAgPIE 3.2-4.6 IntegratedPhysicalDamages (95th-high)] | Net Zero 2050 | DEU | Price¦Primary Energy¦Gas | US$2010/GJ | Price¦Primary Energy¦Gas | fuel_supply | gas | 2025 | 5.3001 | Price¦Primary Energy¦Gas
Downscaling[REMIND-MAgPIE 3.2-4.6 IntegratedPhysicalDamages (95th-high)] | Net Zero 2050 | DEU | Price¦Primary Energy¦Gas | US$2010/GJ | Price¦Primary Energy¦Gas | fuel_supply | gas | 2030 | 5.5763 | Price¦Primary Energy¦Gas
Downscaling[REMIND-MAgPIE 3.2-4.6 IntegratedPhysicalDamages (95th-high)] | Net Zero 2050 | DEU | Price¦Primary Energy¦Gas | US$2010/GJ | Price¦Primary Energy¦Gas | fuel_supply | gas | 2035 | 5.8408 | Price¦Primary Energy¦Gas
Downscaling[REMIND-MAgPIE 3.2-4.6 IntegratedPhysicalDamages (95th-high)] | Net Zero 2050 | DEU | Price¦Primary Energy¦Gas | US$2010/GJ | Price¦Primary Energy¦Gas | fuel_supply | gas | 2040 | 5.6693 | Price¦Primary Energy¦Gas
Downscaling[REMIND-MAgPIE 3.2-4.6 IntegratedPhysicalDamages (95th-high)] | Net Zero 2050 | DEU | Price¦Primary Energy¦Gas | US$2010/GJ | Price¦Primary Energy¦Gas | fuel_supply | gas | 2045 | 4.706 | Price¦Primary Energy¦Gas
Downscaling[REMIND-MAgPIE 3.2-4.6 IntegratedPhysicalDamages (95th-high)] | Net Zero 2050 | DEU | Price¦Primary Energy¦Gas | US$2010/GJ | Price¦Primary Energy¦Gas | fuel_supply | gas | 2050 | 4.2479 | Price¦Primary Energy¦Gas
Downscaling[REMIND-MAgPIE 3.2-4.6 IntegratedPhysicalDamages (95th-high)] | Net Zero 2050 | DEU | Price¦Primary Energy¦Gas | US$2010/GJ | Price¦Primary Energy¦Gas | fuel_supply | gas | 2055 | 4.5904 | Price¦Primary Energy¦Gas
Downscaling[REMIND-MAgPIE 3.2-4.6 IntegratedPhysicalDamages (95th-high)] | Net Zero 2050 | DEU | Price¦Primary Energy¦Gas | US$2010/GJ | Price¦Primary Energy¦Gas | fuel_supply | gas | 2060 | 5.4771 | Price¦Primary Energy¦Gas
Downscaling[REMIND-MAgPIE 3.2-4.6 IntegratedPhysicalDamages (95th-high)] | Net Zero 2050 | DEU | Price¦Primary Energy¦Gas | US$2010/GJ | Price¦Primary Energy¦Gas | fuel_supply | gas | 2065 | 5.7579 | Price¦Primary Energy¦Gas
Downscaling[REMIND-MAgPIE 3.2-4.6 IntegratedPhysicalDamages (95th-high)] | Net Zero 2050 | DEU | Price¦Primary Energy¦Gas | US$2010/GJ | Price¦Primary Energy¦Gas | fuel_supply | gas | 2070 | 6.0387 | Price¦Primary Energy¦Gas
Downscaling[REMIND-MAgPIE 3.2-4.6 IntegratedPhysicalDamages (95th-high)] | Net Zero 2050 | DEU | Price¦Primary Energy¦Gas | US$2010/GJ | Price¦Primary Energy¦Gas | fuel_supply | gas | 2075 | 5.9493 | Price¦Primary Energy¦Gas
Downscaling[REMIND-MAgPIE 3.2-4.6 IntegratedPhysicalDamages (95th-high)] | Net Zero 2050 | DEU | Price¦Primary Energy¦Gas | US$2010/GJ | Price¦Primary Energy¦Gas | fuel_supply | gas | 2080 | 5.8599 | Price¦Primary Energy¦Gas
Downscaling[REMIND-MAgPIE 3.2-4.6 IntegratedPhysicalDamages (95th-high)] | Net Zero 2050 | DEU | Price¦Primary Energy¦Gas | US$2010/GJ | Price¦Primary Energy¦Gas | fuel_supply | gas | 2085 | 5.7766 | Price¦Primary Energy¦Gas
Downscaling[REMIND-MAgPIE 3.2-4.6 IntegratedPhysicalDamages (95th-high)] | Net Zero 2050 | DEU | Price¦Primary Energy¦Gas | US$2010/GJ | Price¦Primary Energy¦Gas | fuel_supply | gas | 2090 | 5.6932 | Price¦Primary Energy¦Gas
Downscaling[REMIND-MAgPIE 3.2-4.6 IntegratedPhysicalDamages (95th-high)] | Net Zero 2050 | DEU | Price¦Primary Energy¦Gas | US$2010/GJ | Price¦Primary Energy¦Gas | fuel_supply | gas | 2095 | 5.2572 | Price¦Primary Energy¦Gas
Downscaling[REMIND-MAgPIE 3.2-4.6 IntegratedPhysicalDamages (95th-high)] | Net Zero 2050 | DEU | Price¦Primary Energy¦Gas | US$2010/GJ | Price¦Primary Energy¦Gas | fuel_supply | gas | 2100 | 4.8211 | Price¦Primary Energy¦Gas
Downscaling[REMIND-MAgPIE 3.2-4.6 IntegratedPhysicalDamages (95th-high)] | Net Zero 2050 | DEU | Price¦Secondary Energy¦Liquids¦Oil | US$2010/GJ | Price¦Secondary Energy¦Liquids¦Oil | fuel_supply | oil | 2020 | 82.2847 | Price¦Secondary Energy¦Liquids¦Oil
Downscaling[REMIND-MAgPIE 3.2-4.6 IntegratedPhysicalDamages (95th-high)] | Net Zero 2050 | DEU | Price¦Secondary Energy¦Liquids¦Oil | US$2010/GJ | Price¦Secondary Energy¦Liquids¦Oil | fuel_supply | oil | 2025 | 83.5245 | Price¦Secondary Energy¦Liquids¦Oil
Downscaling[REMIND-MAgPIE 3.2-4.6 IntegratedPhysicalDamages (95th-high)] | Net Zero 2050 | DEU | Price¦Secondary Energy¦Liquids¦Oil | US$2010/GJ | Price¦Secondary Energy¦Liquids¦Oil | fuel_supply | oil | 2030 | 93.001 | Price¦Secondary Energy¦Liquids¦Oil
Downscaling[REMIND-MAgPIE 3.2-4.6 IntegratedPhysicalDamages (95th-high)] | Net Zero 2050 | DEU | Price¦Secondary Energy¦Liquids¦Oil | US$2010/GJ | Price¦Secondary Energy¦Liquids¦Oil | fuel_supply | oil | 2035 | 104.6197 | Price¦Secondary Energy¦Liquids¦Oil
Downscaling[REMIND-MAgPIE 3.2-4.6 IntegratedPhysicalDamages (95th-high)] | Net Zero 2050 | DEU | Price¦Secondary Energy¦Liquids¦Oil | US$2010/GJ | Price¦Secondary Energy¦Liquids¦Oil | fuel_supply | oil | 2040 | 134.1815 | Price¦Secondary Energy¦Liquids¦Oil
Downscaling[REMIND-MAgPIE 3.2-4.6 IntegratedPhysicalDamages (95th-high)] | Net Zero 2050 | DEU | Price¦Secondary Energy¦Liquids¦Oil | US$2010/GJ | Price¦Secondary Energy¦Liquids¦Oil | fuel_supply | oil | 2045 | 140.8222 | Price¦Secondary Energy¦Liquids¦Oil
Downscaling[REMIND-MAgPIE 3.2-4.6 IntegratedPhysicalDamages (95th-high)] | Net Zero 2050 | DEU | Price¦Secondary Energy¦Liquids¦Oil | US$2010/GJ | Price¦Secondary Energy¦Liquids¦Oil | fuel_supply | oil | 2050 | 147.2178 | Price¦Secondary Energy¦Liquids¦Oil
Downscaling[REMIND-MAgPIE 3.2-4.6 IntegratedPhysicalDamages (95th-high)] | Net Zero 2050 | DEU | Price¦Secondary Energy¦Liquids¦Oil | US$2010/GJ | Price¦Secondary Energy¦Liquids¦Oil | fuel_supply | oil | 2055 | 173.8353 | Price¦Secondary Energy¦Liquids¦Oil
Downscaling[REMIND-MAgPIE 3.2-4.6 IntegratedPhysicalDamages (95th-high)] | Net Zero 2050 | DEU | Price¦Secondary Energy¦Liquids¦Oil | US$2010/GJ | Price¦Secondary Energy¦Liquids¦Oil | fuel_supply | oil | 2060 | 292.5312 | Price¦Secondary Energy¦Liquids¦Oil
Downscaling[REMIND-MAgPIE 3.2-4.6 IntegratedPhysicalDamages (95th-high)] | Net Zero 2050 | DEU | Price¦Secondary Energy¦Liquids¦Oil | US$2010/GJ | Price¦Secondary Energy¦Liquids¦Oil | fuel_supply | oil | 2065 | 393.6094 | Price¦Secondary Energy¦Liquids¦Oil
Downscaling[REMIND-MAgPIE 3.2-4.6 IntegratedPhysicalDamages (95th-high)] | Net Zero 2050 | DEU | Price¦Secondary Energy¦Liquids¦Oil | US$2010/GJ | Price¦Secondary Energy¦Liquids¦Oil | fuel_supply | oil | 2070 | 494.6876 | Price¦Secondary Energy¦Liquids¦Oil
Downscaling[REMIND-MAgPIE 3.2-4.6 IntegratedPhysicalDamages (95th-high)] | Net Zero 2050 | DEU | Price¦Secondary Energy¦Liquids¦Oil | US$2010/GJ | Price¦Secondary Energy¦Liquids¦Oil | fuel_supply | oil | 2075 | 513.1307 | Price¦Secondary Energy¦Liquids¦Oil
Downscaling[REMIND-MAgPIE 3.2-4.6 IntegratedPhysicalDamages (95th-high)] | Net Zero 2050 | DEU | Price¦Secondary Energy¦Liquids¦Oil | US$2010/GJ | Price¦Secondary Energy¦Liquids¦Oil | fuel_supply | oil | 2080 | 531.5738 | Price¦Secondary Energy¦Liquids¦Oil
Downscaling[REMIND-MAgPIE 3.2-4.6 IntegratedPhysicalDamages (95th-high)] | Net Zero 2050 | DEU | Price¦Secondary Energy¦Liquids¦Oil | US$2010/GJ | Price¦Secondary Energy¦Liquids¦Oil | fuel_supply | oil | 2085 | 539.0196 | Price¦Secondary Energy¦Liquids¦Oil
Downscaling[REMIND-MAgPIE 3.2-4.6 IntegratedPhysicalDamages (95th-high)] | Net Zero 2050 | DEU | Price¦Secondary Energy¦Liquids¦Oil | US$2010/GJ | Price¦Secondary Energy¦Liquids¦Oil | fuel_supply | oil | 2090 | 546.4653 | Price¦Secondary Energy¦Liquids¦Oil
Downscaling[REMIND-MAgPIE 3.2-4.6 IntegratedPhysicalDamages (95th-high)] | Net Zero 2050 | DEU | Price¦Secondary Energy¦Liquids¦Oil | US$2010/GJ | Price¦Secondary Energy¦Liquids¦Oil | fuel_supply | oil | 2095 | 576.8861 | Price¦Secondary Energy¦Liquids¦Oil
Downscaling[REMIND-MAgPIE 3.2-4.6 IntegratedPhysicalDamages (95th-high)] | Net Zero 2050 | DEU | Price¦Secondary Energy¦Liquids¦Oil | US$2010/GJ | Price¦Secondary Energy¦Liquids¦Oil | fuel_supply | oil | 2100 | 607.3069 | Price¦Secondary Energy¦Liquids¦Oil
Downscaling[REMIND-MAgPIE 3.2-4.6 IntegratedPhysicalDamages (95th-high)] | Net Zero 2050 | DEU | Emissions¦CO2 | Mt CO2/yr | Emissions¦CO2 | scenarios - CO2 abatement | CO2 | 2020 | 570.0108 | Emissions¦CO2
Downscaling[REMIND-MAgPIE 3.2-4.6 IntegratedPhysicalDamages (95th-high)] | Net Zero 2050 | DEU | Emissions¦CO2 | Mt CO2/yr | Emissions¦CO2 | scenarios - CO2 abatement | CO2 | 2025 | 368.9984 | Emissions¦CO2
Downscaling[REMIND-MAgPIE 3.2-4.6 IntegratedPhysicalDamages (95th-high)] | Net Zero 2050 | DEU | Emissions¦CO2 | Mt CO2/yr | Emissions¦CO2 | scenarios - CO2 abatement | CO2 | 2030 | 142.8462 | Emissions¦CO2
Downscaling[REMIND-MAgPIE 3.2-4.6 IntegratedPhysicalDamages (95th-high)] | Net Zero 2050 | DEU | Emissions¦CO2 | Mt CO2/yr | Emissions¦CO2 | scenarios - CO2 abatement | CO2 | 2035 | 6.4519 | Emissions¦CO2
Downscaling[REMIND-MAgPIE 3.2-4.6 IntegratedPhysicalDamages (95th-high)] | Net Zero 2050 | DEU | Emissions¦CO2 | Mt CO2/yr | Emissions¦CO2 | scenarios - CO2 abatement | CO2 | 2040 | -87.9087 | Emissions¦CO2
Downscaling[REMIND-MAgPIE 3.2-4.6 IntegratedPhysicalDamages (95th-high)] | Net Zero 2050 | DEU | Emissions¦CO2 | Mt CO2/yr | Emissions¦CO2 | scenarios - CO2 abatement | CO2 | 2045 | -114.2055 | Emissions¦CO2
Downscaling[REMIND-MAgPIE 3.2-4.6 IntegratedPhysicalDamages (95th-high)] | Net Zero 2050 | DEU | Emissions¦CO2 | Mt CO2/yr | Emissions¦CO2 | scenarios - CO2 abatement | CO2 | 2050 | -119.1627 | Emissions¦CO2
Downscaling[REMIND-MAgPIE 3.2-4.6 IntegratedPhysicalDamages (95th-high)] | Net Zero 2050 | DEU | Emissions¦CO2 | Mt CO2/yr | Emissions¦CO2 | scenarios - CO2 abatement | CO2 | 2055 | -112.577 | Emissions¦CO2
Downscaling[REMIND-MAgPIE 3.2-4.6 IntegratedPhysicalDamages (95th-high)] | Net Zero 2050 | DEU | Emissions¦CO2 | Mt CO2/yr | Emissions¦CO2 | scenarios - CO2 abatement | CO2 | 2060 | -104.2053 | Emissions¦CO2
Downscaling[REMIND-MAgPIE 3.2-4.6 IntegratedPhysicalDamages (95th-high)] | Net Zero 2050 | DEU | Emissions¦CO2 | Mt CO2/yr | Emissions¦CO2 | scenarios - CO2 abatement | CO2 | 2065 | -86.2732 | Emissions¦CO2
Downscaling[REMIND-MAgPIE 3.2-4.6 IntegratedPhysicalDamages (95th-high)] | Net Zero 2050 | DEU | Emissions¦CO2 | Mt CO2/yr | Emissions¦CO2 | scenarios - CO2 abatement | CO2 | 2070 | -68.702 | Emissions¦CO2
Downscaling[REMIND-MAgPIE 3.2-4.6 IntegratedPhysicalDamages (95th-high)] | Net Zero 2050 | DEU | Emissions¦CO2 | Mt CO2/yr | Emissions¦CO2 | scenarios - CO2 abatement | CO2 | 2075 | -64.4272 | Emissions¦CO2
Downscaling[REMIND-MAgPIE 3.2-4.6 IntegratedPhysicalDamages (95th-high)] | Net Zero 2050 | DEU | Emissions¦CO2 | Mt CO2/yr | Emissions¦CO2 | scenarios - CO2 abatement | CO2 | 2080 | -60.7577 | Emissions¦CO2
Downscaling[REMIND-MAgPIE 3.2-4.6 IntegratedPhysicalDamages (95th-high)] | Net Zero 2050 | DEU | Emissions¦CO2 | Mt CO2/yr | Emissions¦CO2 | scenarios - CO2 abatement | CO2 | 2085 | -57.4818 | Emissions¦CO2
Downscaling[REMIND-MAgPIE 3.2-4.6 IntegratedPhysicalDamages (95th-high)] | Net Zero 2050 | DEU | Emissions¦CO2 | Mt CO2/yr | Emissions¦CO2 | scenarios - CO2 abatement | CO2 | 2090 | -55.688 | Emissions¦CO2
Downscaling[REMIND-MAgPIE 3.2-4.6 IntegratedPhysicalDamages (95th-high)] | Net Zero 2050 | DEU | Emissions¦CO2 | Mt CO2/yr | Emissions¦CO2 | scenarios - CO2 abatement | CO2 | 2095 | -60.247 | Emissions¦CO2
Downscaling[REMIND-MAgPIE 3.2-4.6 IntegratedPhysicalDamages (95th-high)] | Net Zero 2050 | DEU | Emissions¦CO2 | Mt CO2/yr | Emissions¦CO2 | scenarios - CO2 abatement | CO2 | 2100 | -64.4603 | Emissions¦CO2
Downscaling[REMIND-MAgPIE 3.2-4.6 IntegratedPhysicalDamages (95th-high)] | Net Zero 2050 | DEU | Emissions¦CO2¦Energy | Mt CO2/yr | Emissions¦CO2¦Energy | scenarios - CO2 abatement | CO2 | 2020 | 602.4958 | Emissions¦CO2¦Energy
Downscaling[REMIND-MAgPIE 3.2-4.6 IntegratedPhysicalDamages (95th-high)] | Net Zero 2050 | DEU | Emissions¦CO2¦Energy | Mt CO2/yr | Emissions¦CO2¦Energy | scenarios - CO2 abatement | CO2 | 2025 | 377.8064 | Emissions¦CO2¦Energy
Downscaling[REMIND-MAgPIE 3.2-4.6 IntegratedPhysicalDamages (95th-high)] | Net Zero 2050 | DEU | Emissions¦CO2¦Energy | Mt CO2/yr | Emissions¦CO2¦Energy | scenarios - CO2 abatement | CO2 | 2030 | 161.8083 | Emissions¦CO2¦Energy
Downscaling[REMIND-MAgPIE 3.2-4.6 IntegratedPhysicalDamages (95th-high)] | Net Zero 2050 | DEU | Emissions¦CO2¦Energy | Mt CO2/yr | Emissions¦CO2¦Energy | scenarios - CO2 abatement | CO2 | 2035 | 32.6109 | Emissions¦CO2¦Energy
Downscaling[REMIND-MAgPIE 3.2-4.6 IntegratedPhysicalDamages (95th-high)] | Net Zero 2050 | DEU | Emissions¦CO2¦Energy | Mt CO2/yr | Emissions¦CO2¦Energy | scenarios - CO2 abatement | CO2 | 2040 | -58.2895 | Emissions¦CO2¦Energy
Downscaling[REMIND-MAgPIE 3.2-4.6 IntegratedPhysicalDamages (95th-high)] | Net Zero 2050 | DEU | Emissions¦CO2¦Energy | Mt CO2/yr | Emissions¦CO2¦Energy | scenarios - CO2 abatement | CO2 | 2045 | -82.4071 | Emissions¦CO2¦Energy
Downscaling[REMIND-MAgPIE 3.2-4.6 IntegratedPhysicalDamages (95th-high)] | Net Zero 2050 | DEU | Emissions¦CO2¦Energy | Mt CO2/yr | Emissions¦CO2¦Energy | scenarios - CO2 abatement | CO2 | 2050 | -85.9538 | Emissions¦CO2¦Energy
Downscaling[REMIND-MAgPIE 3.2-4.6 IntegratedPhysicalDamages (95th-high)] | Net Zero 2050 | DEU | Emissions¦CO2¦Energy | Mt CO2/yr | Emissions¦CO2¦Energy | scenarios - CO2 abatement | CO2 | 2055 | -79.4959 | Emissions¦CO2¦Energy
Downscaling[REMIND-MAgPIE 3.2-4.6 IntegratedPhysicalDamages (95th-high)] | Net Zero 2050 | DEU | Emissions¦CO2¦Energy | Mt CO2/yr | Emissions¦CO2¦Energy | scenarios - CO2 abatement | CO2 | 2060 | -73.3405 | Emissions¦CO2¦Energy
Downscaling[REMIND-MAgPIE 3.2-4.6 IntegratedPhysicalDamages (95th-high)] | Net Zero 2050 | DEU | Emissions¦CO2¦Energy | Mt CO2/yr | Emissions¦CO2¦Energy | scenarios - CO2 abatement | CO2 | 2065 | -61.3597 | Emissions¦CO2¦Energy
Downscaling[REMIND-MAgPIE 3.2-4.6 IntegratedPhysicalDamages (95th-high)] | Net Zero 2050 | DEU | Emissions¦CO2¦Energy | Mt CO2/yr | Emissions¦CO2¦Energy | scenarios - CO2 abatement | CO2 | 2070 | -49.7345 | Emissions¦CO2¦Energy
Downscaling[REMIND-MAgPIE 3.2-4.6 IntegratedPhysicalDamages (95th-high)] | Net Zero 2050 | DEU | Emissions¦CO2¦Energy | Mt CO2/yr | Emissions¦CO2¦Energy | scenarios - CO2 abatement | CO2 | 2075 | -40.2213 | Emissions¦CO2¦Energy
Downscaling[REMIND-MAgPIE 3.2-4.6 IntegratedPhysicalDamages (95th-high)] | Net Zero 2050 | DEU | Emissions¦CO2¦Energy | Mt CO2/yr | Emissions¦CO2¦Energy | scenarios - CO2 abatement | CO2 | 2080 | -31.3224 | Emissions¦CO2¦Energy
Downscaling[REMIND-MAgPIE 3.2-4.6 IntegratedPhysicalDamages (95th-high)] | Net Zero 2050 | DEU | Emissions¦CO2¦Energy | Mt CO2/yr | Emissions¦CO2¦Energy | scenarios - CO2 abatement | CO2 | 2085 | -31.2682 | Emissions¦CO2¦Energy
Downscaling[REMIND-MAgPIE 3.2-4.6 IntegratedPhysicalDamages (95th-high)] | Net Zero 2050 | DEU | Emissions¦CO2¦Energy | Mt CO2/yr | Emissions¦CO2¦Energy | scenarios - CO2 abatement | CO2 | 2090 | -32.7155 | Emissions¦CO2¦Energy
Downscaling[REMIND-MAgPIE 3.2-4.6 IntegratedPhysicalDamages (95th-high)] | Net Zero 2050 | DEU | Emissions¦CO2¦Energy | Mt CO2/yr | Emissions¦CO2¦Energy | scenarios - CO2 abatement | CO2 | 2095 | -34.7954 | Emissions¦CO2¦Energy
Downscaling[REMIND-MAgPIE 3.2-4.6 IntegratedPhysicalDamages (95th-high)] | Net Zero 2050 | DEU | Emissions¦CO2¦Energy | Mt CO2/yr | Emissions¦CO2¦Energy | scenarios - CO2 abatement | CO2 | 2100 | -36.5289 | Emissions¦CO2¦Energy
Downscaling[REMIND-MAgPIE 3.2-4.6 IntegratedPhysicalDamages (median)] | Below 2°C | DEU | Carbon Sequestration¦CCS | Mt CO2/yr | Carbon Sequestration¦CCS | CCS potential |  | 2020 | 0 | Carbon Sequestration¦CCS
Downscaling[REMIND-MAgPIE 3.2-4.6 IntegratedPhysicalDamages (median)] | Below 2°C | DEU | Carbon Sequestration¦CCS | Mt CO2/yr | Carbon Sequestration¦CCS | CCS potential |  | 2025 | 0.7076 | Carbon Sequestration¦CCS
Downscaling[REMIND-MAgPIE 3.2-4.6 IntegratedPhysicalDamages (median)] | Below 2°C | DEU | Carbon Sequestration¦CCS | Mt CO2/yr | Carbon Sequestration¦CCS | CCS potential |  | 2030 | 3.7908 | Carbon Sequestration¦CCS
Downscaling[REMIND-MAgPIE 3.2-4.6 IntegratedPhysicalDamages (median)] | Below 2°C | DEU | Carbon Sequestration¦CCS | Mt CO2/yr | Carbon Sequestration¦CCS | CCS potential |  | 2035 | 10.4752 | Carbon Sequestration¦CCS
Downscaling[REMIND-MAgPIE 3.2-4.6 IntegratedPhysicalDamages (median)] | Below 2°C | DEU | Carbon Sequestration¦CCS | Mt CO2/yr | Carbon Sequestration¦CCS | CCS potential |  | 2040 | 19.0282 | Carbon Sequestration¦CCS
Downscaling[REMIND-MAgPIE 3.2-4.6 IntegratedPhysicalDamages (median)] | Below 2°C | DEU | Carbon Sequestration¦CCS | Mt CO2/yr | Carbon Sequestration¦CCS | CCS potential |  | 2045 | 24.3291 | Carbon Sequestration¦CCS
Downscaling[REMIND-MAgPIE 3.2-4.6 IntegratedPhysicalDamages (median)] | Below 2°C | DEU | Carbon Sequestration¦CCS | Mt CO2/yr | Carbon Sequestration¦CCS | CCS potential |  | 2050 | 26.1959 | Carbon Sequestration¦CCS
Downscaling[REMIND-MAgPIE 3.2-4.6 IntegratedPhysicalDamages (median)] | Below 2°C | DEU | Carbon Sequestration¦CCS | Mt CO2/yr | Carbon Sequestration¦CCS | CCS potential |  | 2055 | 25.7281 | Carbon Sequestration¦CCS
Downscaling[REMIND-MAgPIE 3.2-4.6 IntegratedPhysicalDamages (median)] | Below 2°C | DEU | Carbon Sequestration¦CCS | Mt CO2/yr | Carbon Sequestration¦CCS | CCS potential |  | 2060 | 23.8463 | Carbon Sequestration¦CCS
Downscaling[REMIND-MAgPIE 3.2-4.6 IntegratedPhysicalDamages (median)] | Below 2°C | DEU | Carbon Sequestration¦CCS | Mt CO2/yr | Carbon Sequestration¦CCS | CCS potential |  | 2065 | 21.378 | Carbon Sequestration¦CCS
Downscaling[REMIND-MAgPIE 3.2-4.6 IntegratedPhysicalDamages (median)] | Below 2°C | DEU | Carbon Sequestration¦CCS | Mt CO2/yr | Carbon Sequestration¦CCS | CCS potential |  | 2070 | 19.1813 | Carbon Sequestration¦CCS
Downscaling[REMIND-MAgPIE 3.2-4.6 IntegratedPhysicalDamages (median)] | Below 2°C | DEU | Carbon Sequestration¦CCS | Mt CO2/yr | Carbon Sequestration¦CCS | CCS potential |  | 2075 | 18.3956 | Carbon Sequestration¦CCS
Downscaling[REMIND-MAgPIE 3.2-4.6 IntegratedPhysicalDamages (median)] | Below 2°C | DEU | Carbon Sequestration¦CCS | Mt CO2/yr | Carbon Sequestration¦CCS | CCS potential |  | 2080 | 17.5743 | Carbon Sequestration¦CCS
Downscaling[REMIND-MAgPIE 3.2-4.6 IntegratedPhysicalDamages (median)] | Below 2°C | DEU | Carbon Sequestration¦CCS | Mt CO2/yr | Carbon Sequestration¦CCS | CCS potential |  | 2085 | 18.3166 | Carbon Sequestration¦CCS
Downscaling[REMIND-MAgPIE 3.2-4.6 IntegratedPhysicalDamages (median)] | Below 2°C | DEU | Carbon Sequestration¦CCS | Mt CO2/yr | Carbon Sequestration¦CCS | CCS potential |  | 2090 | 19.1384 | Carbon Sequestration¦CCS
Downscaling[REMIND-MAgPIE 3.2-4.6 IntegratedPhysicalDamages (median)] | Below 2°C | DEU | Carbon Sequestration¦CCS | Mt CO2/yr | Carbon Sequestration¦CCS | CCS potential |  | 2095 | 19.4833 | Carbon Sequestration¦CCS
Downscaling[REMIND-MAgPIE 3.2-4.6 IntegratedPhysicalDamages (median)] | Below 2°C | DEU | Carbon Sequestration¦CCS | Mt CO2/yr | Carbon Sequestration¦CCS | CCS potential |  | 2100 | 19.5559 | Carbon Sequestration¦CCS
Downscaling[REMIND-MAgPIE 3.2-4.6 IntegratedPhysicalDamages (median)] | Below 2°C | DEU | Final Energy¦Industry¦Electricity | EJ/yr | Final Energy¦Industry¦Electricity | demand_projection | elc_industry | 2020 | 0.9445 | Final Energy¦Industry¦Electricity
Downscaling[REMIND-MAgPIE 3.2-4.6 IntegratedPhysicalDamages (median)] | Below 2°C | DEU | Final Energy¦Industry¦Electricity | EJ/yr | Final Energy¦Industry¦Electricity | demand_projection | elc_industry | 2025 | 0.9149 | Final Energy¦Industry¦Electricity
Downscaling[REMIND-MAgPIE 3.2-4.6 IntegratedPhysicalDamages (median)] | Below 2°C | DEU | Final Energy¦Industry¦Electricity | EJ/yr | Final Energy¦Industry¦Electricity | demand_projection | elc_industry | 2030 | 0.8956 | Final Energy¦Industry¦Electricity
Downscaling[REMIND-MAgPIE 3.2-4.6 IntegratedPhysicalDamages (median)] | Below 2°C | DEU | Final Energy¦Industry¦Electricity | EJ/yr | Final Energy¦Industry¦Electricity | demand_projection | elc_industry | 2035 | 0.9 | Final Energy¦Industry¦Electricity
Downscaling[REMIND-MAgPIE 3.2-4.6 IntegratedPhysicalDamages (median)] | Below 2°C | DEU | Final Energy¦Industry¦Electricity | EJ/yr | Final Energy¦Industry¦Electricity | demand_projection | elc_industry | 2040 | 0.852 | Final Energy¦Industry¦Electricity
Downscaling[REMIND-MAgPIE 3.2-4.6 IntegratedPhysicalDamages (median)] | Below 2°C | DEU | Final Energy¦Industry¦Electricity | EJ/yr | Final Energy¦Industry¦Electricity | demand_projection | elc_industry | 2045 | 0.8218 | Final Energy¦Industry¦Electricity
Downscaling[REMIND-MAgPIE 3.2-4.6 IntegratedPhysicalDamages (median)] | Below 2°C | DEU | Final Energy¦Industry¦Electricity | EJ/yr | Final Energy¦Industry¦Electricity | demand_projection | elc_industry | 2050 | 0.7726 | Final Energy¦Industry¦Electricity
Downscaling[REMIND-MAgPIE 3.2-4.6 IntegratedPhysicalDamages (median)] | Below 2°C | DEU | Final Energy¦Industry¦Electricity | EJ/yr | Final Energy¦Industry¦Electricity | demand_projection | elc_industry | 2055 | 0.7155 | Final Energy¦Industry¦Electricity
Downscaling[REMIND-MAgPIE 3.2-4.6 IntegratedPhysicalDamages (median)] | Below 2°C | DEU | Final Energy¦Industry¦Electricity | EJ/yr | Final Energy¦Industry¦Electricity | demand_projection | elc_industry | 2060 | 0.6356 | Final Energy¦Industry¦Electricity
Downscaling[REMIND-MAgPIE 3.2-4.6 IntegratedPhysicalDamages (median)] | Below 2°C | DEU | Final Energy¦Industry¦Electricity | EJ/yr | Final Energy¦Industry¦Electricity | demand_projection | elc_industry | 2065 | 0.5939 | Final Energy¦Industry¦Electricity
Downscaling[REMIND-MAgPIE 3.2-4.6 IntegratedPhysicalDamages (median)] | Below 2°C | DEU | Final Energy¦Industry¦Electricity | EJ/yr | Final Energy¦Industry¦Electricity | demand_projection | elc_industry | 2070 | 0.5562 | Final Energy¦Industry¦Electricity
Downscaling[REMIND-MAgPIE 3.2-4.6 IntegratedPhysicalDamages (median)] | Below 2°C | DEU | Final Energy¦Industry¦Electricity | EJ/yr | Final Energy¦Industry¦Electricity | demand_projection | elc_industry | 2075 | 0.5215 | Final Energy¦Industry¦Electricity
Downscaling[REMIND-MAgPIE 3.2-4.6 IntegratedPhysicalDamages (median)] | Below 2°C | DEU | Final Energy¦Industry¦Electricity | EJ/yr | Final Energy¦Industry¦Electricity | demand_projection | elc_industry | 2080 | 0.4899 | Final Energy¦Industry¦Electricity
Downscaling[REMIND-MAgPIE 3.2-4.6 IntegratedPhysicalDamages (median)] | Below 2°C | DEU | Final Energy¦Industry¦Electricity | EJ/yr | Final Energy¦Industry¦Electricity | demand_projection | elc_industry | 2085 | 0.4549 | Final Energy¦Industry¦Electricity
Downscaling[REMIND-MAgPIE 3.2-4.6 IntegratedPhysicalDamages (median)] | Below 2°C | DEU | Final Energy¦Industry¦Electricity | EJ/yr | Final Energy¦Industry¦Electricity | demand_projection | elc_industry | 2090 | 0.415 | Final Energy¦Industry¦Electricity
Downscaling[REMIND-MAgPIE 3.2-4.6 IntegratedPhysicalDamages (median)] | Below 2°C | DEU | Final Energy¦Industry¦Electricity | EJ/yr | Final Energy¦Industry¦Electricity | demand_projection | elc_industry | 2095 | 0.3666 | Final Energy¦Industry¦Electricity
Downscaling[REMIND-MAgPIE 3.2-4.6 IntegratedPhysicalDamages (median)] | Below 2°C | DEU | Final Energy¦Industry¦Electricity | EJ/yr | Final Energy¦Industry¦Electricity | demand_projection | elc_industry | 2100 | 0.331 | Final Energy¦Industry¦Electricity
Downscaling[REMIND-MAgPIE 3.2-4.6 IntegratedPhysicalDamages (median)] | Below 2°C | DEU | Final Energy¦Residential and Commercial¦Electricity | EJ/yr | Final Energy¦Residential and Commercial¦Electricity | demand_projection | elc_buildings | 2020 | 1.1113 | Final Energy¦Residential and Commercial¦Electricity
Downscaling[REMIND-MAgPIE 3.2-4.6 IntegratedPhysicalDamages (median)] | Below 2°C | DEU | Final Energy¦Residential and Commercial¦Electricity | EJ/yr | Final Energy¦Residential and Commercial¦Electricity | demand_projection | elc_buildings | 2025 | 1.0646 | Final Energy¦Residential and Commercial¦Electricity
Downscaling[REMIND-MAgPIE 3.2-4.6 IntegratedPhysicalDamages (median)] | Below 2°C | DEU | Final Energy¦Residential and Commercial¦Electricity | EJ/yr | Final Energy¦Residential and Commercial¦Electricity | demand_projection | elc_buildings | 2030 | 1.0854 | Final Energy¦Residential and Commercial¦Electricity
Downscaling[REMIND-MAgPIE 3.2-4.6 IntegratedPhysicalDamages (median)] | Below 2°C | DEU | Final Energy¦Residential and Commercial¦Electricity | EJ/yr | Final Energy¦Residential and Commercial¦Electricity | demand_projection | elc_buildings | 2035 | 1.0935 | Final Energy¦Residential and Commercial¦Electricity
Downscaling[REMIND-MAgPIE 3.2-4.6 IntegratedPhysicalDamages (median)] | Below 2°C | DEU | Final Energy¦Residential and Commercial¦Electricity | EJ/yr | Final Energy¦Residential and Commercial¦Electricity | demand_projection | elc_buildings | 2040 | 1.0713 | Final Energy¦Residential and Commercial¦Electricity
Downscaling[REMIND-MAgPIE 3.2-4.6 IntegratedPhysicalDamages (median)] | Below 2°C | DEU | Final Energy¦Residential and Commercial¦Electricity | EJ/yr | Final Energy¦Residential and Commercial¦Electricity | demand_projection | elc_buildings | 2045 | 1.0621 | Final Energy¦Residential and Commercial¦Electricity
Downscaling[REMIND-MAgPIE 3.2-4.6 IntegratedPhysicalDamages (median)] | Below 2°C | DEU | Final Energy¦Residential and Commercial¦Electricity | EJ/yr | Final Energy¦Residential and Commercial¦Electricity | demand_projection | elc_buildings | 2050 | 1.0333 | Final Energy¦Residential and Commercial¦Electricity
Downscaling[REMIND-MAgPIE 3.2-4.6 IntegratedPhysicalDamages (median)] | Below 2°C | DEU | Final Energy¦Residential and Commercial¦Electricity | EJ/yr | Final Energy¦Residential and Commercial¦Electricity | demand_projection | elc_buildings | 2055 | 0.9718 | Final Energy¦Residential and Commercial¦Electricity
Downscaling[REMIND-MAgPIE 3.2-4.6 IntegratedPhysicalDamages (median)] | Below 2°C | DEU | Final Energy¦Residential and Commercial¦Electricity | EJ/yr | Final Energy¦Residential and Commercial¦Electricity | demand_projection | elc_buildings | 2060 | 0.9708 | Final Energy¦Residential and Commercial¦Electricity
Downscaling[REMIND-MAgPIE 3.2-4.6 IntegratedPhysicalDamages (median)] | Below 2°C | DEU | Final Energy¦Residential and Commercial¦Electricity | EJ/yr | Final Energy¦Residential and Commercial¦Electricity | demand_projection | elc_buildings | 2065 | 0.9663 | Final Energy¦Residential and Commercial¦Electricity
Downscaling[REMIND-MAgPIE 3.2-4.6 IntegratedPhysicalDamages (median)] | Below 2°C | DEU | Final Energy¦Residential and Commercial¦Electricity | EJ/yr | Final Energy¦Residential and Commercial¦Electricity | demand_projection | elc_buildings | 2070 | 0.955 | Final Energy¦Residential and Commercial¦Electricity
Downscaling[REMIND-MAgPIE 3.2-4.6 IntegratedPhysicalDamages (median)] | Below 2°C | DEU | Final Energy¦Residential and Commercial¦Electricity | EJ/yr | Final Energy¦Residential and Commercial¦Electricity | demand_projection | elc_buildings | 2075 | 0.9815 | Final Energy¦Residential and Commercial¦Electricity
Downscaling[REMIND-MAgPIE 3.2-4.6 IntegratedPhysicalDamages (median)] | Below 2°C | DEU | Final Energy¦Residential and Commercial¦Electricity | EJ/yr | Final Energy¦Residential and Commercial¦Electricity | demand_projection | elc_buildings | 2080 | 1.0125 | Final Energy¦Residential and Commercial¦Electricity
Downscaling[REMIND-MAgPIE 3.2-4.6 IntegratedPhysicalDamages (median)] | Below 2°C | DEU | Final Energy¦Residential and Commercial¦Electricity | EJ/yr | Final Energy¦Residential and Commercial¦Electricity | demand_projection | elc_buildings | 2085 | 1.042 | Final Energy¦Residential and Commercial¦Electricity
Downscaling[REMIND-MAgPIE 3.2-4.6 IntegratedPhysicalDamages (median)] | Below 2°C | DEU | Final Energy¦Residential and Commercial¦Electricity | EJ/yr | Final Energy¦Residential and Commercial¦Electricity | demand_projection | elc_buildings | 2090 | 1.0676 | Final Energy¦Residential and Commercial¦Electricity
Downscaling[REMIND-MAgPIE 3.2-4.6 IntegratedPhysicalDamages (median)] | Below 2°C | DEU | Final Energy¦Residential and Commercial¦Electricity | EJ/yr | Final Energy¦Residential and Commercial¦Electricity | demand_projection | elc_buildings | 2095 | 1.0855 | Final Energy¦Residential and Commercial¦Electricity
Downscaling[REMIND-MAgPIE 3.2-4.6 IntegratedPhysicalDamages (median)] | Below 2°C | DEU | Final Energy¦Residential and Commercial¦Electricity | EJ/yr | Final Energy¦Residential and Commercial¦Electricity | demand_projection | elc_buildings | 2100 | 1.1099 | Final Energy¦Residential and Commercial¦Electricity
Downscaling[REMIND-MAgPIE 3.2-4.6 IntegratedPhysicalDamages (median)] | Below 2°C | DEU | Final Energy¦Transportation¦Electricity | EJ/yr | Final Energy¦Transportation¦Electricity | demand_projection | elc_transport | 2020 | 0.0813 | Final Energy¦Transportation¦Electricity
Downscaling[REMIND-MAgPIE 3.2-4.6 IntegratedPhysicalDamages (median)] | Below 2°C | DEU | Final Energy¦Transportation¦Electricity | EJ/yr | Final Energy¦Transportation¦Electricity | demand_projection | elc_transport | 2025 | 0.1984 | Final Energy¦Transportation¦Electricity
Downscaling[REMIND-MAgPIE 3.2-4.6 IntegratedPhysicalDamages (median)] | Below 2°C | DEU | Final Energy¦Transportation¦Electricity | EJ/yr | Final Energy¦Transportation¦Electricity | demand_projection | elc_transport | 2030 | 0.369 | Final Energy¦Transportation¦Electricity
Downscaling[REMIND-MAgPIE 3.2-4.6 IntegratedPhysicalDamages (median)] | Below 2°C | DEU | Final Energy¦Transportation¦Electricity | EJ/yr | Final Energy¦Transportation¦Electricity | demand_projection | elc_transport | 2035 | 0.5107 | Final Energy¦Transportation¦Electricity
Downscaling[REMIND-MAgPIE 3.2-4.6 IntegratedPhysicalDamages (median)] | Below 2°C | DEU | Final Energy¦Transportation¦Electricity | EJ/yr | Final Energy¦Transportation¦Electricity | demand_projection | elc_transport | 2040 | 0.5769 | Final Energy¦Transportation¦Electricity
Downscaling[REMIND-MAgPIE 3.2-4.6 IntegratedPhysicalDamages (median)] | Below 2°C | DEU | Final Energy¦Transportation¦Electricity | EJ/yr | Final Energy¦Transportation¦Electricity | demand_projection | elc_transport | 2045 | 0.5887 | Final Energy¦Transportation¦Electricity
Downscaling[REMIND-MAgPIE 3.2-4.6 IntegratedPhysicalDamages (median)] | Below 2°C | DEU | Final Energy¦Transportation¦Electricity | EJ/yr | Final Energy¦Transportation¦Electricity | demand_projection | elc_transport | 2050 | 0.581 | Final Energy¦Transportation¦Electricity
Downscaling[REMIND-MAgPIE 3.2-4.6 IntegratedPhysicalDamages (median)] | Below 2°C | DEU | Final Energy¦Transportation¦Electricity | EJ/yr | Final Energy¦Transportation¦Electricity | demand_projection | elc_transport | 2055 | 0.5781 | Final Energy¦Transportation¦Electricity
Downscaling[REMIND-MAgPIE 3.2-4.6 IntegratedPhysicalDamages (median)] | Below 2°C | DEU | Final Energy¦Transportation¦Electricity | EJ/yr | Final Energy¦Transportation¦Electricity | demand_projection | elc_transport | 2060 | 0.5703 | Final Energy¦Transportation¦Electricity
Downscaling[REMIND-MAgPIE 3.2-4.6 IntegratedPhysicalDamages (median)] | Below 2°C | DEU | Final Energy¦Transportation¦Electricity | EJ/yr | Final Energy¦Transportation¦Electricity | demand_projection | elc_transport | 2065 | 0.5585 | Final Energy¦Transportation¦Electricity
Downscaling[REMIND-MAgPIE 3.2-4.6 IntegratedPhysicalDamages (median)] | Below 2°C | DEU | Final Energy¦Transportation¦Electricity | EJ/yr | Final Energy¦Transportation¦Electricity | demand_projection | elc_transport | 2070 | 0.5606 | Final Energy¦Transportation¦Electricity
Downscaling[REMIND-MAgPIE 3.2-4.6 IntegratedPhysicalDamages (median)] | Below 2°C | DEU | Final Energy¦Transportation¦Electricity | EJ/yr | Final Energy¦Transportation¦Electricity | demand_projection | elc_transport | 2075 | 0.5647 | Final Energy¦Transportation¦Electricity
Downscaling[REMIND-MAgPIE 3.2-4.6 IntegratedPhysicalDamages (median)] | Below 2°C | DEU | Final Energy¦Transportation¦Electricity | EJ/yr | Final Energy¦Transportation¦Electricity | demand_projection | elc_transport | 2080 | 0.5621 | Final Energy¦Transportation¦Electricity
Downscaling[REMIND-MAgPIE 3.2-4.6 IntegratedPhysicalDamages (median)] | Below 2°C | DEU | Final Energy¦Transportation¦Electricity | EJ/yr | Final Energy¦Transportation¦Electricity | demand_projection | elc_transport | 2085 | 0.5514 | Final Energy¦Transportation¦Electricity
Downscaling[REMIND-MAgPIE 3.2-4.6 IntegratedPhysicalDamages (median)] | Below 2°C | DEU | Final Energy¦Transportation¦Electricity | EJ/yr | Final Energy¦Transportation¦Electricity | demand_projection | elc_transport | 2090 | 0.5339 | Final Energy¦Transportation¦Electricity
Downscaling[REMIND-MAgPIE 3.2-4.6 IntegratedPhysicalDamages (median)] | Below 2°C | DEU | Final Energy¦Transportation¦Electricity | EJ/yr | Final Energy¦Transportation¦Electricity | demand_projection | elc_transport | 2095 | 0.5018 | Final Energy¦Transportation¦Electricity
Downscaling[REMIND-MAgPIE 3.2-4.6 IntegratedPhysicalDamages (median)] | Below 2°C | DEU | Final Energy¦Transportation¦Electricity | EJ/yr | Final Energy¦Transportation¦Electricity | demand_projection | elc_transport | 2100 | 0.4835 | Final Energy¦Transportation¦Electricity
Downscaling[REMIND-MAgPIE 3.2-4.6 IntegratedPhysicalDamages (median)] | Below 2°C | DEU | Secondary Energy¦Hydrogen | EJ/yr | Secondary Energy¦Hydrogen | demand_projection | hydrogen_allsect | 2020 | 0.0125 | Secondary Energy¦Hydrogen
Downscaling[REMIND-MAgPIE 3.2-4.6 IntegratedPhysicalDamages (median)] | Below 2°C | DEU | Secondary Energy¦Hydrogen | EJ/yr | Secondary Energy¦Hydrogen | demand_projection | hydrogen_allsect | 2025 | 0.047 | Secondary Energy¦Hydrogen
Downscaling[REMIND-MAgPIE 3.2-4.6 IntegratedPhysicalDamages (median)] | Below 2°C | DEU | Secondary Energy¦Hydrogen | EJ/yr | Secondary Energy¦Hydrogen | demand_projection | hydrogen_allsect | 2030 | 0.0687 | Secondary Energy¦Hydrogen
Downscaling[REMIND-MAgPIE 3.2-4.6 IntegratedPhysicalDamages (median)] | Below 2°C | DEU | Secondary Energy¦Hydrogen | EJ/yr | Secondary Energy¦Hydrogen | demand_projection | hydrogen_allsect | 2035 | 0.091 | Secondary Energy¦Hydrogen
Downscaling[REMIND-MAgPIE 3.2-4.6 IntegratedPhysicalDamages (median)] | Below 2°C | DEU | Secondary Energy¦Hydrogen | EJ/yr | Secondary Energy¦Hydrogen | demand_projection | hydrogen_allsect | 2040 | 0.1127 | Secondary Energy¦Hydrogen
Downscaling[REMIND-MAgPIE 3.2-4.6 IntegratedPhysicalDamages (median)] | Below 2°C | DEU | Secondary Energy¦Hydrogen | EJ/yr | Secondary Energy¦Hydrogen | demand_projection | hydrogen_allsect | 2045 | 0.167 | Secondary Energy¦Hydrogen
Downscaling[REMIND-MAgPIE 3.2-4.6 IntegratedPhysicalDamages (median)] | Below 2°C | DEU | Secondary Energy¦Hydrogen | EJ/yr | Secondary Energy¦Hydrogen | demand_projection | hydrogen_allsect | 2050 | 0.2285 | Secondary Energy¦Hydrogen
Downscaling[REMIND-MAgPIE 3.2-4.6 IntegratedPhysicalDamages (median)] | Below 2°C | DEU | Secondary Energy¦Hydrogen | EJ/yr | Secondary Energy¦Hydrogen | demand_projection | hydrogen_allsect | 2055 | 0.2836 | Secondary Energy¦Hydrogen
Downscaling[REMIND-MAgPIE 3.2-4.6 IntegratedPhysicalDamages (median)] | Below 2°C | DEU | Secondary Energy¦Hydrogen | EJ/yr | Secondary Energy¦Hydrogen | demand_projection | hydrogen_allsect | 2060 | 0.3438 | Secondary Energy¦Hydrogen
Downscaling[REMIND-MAgPIE 3.2-4.6 IntegratedPhysicalDamages (median)] | Below 2°C | DEU | Secondary Energy¦Hydrogen | EJ/yr | Secondary Energy¦Hydrogen | demand_projection | hydrogen_allsect | 2065 | 0.3327 | Secondary Energy¦Hydrogen
Downscaling[REMIND-MAgPIE 3.2-4.6 IntegratedPhysicalDamages (median)] | Below 2°C | DEU | Secondary Energy¦Hydrogen | EJ/yr | Secondary Energy¦Hydrogen | demand_projection | hydrogen_allsect | 2070 | 0.3179 | Secondary Energy¦Hydrogen
Downscaling[REMIND-MAgPIE 3.2-4.6 IntegratedPhysicalDamages (median)] | Below 2°C | DEU | Secondary Energy¦Hydrogen | EJ/yr | Secondary Energy¦Hydrogen | demand_projection | hydrogen_allsect | 2075 | 0.3024 | Secondary Energy¦Hydrogen
Downscaling[REMIND-MAgPIE 3.2-4.6 IntegratedPhysicalDamages (median)] | Below 2°C | DEU | Secondary Energy¦Hydrogen | EJ/yr | Secondary Energy¦Hydrogen | demand_projection | hydrogen_allsect | 2080 | 0.286 | Secondary Energy¦Hydrogen
Downscaling[REMIND-MAgPIE 3.2-4.6 IntegratedPhysicalDamages (median)] | Below 2°C | DEU | Secondary Energy¦Hydrogen | EJ/yr | Secondary Energy¦Hydrogen | demand_projection | hydrogen_allsect | 2085 | 0.2817 | Secondary Energy¦Hydrogen
Downscaling[REMIND-MAgPIE 3.2-4.6 IntegratedPhysicalDamages (median)] | Below 2°C | DEU | Secondary Energy¦Hydrogen | EJ/yr | Secondary Energy¦Hydrogen | demand_projection | hydrogen_allsect | 2090 | 0.279 | Secondary Energy¦Hydrogen
Downscaling[REMIND-MAgPIE 3.2-4.6 IntegratedPhysicalDamages (median)] | Below 2°C | DEU | Secondary Energy¦Hydrogen | EJ/yr | Secondary Energy¦Hydrogen | demand_projection | hydrogen_allsect | 2095 | 0.282 | Secondary Energy¦Hydrogen
Downscaling[REMIND-MAgPIE 3.2-4.6 IntegratedPhysicalDamages (median)] | Below 2°C | DEU | Secondary Energy¦Hydrogen | EJ/yr | Secondary Energy¦Hydrogen | demand_projection | hydrogen_allsect | 2100 | 0.2805 | Secondary Energy¦Hydrogen
Downscaling[REMIND-MAgPIE 3.2-4.6 IntegratedPhysicalDamages (median)] | Below 2°C | DEU | Secondary Energy¦Electricity¦Coal | EJ/yr | Secondary Energy¦Electricity¦Coal | elec_co2 |  | 2020 | 0.6823 | Secondary Energy¦Electricity¦Coal | 94
Downscaling[REMIND-MAgPIE 3.2-4.6 IntegratedPhysicalDamages (median)] | Below 2°C | DEU | Secondary Energy¦Electricity¦Coal | EJ/yr | Secondary Energy¦Electricity¦Coal | elec_co2 |  | 2025 | 0.2512 | Secondary Energy¦Electricity¦Coal | 94
Downscaling[REMIND-MAgPIE 3.2-4.6 IntegratedPhysicalDamages (median)] | Below 2°C | DEU | Secondary Energy¦Electricity¦Coal | EJ/yr | Secondary Energy¦Electricity¦Coal | elec_co2 |  | 2030 | 0.0325 | Secondary Energy¦Electricity¦Coal | 94
Downscaling[REMIND-MAgPIE 3.2-4.6 IntegratedPhysicalDamages (median)] | Below 2°C | DEU | Secondary Energy¦Electricity¦Coal | EJ/yr | Secondary Energy¦Electricity¦Coal | elec_co2 |  | 2035 | 0.0008 | Secondary Energy¦Electricity¦Coal | 94
Downscaling[REMIND-MAgPIE 3.2-4.6 IntegratedPhysicalDamages (median)] | Below 2°C | DEU | Secondary Energy¦Electricity¦Coal | EJ/yr | Secondary Energy¦Electricity¦Coal | elec_co2 |  | 2040 | 0.0005 | Secondary Energy¦Electricity¦Coal | 94
Downscaling[REMIND-MAgPIE 3.2-4.6 IntegratedPhysicalDamages (median)] | Below 2°C | DEU | Secondary Energy¦Electricity¦Coal | EJ/yr | Secondary Energy¦Electricity¦Coal | elec_co2 |  | 2045 | 0.0003 | Secondary Energy¦Electricity¦Coal | 94
Downscaling[REMIND-MAgPIE 3.2-4.6 IntegratedPhysicalDamages (median)] | Below 2°C | DEU | Secondary Energy¦Electricity¦Coal | EJ/yr | Secondary Energy¦Electricity¦Coal | elec_co2 |  | 2050 | 0.0001 | Secondary Energy¦Electricity¦Coal | 94
Downscaling[REMIND-MAgPIE 3.2-4.6 IntegratedPhysicalDamages (median)] | Below 2°C | DEU | Secondary Energy¦Electricity¦Coal | EJ/yr | Secondary Energy¦Electricity¦Coal | elec_co2 |  | 2055 | 0 | Secondary Energy¦Electricity¦Coal | 94
Downscaling[REMIND-MAgPIE 3.2-4.6 IntegratedPhysicalDamages (median)] | Below 2°C | DEU | Secondary Energy¦Electricity¦Coal | EJ/yr | Secondary Energy¦Electricity¦Coal | elec_co2 |  | 2060 | 0 | Secondary Energy¦Electricity¦Coal | 94
Downscaling[REMIND-MAgPIE 3.2-4.6 IntegratedPhysicalDamages (median)] | Below 2°C | DEU | Secondary Energy¦Electricity¦Coal | EJ/yr | Secondary Energy¦Electricity¦Coal | elec_co2 |  | 2065 | 0 | Secondary Energy¦Electricity¦Coal | 94
Downscaling[REMIND-MAgPIE 3.2-4.6 IntegratedPhysicalDamages (median)] | Below 2°C | DEU | Secondary Energy¦Electricity¦Coal | EJ/yr | Secondary Energy¦Electricity¦Coal | elec_co2 |  | 2070 | 0 | Secondary Energy¦Electricity¦Coal | 94
Downscaling[REMIND-MAgPIE 3.2-4.6 IntegratedPhysicalDamages (median)] | Below 2°C | DEU | Secondary Energy¦Electricity¦Coal | EJ/yr | Secondary Energy¦Electricity¦Coal | elec_co2 |  | 2075 | 0 | Secondary Energy¦Electricity¦Coal | 94
Downscaling[REMIND-MAgPIE 3.2-4.6 IntegratedPhysicalDamages (median)] | Below 2°C | DEU | Secondary Energy¦Electricity¦Coal | EJ/yr | Secondary Energy¦Electricity¦Coal | elec_co2 |  | 2080 | 0 | Secondary Energy¦Electricity¦Coal | 94
Downscaling[REMIND-MAgPIE 3.2-4.6 IntegratedPhysicalDamages (median)] | Below 2°C | DEU | Secondary Energy¦Electricity¦Coal | EJ/yr | Secondary Energy¦Electricity¦Coal | elec_co2 |  | 2085 | 0 | Secondary Energy¦Electricity¦Coal | 94
Downscaling[REMIND-MAgPIE 3.2-4.6 IntegratedPhysicalDamages (median)] | Below 2°C | DEU | Secondary Energy¦Electricity¦Coal | EJ/yr | Secondary Energy¦Electricity¦Coal | elec_co2 |  | 2090 | 0 | Secondary Energy¦Electricity¦Coal | 94
Downscaling[REMIND-MAgPIE 3.2-4.6 IntegratedPhysicalDamages (median)] | Below 2°C | DEU | Secondary Energy¦Electricity¦Coal | EJ/yr | Secondary Energy¦Electricity¦Coal | elec_co2 |  | 2095 | 0 | Secondary Energy¦Electricity¦Coal | 94
Downscaling[REMIND-MAgPIE 3.2-4.6 IntegratedPhysicalDamages (median)] | Below 2°C | DEU | Secondary Energy¦Electricity¦Coal | EJ/yr | Secondary Energy¦Electricity¦Coal | elec_co2 |  | 2100 | 0 | Secondary Energy¦Electricity¦Coal | 94
Downscaling[REMIND-MAgPIE 3.2-4.6 IntegratedPhysicalDamages (median)] | Below 2°C | DEU | Secondary Energy¦Electricity¦Gas | EJ/yr | Secondary Energy¦Electricity¦Gas | elec_co2 |  | 2020 | 0.4459 | Secondary Energy¦Electricity¦Gas | 55
Downscaling[REMIND-MAgPIE 3.2-4.6 IntegratedPhysicalDamages (median)] | Below 2°C | DEU | Secondary Energy¦Electricity¦Gas | EJ/yr | Secondary Energy¦Electricity¦Gas | elec_co2 |  | 2025 | 0.4578 | Secondary Energy¦Electricity¦Gas | 55
Downscaling[REMIND-MAgPIE 3.2-4.6 IntegratedPhysicalDamages (median)] | Below 2°C | DEU | Secondary Energy¦Electricity¦Gas | EJ/yr | Secondary Energy¦Electricity¦Gas | elec_co2 |  | 2030 | 0.2045 | Secondary Energy¦Electricity¦Gas | 55
Downscaling[REMIND-MAgPIE 3.2-4.6 IntegratedPhysicalDamages (median)] | Below 2°C | DEU | Secondary Energy¦Electricity¦Gas | EJ/yr | Secondary Energy¦Electricity¦Gas | elec_co2 |  | 2035 | 0.0796 | Secondary Energy¦Electricity¦Gas | 55
Downscaling[REMIND-MAgPIE 3.2-4.6 IntegratedPhysicalDamages (median)] | Below 2°C | DEU | Secondary Energy¦Electricity¦Gas | EJ/yr | Secondary Energy¦Electricity¦Gas | elec_co2 |  | 2040 | 0.0053 | Secondary Energy¦Electricity¦Gas | 55
Downscaling[REMIND-MAgPIE 3.2-4.6 IntegratedPhysicalDamages (median)] | Below 2°C | DEU | Secondary Energy¦Electricity¦Gas | EJ/yr | Secondary Energy¦Electricity¦Gas | elec_co2 |  | 2045 | 0.0041 | Secondary Energy¦Electricity¦Gas | 55
Downscaling[REMIND-MAgPIE 3.2-4.6 IntegratedPhysicalDamages (median)] | Below 2°C | DEU | Secondary Energy¦Electricity¦Gas | EJ/yr | Secondary Energy¦Electricity¦Gas | elec_co2 |  | 2050 | 0.0029 | Secondary Energy¦Electricity¦Gas | 55
Downscaling[REMIND-MAgPIE 3.2-4.6 IntegratedPhysicalDamages (median)] | Below 2°C | DEU | Secondary Energy¦Electricity¦Gas | EJ/yr | Secondary Energy¦Electricity¦Gas | elec_co2 |  | 2055 | 0.0019 | Secondary Energy¦Electricity¦Gas | 55
Downscaling[REMIND-MAgPIE 3.2-4.6 IntegratedPhysicalDamages (median)] | Below 2°C | DEU | Secondary Energy¦Electricity¦Gas | EJ/yr | Secondary Energy¦Electricity¦Gas | elec_co2 |  | 2060 | 0.0011 | Secondary Energy¦Electricity¦Gas | 55
Downscaling[REMIND-MAgPIE 3.2-4.6 IntegratedPhysicalDamages (median)] | Below 2°C | DEU | Secondary Energy¦Electricity¦Gas | EJ/yr | Secondary Energy¦Electricity¦Gas | elec_co2 |  | 2065 | 0.0007 | Secondary Energy¦Electricity¦Gas | 55
Downscaling[REMIND-MAgPIE 3.2-4.6 IntegratedPhysicalDamages (median)] | Below 2°C | DEU | Secondary Energy¦Electricity¦Gas | EJ/yr | Secondary Energy¦Electricity¦Gas | elec_co2 |  | 2070 | 0.0002 | Secondary Energy¦Electricity¦Gas | 55
Downscaling[REMIND-MAgPIE 3.2-4.6 IntegratedPhysicalDamages (median)] | Below 2°C | DEU | Secondary Energy¦Electricity¦Gas | EJ/yr | Secondary Energy¦Electricity¦Gas | elec_co2 |  | 2075 | 0.0001 | Secondary Energy¦Electricity¦Gas | 55
Downscaling[REMIND-MAgPIE 3.2-4.6 IntegratedPhysicalDamages (median)] | Below 2°C | DEU | Secondary Energy¦Electricity¦Gas | EJ/yr | Secondary Energy¦Electricity¦Gas | elec_co2 |  | 2080 | 0 | Secondary Energy¦Electricity¦Gas | 55
Downscaling[REMIND-MAgPIE 3.2-4.6 IntegratedPhysicalDamages (median)] | Below 2°C | DEU | Secondary Energy¦Electricity¦Gas | EJ/yr | Secondary Energy¦Electricity¦Gas | elec_co2 |  | 2085 | 0 | Secondary Energy¦Electricity¦Gas | 55
Downscaling[REMIND-MAgPIE 3.2-4.6 IntegratedPhysicalDamages (median)] | Below 2°C | DEU | Secondary Energy¦Electricity¦Gas | EJ/yr | Secondary Energy¦Electricity¦Gas | elec_co2 |  | 2090 | 0 | Secondary Energy¦Electricity¦Gas | 55
Downscaling[REMIND-MAgPIE 3.2-4.6 IntegratedPhysicalDamages (median)] | Below 2°C | DEU | Secondary Energy¦Electricity¦Gas | EJ/yr | Secondary Energy¦Electricity¦Gas | elec_co2 |  | 2095 | 0 | Secondary Energy¦Electricity¦Gas | 55
Downscaling[REMIND-MAgPIE 3.2-4.6 IntegratedPhysicalDamages (median)] | Below 2°C | DEU | Secondary Energy¦Electricity¦Gas | EJ/yr | Secondary Energy¦Electricity¦Gas | elec_co2 |  | 2100 | 0 | Secondary Energy¦Electricity¦Gas | 55
Downscaling[REMIND-MAgPIE 3.2-4.6 IntegratedPhysicalDamages (median)] | Below 2°C | DEU | Secondary Energy¦Electricity¦Oil | EJ/yr | Secondary Energy¦Electricity¦Oil | elec_co2 |  | 2020 | 0.0161 | Secondary Energy¦Electricity¦Oil | 70
Downscaling[REMIND-MAgPIE 3.2-4.6 IntegratedPhysicalDamages (median)] | Below 2°C | DEU | Secondary Energy¦Electricity¦Oil | EJ/yr | Secondary Energy¦Electricity¦Oil | elec_co2 |  | 2025 | 0.0099 | Secondary Energy¦Electricity¦Oil | 70
Downscaling[REMIND-MAgPIE 3.2-4.6 IntegratedPhysicalDamages (median)] | Below 2°C | DEU | Secondary Energy¦Electricity¦Oil | EJ/yr | Secondary Energy¦Electricity¦Oil | elec_co2 |  | 2030 | 0.0038 | Secondary Energy¦Electricity¦Oil | 70
Downscaling[REMIND-MAgPIE 3.2-4.6 IntegratedPhysicalDamages (median)] | Below 2°C | DEU | Secondary Energy¦Electricity¦Oil | EJ/yr | Secondary Energy¦Electricity¦Oil | elec_co2 |  | 2035 | 0 | Secondary Energy¦Electricity¦Oil | 70
Downscaling[REMIND-MAgPIE 3.2-4.6 IntegratedPhysicalDamages (median)] | Below 2°C | DEU | Secondary Energy¦Electricity¦Oil | EJ/yr | Secondary Energy¦Electricity¦Oil | elec_co2 |  | 2040 | 0 | Secondary Energy¦Electricity¦Oil | 70
Downscaling[REMIND-MAgPIE 3.2-4.6 IntegratedPhysicalDamages (median)] | Below 2°C | DEU | Secondary Energy¦Electricity¦Oil | EJ/yr | Secondary Energy¦Electricity¦Oil | elec_co2 |  | 2045 | 0 | Secondary Energy¦Electricity¦Oil | 70
Downscaling[REMIND-MAgPIE 3.2-4.6 IntegratedPhysicalDamages (median)] | Below 2°C | DEU | Secondary Energy¦Electricity¦Oil | EJ/yr | Secondary Energy¦Electricity¦Oil | elec_co2 |  | 2050 | 0 | Secondary Energy¦Electricity¦Oil | 70
Downscaling[REMIND-MAgPIE 3.2-4.6 IntegratedPhysicalDamages (median)] | Below 2°C | DEU | Secondary Energy¦Electricity¦Oil | EJ/yr | Secondary Energy¦Electricity¦Oil | elec_co2 |  | 2055 | 0 | Secondary Energy¦Electricity¦Oil | 70
Downscaling[REMIND-MAgPIE 3.2-4.6 IntegratedPhysicalDamages (median)] | Below 2°C | DEU | Secondary Energy¦Electricity¦Oil | EJ/yr | Secondary Energy¦Electricity¦Oil | elec_co2 |  | 2060 | 0 | Secondary Energy¦Electricity¦Oil | 70
Downscaling[REMIND-MAgPIE 3.2-4.6 IntegratedPhysicalDamages (median)] | Below 2°C | DEU | Secondary Energy¦Electricity¦Oil | EJ/yr | Secondary Energy¦Electricity¦Oil | elec_co2 |  | 2065 | 0 | Secondary Energy¦Electricity¦Oil | 70
Downscaling[REMIND-MAgPIE 3.2-4.6 IntegratedPhysicalDamages (median)] | Below 2°C | DEU | Secondary Energy¦Electricity¦Oil | EJ/yr | Secondary Energy¦Electricity¦Oil | elec_co2 |  | 2070 | 0 | Secondary Energy¦Electricity¦Oil | 70
Downscaling[REMIND-MAgPIE 3.2-4.6 IntegratedPhysicalDamages (median)] | Below 2°C | DEU | Secondary Energy¦Electricity¦Oil | EJ/yr | Secondary Energy¦Electricity¦Oil | elec_co2 |  | 2075 | 0 | Secondary Energy¦Electricity¦Oil | 70
Downscaling[REMIND-MAgPIE 3.2-4.6 IntegratedPhysicalDamages (median)] | Below 2°C | DEU | Secondary Energy¦Electricity¦Oil | EJ/yr | Secondary Energy¦Electricity¦Oil | elec_co2 |  | 2080 | 0 | Secondary Energy¦Electricity¦Oil | 70
Downscaling[REMIND-MAgPIE 3.2-4.6 IntegratedPhysicalDamages (median)] | Below 2°C | DEU | Secondary Energy¦Electricity¦Oil | EJ/yr | Secondary Energy¦Electricity¦Oil | elec_co2 |  | 2085 | 0 | Secondary Energy¦Electricity¦Oil | 70
Downscaling[REMIND-MAgPIE 3.2-4.6 IntegratedPhysicalDamages (median)] | Below 2°C | DEU | Secondary Energy¦Electricity¦Oil | EJ/yr | Secondary Energy¦Electricity¦Oil | elec_co2 |  | 2090 | 0 | Secondary Energy¦Electricity¦Oil | 70
Downscaling[REMIND-MAgPIE 3.2-4.6 IntegratedPhysicalDamages (median)] | Below 2°C | DEU | Secondary Energy¦Electricity¦Oil | EJ/yr | Secondary Energy¦Electricity¦Oil | elec_co2 |  | 2095 | 0 | Secondary Energy¦Electricity¦Oil | 70
Downscaling[REMIND-MAgPIE 3.2-4.6 IntegratedPhysicalDamages (median)] | Below 2°C | DEU | Secondary Energy¦Electricity¦Oil | EJ/yr | Secondary Energy¦Electricity¦Oil | elec_co2 |  | 2100 | 0 | Secondary Energy¦Electricity¦Oil | 70
Downscaling[REMIND-MAgPIE 3.2-4.6 IntegratedPhysicalDamages (median)] | Below 2°C | DEU | Price¦Primary Energy¦Biomass | US$2010/GJ | Price¦Primary Energy¦Biomass | fuel_supply | bioenergy | 2020 | 5.3799 | Price¦Primary Energy¦Biomass
Downscaling[REMIND-MAgPIE 3.2-4.6 IntegratedPhysicalDamages (median)] | Below 2°C | DEU | Price¦Primary Energy¦Biomass | US$2010/GJ | Price¦Primary Energy¦Biomass | fuel_supply | bioenergy | 2025 | 5.4341 | Price¦Primary Energy¦Biomass
Downscaling[REMIND-MAgPIE 3.2-4.6 IntegratedPhysicalDamages (median)] | Below 2°C | DEU | Price¦Primary Energy¦Biomass | US$2010/GJ | Price¦Primary Energy¦Biomass | fuel_supply | bioenergy | 2030 | 5.228 | Price¦Primary Energy¦Biomass
Downscaling[REMIND-MAgPIE 3.2-4.6 IntegratedPhysicalDamages (median)] | Below 2°C | DEU | Price¦Primary Energy¦Biomass | US$2010/GJ | Price¦Primary Energy¦Biomass | fuel_supply | bioenergy | 2035 | 5.2523 | Price¦Primary Energy¦Biomass
Downscaling[REMIND-MAgPIE 3.2-4.6 IntegratedPhysicalDamages (median)] | Below 2°C | DEU | Price¦Primary Energy¦Biomass | US$2010/GJ | Price¦Primary Energy¦Biomass | fuel_supply | bioenergy | 2040 | 6.1205 | Price¦Primary Energy¦Biomass
Downscaling[REMIND-MAgPIE 3.2-4.6 IntegratedPhysicalDamages (median)] | Below 2°C | DEU | Price¦Primary Energy¦Biomass | US$2010/GJ | Price¦Primary Energy¦Biomass | fuel_supply | bioenergy | 2045 | 6.4948 | Price¦Primary Energy¦Biomass
Downscaling[REMIND-MAgPIE 3.2-4.6 IntegratedPhysicalDamages (median)] | Below 2°C | DEU | Price¦Primary Energy¦Biomass | US$2010/GJ | Price¦Primary Energy¦Biomass | fuel_supply | bioenergy | 2050 | 7.8084 | Price¦Primary Energy¦Biomass
Downscaling[REMIND-MAgPIE 3.2-4.6 IntegratedPhysicalDamages (median)] | Below 2°C | DEU | Price¦Primary Energy¦Biomass | US$2010/GJ | Price¦Primary Energy¦Biomass | fuel_supply | bioenergy | 2055 | 8.8045 | Price¦Primary Energy¦Biomass
Downscaling[REMIND-MAgPIE 3.2-4.6 IntegratedPhysicalDamages (median)] | Below 2°C | DEU | Price¦Primary Energy¦Biomass | US$2010/GJ | Price¦Primary Energy¦Biomass | fuel_supply | bioenergy | 2060 | 12.725 | Price¦Primary Energy¦Biomass
Downscaling[REMIND-MAgPIE 3.2-4.6 IntegratedPhysicalDamages (median)] | Below 2°C | DEU | Price¦Primary Energy¦Biomass | US$2010/GJ | Price¦Primary Energy¦Biomass | fuel_supply | bioenergy | 2065 | 12.9335 | Price¦Primary Energy¦Biomass
Downscaling[REMIND-MAgPIE 3.2-4.6 IntegratedPhysicalDamages (median)] | Below 2°C | DEU | Price¦Primary Energy¦Biomass | US$2010/GJ | Price¦Primary Energy¦Biomass | fuel_supply | bioenergy | 2070 | 13.1421 | Price¦Primary Energy¦Biomass
Downscaling[REMIND-MAgPIE 3.2-4.6 IntegratedPhysicalDamages (median)] | Below 2°C | DEU | Price¦Primary Energy¦Biomass | US$2010/GJ | Price¦Primary Energy¦Biomass | fuel_supply | bioenergy | 2075 | 14.1411 | Price¦Primary Energy¦Biomass
Downscaling[REMIND-MAgPIE 3.2-4.6 IntegratedPhysicalDamages (median)] | Below 2°C | DEU | Price¦Primary Energy¦Biomass | US$2010/GJ | Price¦Primary Energy¦Biomass | fuel_supply | bioenergy | 2080 | 15.1402 | Price¦Primary Energy¦Biomass
Downscaling[REMIND-MAgPIE 3.2-4.6 IntegratedPhysicalDamages (median)] | Below 2°C | DEU | Price¦Primary Energy¦Biomass | US$2010/GJ | Price¦Primary Energy¦Biomass | fuel_supply | bioenergy | 2085 | 15.7684 | Price¦Primary Energy¦Biomass
Downscaling[REMIND-MAgPIE 3.2-4.6 IntegratedPhysicalDamages (median)] | Below 2°C | DEU | Price¦Primary Energy¦Biomass | US$2010/GJ | Price¦Primary Energy¦Biomass | fuel_supply | bioenergy | 2090 | 16.3966 | Price¦Primary Energy¦Biomass
Downscaling[REMIND-MAgPIE 3.2-4.6 IntegratedPhysicalDamages (median)] | Below 2°C | DEU | Price¦Primary Energy¦Biomass | US$2010/GJ | Price¦Primary Energy¦Biomass | fuel_supply | bioenergy | 2095 | 16.211 | Price¦Primary Energy¦Biomass
Downscaling[REMIND-MAgPIE 3.2-4.6 IntegratedPhysicalDamages (median)] | Below 2°C | DEU | Price¦Primary Energy¦Biomass | US$2010/GJ | Price¦Primary Energy¦Biomass | fuel_supply | bioenergy | 2100 | 16.0254 | Price¦Primary Energy¦Biomass
Downscaling[REMIND-MAgPIE 3.2-4.6 IntegratedPhysicalDamages (median)] | Below 2°C | DEU | Price¦Primary Energy¦Coal | US$2010/GJ | Price¦Primary Energy¦Coal | fuel_supply | coal | 2020 | 2.0344 | Price¦Primary Energy¦Coal
Downscaling[REMIND-MAgPIE 3.2-4.6 IntegratedPhysicalDamages (median)] | Below 2°C | DEU | Price¦Primary Energy¦Coal | US$2010/GJ | Price¦Primary Energy¦Coal | fuel_supply | coal | 2025 | 2.225 | Price¦Primary Energy¦Coal
Downscaling[REMIND-MAgPIE 3.2-4.6 IntegratedPhysicalDamages (median)] | Below 2°C | DEU | Price¦Primary Energy¦Coal | US$2010/GJ | Price¦Primary Energy¦Coal | fuel_supply | coal | 2030 | 1.7271 | Price¦Primary Energy¦Coal
Downscaling[REMIND-MAgPIE 3.2-4.6 IntegratedPhysicalDamages (median)] | Below 2°C | DEU | Price¦Primary Energy¦Coal | US$2010/GJ | Price¦Primary Energy¦Coal | fuel_supply | coal | 2035 | 1.4797 | Price¦Primary Energy¦Coal
Downscaling[REMIND-MAgPIE 3.2-4.6 IntegratedPhysicalDamages (median)] | Below 2°C | DEU | Price¦Primary Energy¦Coal | US$2010/GJ | Price¦Primary Energy¦Coal | fuel_supply | coal | 2040 | 1.4321 | Price¦Primary Energy¦Coal
Downscaling[REMIND-MAgPIE 3.2-4.6 IntegratedPhysicalDamages (median)] | Below 2°C | DEU | Price¦Primary Energy¦Coal | US$2010/GJ | Price¦Primary Energy¦Coal | fuel_supply | coal | 2045 | 1.4132 | Price¦Primary Energy¦Coal
Downscaling[REMIND-MAgPIE 3.2-4.6 IntegratedPhysicalDamages (median)] | Below 2°C | DEU | Price¦Primary Energy¦Coal | US$2010/GJ | Price¦Primary Energy¦Coal | fuel_supply | coal | 2050 | 1.5518 | Price¦Primary Energy¦Coal
Downscaling[REMIND-MAgPIE 3.2-4.6 IntegratedPhysicalDamages (median)] | Below 2°C | DEU | Price¦Primary Energy¦Coal | US$2010/GJ | Price¦Primary Energy¦Coal | fuel_supply | coal | 2055 | 1.3271 | Price¦Primary Energy¦Coal
Downscaling[REMIND-MAgPIE 3.2-4.6 IntegratedPhysicalDamages (median)] | Below 2°C | DEU | Price¦Primary Energy¦Coal | US$2010/GJ | Price¦Primary Energy¦Coal | fuel_supply | coal | 2060 | 1.9479 | Price¦Primary Energy¦Coal
Downscaling[REMIND-MAgPIE 3.2-4.6 IntegratedPhysicalDamages (median)] | Below 2°C | DEU | Price¦Primary Energy¦Coal | US$2010/GJ | Price¦Primary Energy¦Coal | fuel_supply | coal | 2065 | 1.9157 | Price¦Primary Energy¦Coal
Downscaling[REMIND-MAgPIE 3.2-4.6 IntegratedPhysicalDamages (median)] | Below 2°C | DEU | Price¦Primary Energy¦Coal | US$2010/GJ | Price¦Primary Energy¦Coal | fuel_supply | coal | 2070 | 1.8836 | Price¦Primary Energy¦Coal
Downscaling[REMIND-MAgPIE 3.2-4.6 IntegratedPhysicalDamages (median)] | Below 2°C | DEU | Price¦Primary Energy¦Coal | US$2010/GJ | Price¦Primary Energy¦Coal | fuel_supply | coal | 2075 | 1.8814 | Price¦Primary Energy¦Coal
Downscaling[REMIND-MAgPIE 3.2-4.6 IntegratedPhysicalDamages (median)] | Below 2°C | DEU | Price¦Primary Energy¦Coal | US$2010/GJ | Price¦Primary Energy¦Coal | fuel_supply | coal | 2080 | 1.8792 | Price¦Primary Energy¦Coal
Downscaling[REMIND-MAgPIE 3.2-4.6 IntegratedPhysicalDamages (median)] | Below 2°C | DEU | Price¦Primary Energy¦Coal | US$2010/GJ | Price¦Primary Energy¦Coal | fuel_supply | coal | 2085 | 1.8977 | Price¦Primary Energy¦Coal
Downscaling[REMIND-MAgPIE 3.2-4.6 IntegratedPhysicalDamages (median)] | Below 2°C | DEU | Price¦Primary Energy¦Coal | US$2010/GJ | Price¦Primary Energy¦Coal | fuel_supply | coal | 2090 | 1.9162 | Price¦Primary Energy¦Coal
Downscaling[REMIND-MAgPIE 3.2-4.6 IntegratedPhysicalDamages (median)] | Below 2°C | DEU | Price¦Primary Energy¦Coal | US$2010/GJ | Price¦Primary Energy¦Coal | fuel_supply | coal | 2095 | 1.8369 | Price¦Primary Energy¦Coal
Downscaling[REMIND-MAgPIE 3.2-4.6 IntegratedPhysicalDamages (median)] | Below 2°C | DEU | Price¦Primary Energy¦Coal | US$2010/GJ | Price¦Primary Energy¦Coal | fuel_supply | coal | 2100 | 1.7577 | Price¦Primary Energy¦Coal
Downscaling[REMIND-MAgPIE 3.2-4.6 IntegratedPhysicalDamages (median)] | Below 2°C | DEU | Price¦Primary Energy¦Gas | US$2010/GJ | Price¦Primary Energy¦Gas | fuel_supply | gas | 2020 | 3.9711 | Price¦Primary Energy¦Gas
Downscaling[REMIND-MAgPIE 3.2-4.6 IntegratedPhysicalDamages (median)] | Below 2°C | DEU | Price¦Primary Energy¦Gas | US$2010/GJ | Price¦Primary Energy¦Gas | fuel_supply | gas | 2025 | 4.6484 | Price¦Primary Energy¦Gas
Downscaling[REMIND-MAgPIE 3.2-4.6 IntegratedPhysicalDamages (median)] | Below 2°C | DEU | Price¦Primary Energy¦Gas | US$2010/GJ | Price¦Primary Energy¦Gas | fuel_supply | gas | 2030 | 4.6157 | Price¦Primary Energy¦Gas
Downscaling[REMIND-MAgPIE 3.2-4.6 IntegratedPhysicalDamages (median)] | Below 2°C | DEU | Price¦Primary Energy¦Gas | US$2010/GJ | Price¦Primary Energy¦Gas | fuel_supply | gas | 2035 | 5.2685 | Price¦Primary Energy¦Gas
Downscaling[REMIND-MAgPIE 3.2-4.6 IntegratedPhysicalDamages (median)] | Below 2°C | DEU | Price¦Primary Energy¦Gas | US$2010/GJ | Price¦Primary Energy¦Gas | fuel_supply | gas | 2040 | 5.0938 | Price¦Primary Energy¦Gas
Downscaling[REMIND-MAgPIE 3.2-4.6 IntegratedPhysicalDamages (median)] | Below 2°C | DEU | Price¦Primary Energy¦Gas | US$2010/GJ | Price¦Primary Energy¦Gas | fuel_supply | gas | 2045 | 4.8211 | Price¦Primary Energy¦Gas
Downscaling[REMIND-MAgPIE 3.2-4.6 IntegratedPhysicalDamages (median)] | Below 2°C | DEU | Price¦Primary Energy¦Gas | US$2010/GJ | Price¦Primary Energy¦Gas | fuel_supply | gas | 2050 | 4.8506 | Price¦Primary Energy¦Gas
Downscaling[REMIND-MAgPIE 3.2-4.6 IntegratedPhysicalDamages (median)] | Below 2°C | DEU | Price¦Primary Energy¦Gas | US$2010/GJ | Price¦Primary Energy¦Gas | fuel_supply | gas | 2055 | 4.6 | Price¦Primary Energy¦Gas
Downscaling[REMIND-MAgPIE 3.2-4.6 IntegratedPhysicalDamages (median)] | Below 2°C | DEU | Price¦Primary Energy¦Gas | US$2010/GJ | Price¦Primary Energy¦Gas | fuel_supply | gas | 2060 | 5.9063 | Price¦Primary Energy¦Gas
Downscaling[REMIND-MAgPIE 3.2-4.6 IntegratedPhysicalDamages (median)] | Below 2°C | DEU | Price¦Primary Energy¦Gas | US$2010/GJ | Price¦Primary Energy¦Gas | fuel_supply | gas | 2065 | 5.5446 | Price¦Primary Energy¦Gas
Downscaling[REMIND-MAgPIE 3.2-4.6 IntegratedPhysicalDamages (median)] | Below 2°C | DEU | Price¦Primary Energy¦Gas | US$2010/GJ | Price¦Primary Energy¦Gas | fuel_supply | gas | 2070 | 5.1829 | Price¦Primary Energy¦Gas
Downscaling[REMIND-MAgPIE 3.2-4.6 IntegratedPhysicalDamages (median)] | Below 2°C | DEU | Price¦Primary Energy¦Gas | US$2010/GJ | Price¦Primary Energy¦Gas | fuel_supply | gas | 2075 | 5.1021 | Price¦Primary Energy¦Gas
Downscaling[REMIND-MAgPIE 3.2-4.6 IntegratedPhysicalDamages (median)] | Below 2°C | DEU | Price¦Primary Energy¦Gas | US$2010/GJ | Price¦Primary Energy¦Gas | fuel_supply | gas | 2080 | 5.0212 | Price¦Primary Energy¦Gas
Downscaling[REMIND-MAgPIE 3.2-4.6 IntegratedPhysicalDamages (median)] | Below 2°C | DEU | Price¦Primary Energy¦Gas | US$2010/GJ | Price¦Primary Energy¦Gas | fuel_supply | gas | 2085 | 5.0683 | Price¦Primary Energy¦Gas
Downscaling[REMIND-MAgPIE 3.2-4.6 IntegratedPhysicalDamages (median)] | Below 2°C | DEU | Price¦Primary Energy¦Gas | US$2010/GJ | Price¦Primary Energy¦Gas | fuel_supply | gas | 2090 | 5.1155 | Price¦Primary Energy¦Gas
Downscaling[REMIND-MAgPIE 3.2-4.6 IntegratedPhysicalDamages (median)] | Below 2°C | DEU | Price¦Primary Energy¦Gas | US$2010/GJ | Price¦Primary Energy¦Gas | fuel_supply | gas | 2095 | 5.1057 | Price¦Primary Energy¦Gas
Downscaling[REMIND-MAgPIE 3.2-4.6 IntegratedPhysicalDamages (median)] | Below 2°C | DEU | Price¦Primary Energy¦Gas | US$2010/GJ | Price¦Primary Energy¦Gas | fuel_supply | gas | 2100 | 5.096 | Price¦Primary Energy¦Gas
Downscaling[REMIND-MAgPIE 3.2-4.6 IntegratedPhysicalDamages (median)] | Below 2°C | DEU | Price¦Secondary Energy¦Liquids¦Oil | US$2010/GJ | Price¦Secondary Energy¦Liquids¦Oil | fuel_supply | oil | 2020 | 82.2847 | Price¦Secondary Energy¦Liquids¦Oil
Downscaling[REMIND-MAgPIE 3.2-4.6 IntegratedPhysicalDamages (median)] | Below 2°C | DEU | Price¦Secondary Energy¦Liquids¦Oil | US$2010/GJ | Price¦Secondary Energy¦Liquids¦Oil | fuel_supply | oil | 2025 | 89.9584 | Price¦Secondary Energy¦Liquids¦Oil
Downscaling[REMIND-MAgPIE 3.2-4.6 IntegratedPhysicalDamages (median)] | Below 2°C | DEU | Price¦Secondary Energy¦Liquids¦Oil | US$2010/GJ | Price¦Secondary Energy¦Liquids¦Oil | fuel_supply | oil | 2030 | 91.4623 | Price¦Secondary Energy¦Liquids¦Oil
Downscaling[REMIND-MAgPIE 3.2-4.6 IntegratedPhysicalDamages (median)] | Below 2°C | DEU | Price¦Secondary Energy¦Liquids¦Oil | US$2010/GJ | Price¦Secondary Energy¦Liquids¦Oil | fuel_supply | oil | 2035 | 81.667 | Price¦Secondary Energy¦Liquids¦Oil
Downscaling[REMIND-MAgPIE 3.2-4.6 IntegratedPhysicalDamages (median)] | Below 2°C | DEU | Price¦Secondary Energy¦Liquids¦Oil | US$2010/GJ | Price¦Secondary Energy¦Liquids¦Oil | fuel_supply | oil | 2040 | 95.3507 | Price¦Secondary Energy¦Liquids¦Oil
Downscaling[REMIND-MAgPIE 3.2-4.6 IntegratedPhysicalDamages (median)] | Below 2°C | DEU | Price¦Secondary Energy¦Liquids¦Oil | US$2010/GJ | Price¦Secondary Energy¦Liquids¦Oil | fuel_supply | oil | 2045 | 109.7858 | Price¦Secondary Energy¦Liquids¦Oil
Downscaling[REMIND-MAgPIE 3.2-4.6 IntegratedPhysicalDamages (median)] | Below 2°C | DEU | Price¦Secondary Energy¦Liquids¦Oil | US$2010/GJ | Price¦Secondary Energy¦Liquids¦Oil | fuel_supply | oil | 2050 | 128.5628 | Price¦Secondary Energy¦Liquids¦Oil
Downscaling[REMIND-MAgPIE 3.2-4.6 IntegratedPhysicalDamages (median)] | Below 2°C | DEU | Price¦Secondary Energy¦Liquids¦Oil | US$2010/GJ | Price¦Secondary Energy¦Liquids¦Oil | fuel_supply | oil | 2055 | 138.8682 | Price¦Secondary Energy¦Liquids¦Oil
Downscaling[REMIND-MAgPIE 3.2-4.6 IntegratedPhysicalDamages (median)] | Below 2°C | DEU | Price¦Secondary Energy¦Liquids¦Oil | US$2010/GJ | Price¦Secondary Energy¦Liquids¦Oil | fuel_supply | oil | 2060 | 232.9834 | Price¦Secondary Energy¦Liquids¦Oil
Downscaling[REMIND-MAgPIE 3.2-4.6 IntegratedPhysicalDamages (median)] | Below 2°C | DEU | Price¦Secondary Energy¦Liquids¦Oil | US$2010/GJ | Price¦Secondary Energy¦Liquids¦Oil | fuel_supply | oil | 2065 | 280.4362 | Price¦Secondary Energy¦Liquids¦Oil
Downscaling[REMIND-MAgPIE 3.2-4.6 IntegratedPhysicalDamages (median)] | Below 2°C | DEU | Price¦Secondary Energy¦Liquids¦Oil | US$2010/GJ | Price¦Secondary Energy¦Liquids¦Oil | fuel_supply | oil | 2070 | 327.889 | Price¦Secondary Energy¦Liquids¦Oil
Downscaling[REMIND-MAgPIE 3.2-4.6 IntegratedPhysicalDamages (median)] | Below 2°C | DEU | Price¦Secondary Energy¦Liquids¦Oil | US$2010/GJ | Price¦Secondary Energy¦Liquids¦Oil | fuel_supply | oil | 2075 | 335.0568 | Price¦Secondary Energy¦Liquids¦Oil
Downscaling[REMIND-MAgPIE 3.2-4.6 IntegratedPhysicalDamages (median)] | Below 2°C | DEU | Price¦Secondary Energy¦Liquids¦Oil | US$2010/GJ | Price¦Secondary Energy¦Liquids¦Oil | fuel_supply | oil | 2080 | 342.2246 | Price¦Secondary Energy¦Liquids¦Oil
Downscaling[REMIND-MAgPIE 3.2-4.6 IntegratedPhysicalDamages (median)] | Below 2°C | DEU | Price¦Secondary Energy¦Liquids¦Oil | US$2010/GJ | Price¦Secondary Energy¦Liquids¦Oil | fuel_supply | oil | 2085 | 344.3439 | Price¦Secondary Energy¦Liquids¦Oil
Downscaling[REMIND-MAgPIE 3.2-4.6 IntegratedPhysicalDamages (median)] | Below 2°C | DEU | Price¦Secondary Energy¦Liquids¦Oil | US$2010/GJ | Price¦Secondary Energy¦Liquids¦Oil | fuel_supply | oil | 2090 | 346.4631 | Price¦Secondary Energy¦Liquids¦Oil
Downscaling[REMIND-MAgPIE 3.2-4.6 IntegratedPhysicalDamages (median)] | Below 2°C | DEU | Price¦Secondary Energy¦Liquids¦Oil | US$2010/GJ | Price¦Secondary Energy¦Liquids¦Oil | fuel_supply | oil | 2095 | 353.644 | Price¦Secondary Energy¦Liquids¦Oil
Downscaling[REMIND-MAgPIE 3.2-4.6 IntegratedPhysicalDamages (median)] | Below 2°C | DEU | Price¦Secondary Energy¦Liquids¦Oil | US$2010/GJ | Price¦Secondary Energy¦Liquids¦Oil | fuel_supply | oil | 2100 | 360.8248 | Price¦Secondary Energy¦Liquids¦Oil
Downscaling[REMIND-MAgPIE 3.2-4.6 IntegratedPhysicalDamages (median)] | Below 2°C | DEU | Emissions¦CO2 | Mt CO2/yr | Emissions¦CO2 | scenarios - CO2 abatement | CO2 | 2020 | 572.8866 | Emissions¦CO2
Downscaling[REMIND-MAgPIE 3.2-4.6 IntegratedPhysicalDamages (median)] | Below 2°C | DEU | Emissions¦CO2 | Mt CO2/yr | Emissions¦CO2 | scenarios - CO2 abatement | CO2 | 2025 | 407.6445 | Emissions¦CO2
Downscaling[REMIND-MAgPIE 3.2-4.6 IntegratedPhysicalDamages (median)] | Below 2°C | DEU | Emissions¦CO2 | Mt CO2/yr | Emissions¦CO2 | scenarios - CO2 abatement | CO2 | 2030 | 224.91 | Emissions¦CO2
Downscaling[REMIND-MAgPIE 3.2-4.6 IntegratedPhysicalDamages (median)] | Below 2°C | DEU | Emissions¦CO2 | Mt CO2/yr | Emissions¦CO2 | scenarios - CO2 abatement | CO2 | 2035 | 122.0305 | Emissions¦CO2
Downscaling[REMIND-MAgPIE 3.2-4.6 IntegratedPhysicalDamages (median)] | Below 2°C | DEU | Emissions¦CO2 | Mt CO2/yr | Emissions¦CO2 | scenarios - CO2 abatement | CO2 | 2040 | 44.9585 | Emissions¦CO2
Downscaling[REMIND-MAgPIE 3.2-4.6 IntegratedPhysicalDamages (median)] | Below 2°C | DEU | Emissions¦CO2 | Mt CO2/yr | Emissions¦CO2 | scenarios - CO2 abatement | CO2 | 2045 | 1.4271 | Emissions¦CO2
Downscaling[REMIND-MAgPIE 3.2-4.6 IntegratedPhysicalDamages (median)] | Below 2°C | DEU | Emissions¦CO2 | Mt CO2/yr | Emissions¦CO2 | scenarios - CO2 abatement | CO2 | 2050 | -23.8608 | Emissions¦CO2
Downscaling[REMIND-MAgPIE 3.2-4.6 IntegratedPhysicalDamages (median)] | Below 2°C | DEU | Emissions¦CO2 | Mt CO2/yr | Emissions¦CO2 | scenarios - CO2 abatement | CO2 | 2055 | -33.0865 | Emissions¦CO2
Downscaling[REMIND-MAgPIE 3.2-4.6 IntegratedPhysicalDamages (median)] | Below 2°C | DEU | Emissions¦CO2 | Mt CO2/yr | Emissions¦CO2 | scenarios - CO2 abatement | CO2 | 2060 | -40.0066 | Emissions¦CO2
Downscaling[REMIND-MAgPIE 3.2-4.6 IntegratedPhysicalDamages (median)] | Below 2°C | DEU | Emissions¦CO2 | Mt CO2/yr | Emissions¦CO2 | scenarios - CO2 abatement | CO2 | 2065 | -40.554 | Emissions¦CO2
Downscaling[REMIND-MAgPIE 3.2-4.6 IntegratedPhysicalDamages (median)] | Below 2°C | DEU | Emissions¦CO2 | Mt CO2/yr | Emissions¦CO2 | scenarios - CO2 abatement | CO2 | 2070 | -41.1805 | Emissions¦CO2
Downscaling[REMIND-MAgPIE 3.2-4.6 IntegratedPhysicalDamages (median)] | Below 2°C | DEU | Emissions¦CO2 | Mt CO2/yr | Emissions¦CO2 | scenarios - CO2 abatement | CO2 | 2075 | -40.9204 | Emissions¦CO2
Downscaling[REMIND-MAgPIE 3.2-4.6 IntegratedPhysicalDamages (median)] | Below 2°C | DEU | Emissions¦CO2 | Mt CO2/yr | Emissions¦CO2 | scenarios - CO2 abatement | CO2 | 2080 | -40.5785 | Emissions¦CO2
Downscaling[REMIND-MAgPIE 3.2-4.6 IntegratedPhysicalDamages (median)] | Below 2°C | DEU | Emissions¦CO2 | Mt CO2/yr | Emissions¦CO2 | scenarios - CO2 abatement | CO2 | 2085 | -41.5878 | Emissions¦CO2
Downscaling[REMIND-MAgPIE 3.2-4.6 IntegratedPhysicalDamages (median)] | Below 2°C | DEU | Emissions¦CO2 | Mt CO2/yr | Emissions¦CO2 | scenarios - CO2 abatement | CO2 | 2090 | -42.6412 | Emissions¦CO2
Downscaling[REMIND-MAgPIE 3.2-4.6 IntegratedPhysicalDamages (median)] | Below 2°C | DEU | Emissions¦CO2 | Mt CO2/yr | Emissions¦CO2 | scenarios - CO2 abatement | CO2 | 2095 | -39.5245 | Emissions¦CO2
Downscaling[REMIND-MAgPIE 3.2-4.6 IntegratedPhysicalDamages (median)] | Below 2°C | DEU | Emissions¦CO2 | Mt CO2/yr | Emissions¦CO2 | scenarios - CO2 abatement | CO2 | 2100 | -36.2197 | Emissions¦CO2
Downscaling[REMIND-MAgPIE 3.2-4.6 IntegratedPhysicalDamages (median)] | Below 2°C | DEU | Emissions¦CO2¦Energy | Mt CO2/yr | Emissions¦CO2¦Energy | scenarios - CO2 abatement | CO2 | 2020 | 605.7247 | Emissions¦CO2¦Energy
Downscaling[REMIND-MAgPIE 3.2-4.6 IntegratedPhysicalDamages (median)] | Below 2°C | DEU | Emissions¦CO2¦Energy | Mt CO2/yr | Emissions¦CO2¦Energy | scenarios - CO2 abatement | CO2 | 2025 | 416.0637 | Emissions¦CO2¦Energy
Downscaling[REMIND-MAgPIE 3.2-4.6 IntegratedPhysicalDamages (median)] | Below 2°C | DEU | Emissions¦CO2¦Energy | Mt CO2/yr | Emissions¦CO2¦Energy | scenarios - CO2 abatement | CO2 | 2030 | 240.761 | Emissions¦CO2¦Energy
Downscaling[REMIND-MAgPIE 3.2-4.6 IntegratedPhysicalDamages (median)] | Below 2°C | DEU | Emissions¦CO2¦Energy | Mt CO2/yr | Emissions¦CO2¦Energy | scenarios - CO2 abatement | CO2 | 2035 | 145.655 | Emissions¦CO2¦Energy
Downscaling[REMIND-MAgPIE 3.2-4.6 IntegratedPhysicalDamages (median)] | Below 2°C | DEU | Emissions¦CO2¦Energy | Mt CO2/yr | Emissions¦CO2¦Energy | scenarios - CO2 abatement | CO2 | 2040 | 74.978 | Emissions¦CO2¦Energy
Downscaling[REMIND-MAgPIE 3.2-4.6 IntegratedPhysicalDamages (median)] | Below 2°C | DEU | Emissions¦CO2¦Energy | Mt CO2/yr | Emissions¦CO2¦Energy | scenarios - CO2 abatement | CO2 | 2045 | 34.874 | Emissions¦CO2¦Energy
Downscaling[REMIND-MAgPIE 3.2-4.6 IntegratedPhysicalDamages (median)] | Below 2°C | DEU | Emissions¦CO2¦Energy | Mt CO2/yr | Emissions¦CO2¦Energy | scenarios - CO2 abatement | CO2 | 2050 | 12.3286 | Emissions¦CO2¦Energy
Downscaling[REMIND-MAgPIE 3.2-4.6 IntegratedPhysicalDamages (median)] | Below 2°C | DEU | Emissions¦CO2¦Energy | Mt CO2/yr | Emissions¦CO2¦Energy | scenarios - CO2 abatement | CO2 | 2055 | 0.9857 | Emissions¦CO2¦Energy
Downscaling[REMIND-MAgPIE 3.2-4.6 IntegratedPhysicalDamages (median)] | Below 2°C | DEU | Emissions¦CO2¦Energy | Mt CO2/yr | Emissions¦CO2¦Energy | scenarios - CO2 abatement | CO2 | 2060 | -9.8938 | Emissions¦CO2¦Energy
Downscaling[REMIND-MAgPIE 3.2-4.6 IntegratedPhysicalDamages (median)] | Below 2°C | DEU | Emissions¦CO2¦Energy | Mt CO2/yr | Emissions¦CO2¦Energy | scenarios - CO2 abatement | CO2 | 2065 | -11.4871 | Emissions¦CO2¦Energy
Downscaling[REMIND-MAgPIE 3.2-4.6 IntegratedPhysicalDamages (median)] | Below 2°C | DEU | Emissions¦CO2¦Energy | Mt CO2/yr | Emissions¦CO2¦Energy | scenarios - CO2 abatement | CO2 | 2070 | -13.2008 | Emissions¦CO2¦Energy
Downscaling[REMIND-MAgPIE 3.2-4.6 IntegratedPhysicalDamages (median)] | Below 2°C | DEU | Emissions¦CO2¦Energy | Mt CO2/yr | Emissions¦CO2¦Energy | scenarios - CO2 abatement | CO2 | 2075 | -14.0032 | Emissions¦CO2¦Energy
Downscaling[REMIND-MAgPIE 3.2-4.6 IntegratedPhysicalDamages (median)] | Below 2°C | DEU | Emissions¦CO2¦Energy | Mt CO2/yr | Emissions¦CO2¦Energy | scenarios - CO2 abatement | CO2 | 2080 | -14.7389 | Emissions¦CO2¦Energy
Downscaling[REMIND-MAgPIE 3.2-4.6 IntegratedPhysicalDamages (median)] | Below 2°C | DEU | Emissions¦CO2¦Energy | Mt CO2/yr | Emissions¦CO2¦Energy | scenarios - CO2 abatement | CO2 | 2085 | -15.5989 | Emissions¦CO2¦Energy
Downscaling[REMIND-MAgPIE 3.2-4.6 IntegratedPhysicalDamages (median)] | Below 2°C | DEU | Emissions¦CO2¦Energy | Mt CO2/yr | Emissions¦CO2¦Energy | scenarios - CO2 abatement | CO2 | 2090 | -16.5263 | Emissions¦CO2¦Energy
Downscaling[REMIND-MAgPIE 3.2-4.6 IntegratedPhysicalDamages (median)] | Below 2°C | DEU | Emissions¦CO2¦Energy | Mt CO2/yr | Emissions¦CO2¦Energy | scenarios - CO2 abatement | CO2 | 2095 | -17.4909 | Emissions¦CO2¦Energy
Downscaling[REMIND-MAgPIE 3.2-4.6 IntegratedPhysicalDamages (median)] | Below 2°C | DEU | Emissions¦CO2¦Energy | Mt CO2/yr | Emissions¦CO2¦Energy | scenarios - CO2 abatement | CO2 | 2100 | -18.2244 | Emissions¦CO2¦Energy
Downscaling[REMIND-MAgPIE 3.2-4.6 IntegratedPhysicalDamages (median)] | Current Policies | DEU | Carbon Sequestration¦CCS | Mt CO2/yr | Carbon Sequestration¦CCS | CCS potential |  | 2020 | 0 | Carbon Sequestration¦CCS
Downscaling[REMIND-MAgPIE 3.2-4.6 IntegratedPhysicalDamages (median)] | Current Policies | DEU | Carbon Sequestration¦CCS | Mt CO2/yr | Carbon Sequestration¦CCS | CCS potential |  | 2025 | 0.4023 | Carbon Sequestration¦CCS
Downscaling[REMIND-MAgPIE 3.2-4.6 IntegratedPhysicalDamages (median)] | Current Policies | DEU | Carbon Sequestration¦CCS | Mt CO2/yr | Carbon Sequestration¦CCS | CCS potential |  | 2030 | 0.4209 | Carbon Sequestration¦CCS
Downscaling[REMIND-MAgPIE 3.2-4.6 IntegratedPhysicalDamages (median)] | Current Policies | DEU | Carbon Sequestration¦CCS | Mt CO2/yr | Carbon Sequestration¦CCS | CCS potential |  | 2035 | 0.4199 | Carbon Sequestration¦CCS
Downscaling[REMIND-MAgPIE 3.2-4.6 IntegratedPhysicalDamages (median)] | Current Policies | DEU | Carbon Sequestration¦CCS | Mt CO2/yr | Carbon Sequestration¦CCS | CCS potential |  | 2040 | 0.404 | Carbon Sequestration¦CCS
Downscaling[REMIND-MAgPIE 3.2-4.6 IntegratedPhysicalDamages (median)] | Current Policies | DEU | Carbon Sequestration¦CCS | Mt CO2/yr | Carbon Sequestration¦CCS | CCS potential |  | 2045 | 0.3806 | Carbon Sequestration¦CCS
Downscaling[REMIND-MAgPIE 3.2-4.6 IntegratedPhysicalDamages (median)] | Current Policies | DEU | Carbon Sequestration¦CCS | Mt CO2/yr | Carbon Sequestration¦CCS | CCS potential |  | 2050 | 0.3374 | Carbon Sequestration¦CCS
Downscaling[REMIND-MAgPIE 3.2-4.6 IntegratedPhysicalDamages (median)] | Current Policies | DEU | Carbon Sequestration¦CCS | Mt CO2/yr | Carbon Sequestration¦CCS | CCS potential |  | 2055 | 0.304 | Carbon Sequestration¦CCS
Downscaling[REMIND-MAgPIE 3.2-4.6 IntegratedPhysicalDamages (median)] | Current Policies | DEU | Carbon Sequestration¦CCS | Mt CO2/yr | Carbon Sequestration¦CCS | CCS potential |  | 2060 | 0.2495 | Carbon Sequestration¦CCS
Downscaling[REMIND-MAgPIE 3.2-4.6 IntegratedPhysicalDamages (median)] | Current Policies | DEU | Carbon Sequestration¦CCS | Mt CO2/yr | Carbon Sequestration¦CCS | CCS potential |  | 2065 | 0.1633 | Carbon Sequestration¦CCS
Downscaling[REMIND-MAgPIE 3.2-4.6 IntegratedPhysicalDamages (median)] | Current Policies | DEU | Carbon Sequestration¦CCS | Mt CO2/yr | Carbon Sequestration¦CCS | CCS potential |  | 2070 | 0.0851 | Carbon Sequestration¦CCS
Downscaling[REMIND-MAgPIE 3.2-4.6 IntegratedPhysicalDamages (median)] | Current Policies | DEU | Carbon Sequestration¦CCS | Mt CO2/yr | Carbon Sequestration¦CCS | CCS potential |  | 2075 | 0.0425 | Carbon Sequestration¦CCS
Downscaling[REMIND-MAgPIE 3.2-4.6 IntegratedPhysicalDamages (median)] | Current Policies | DEU | Carbon Sequestration¦CCS | Mt CO2/yr | Carbon Sequestration¦CCS | CCS potential |  | 2080 | 0 | Carbon Sequestration¦CCS
Downscaling[REMIND-MAgPIE 3.2-4.6 IntegratedPhysicalDamages (median)] | Current Policies | DEU | Carbon Sequestration¦CCS | Mt CO2/yr | Carbon Sequestration¦CCS | CCS potential |  | 2085 | 0 | Carbon Sequestration¦CCS
Downscaling[REMIND-MAgPIE 3.2-4.6 IntegratedPhysicalDamages (median)] | Current Policies | DEU | Carbon Sequestration¦CCS | Mt CO2/yr | Carbon Sequestration¦CCS | CCS potential |  | 2090 | 0 | Carbon Sequestration¦CCS
Downscaling[REMIND-MAgPIE 3.2-4.6 IntegratedPhysicalDamages (median)] | Current Policies | DEU | Carbon Sequestration¦CCS | Mt CO2/yr | Carbon Sequestration¦CCS | CCS potential |  | 2095 | 0 | Carbon Sequestration¦CCS
Downscaling[REMIND-MAgPIE 3.2-4.6 IntegratedPhysicalDamages (median)] | Current Policies | DEU | Carbon Sequestration¦CCS | Mt CO2/yr | Carbon Sequestration¦CCS | CCS potential |  | 2100 | 0 | Carbon Sequestration¦CCS
Downscaling[REMIND-MAgPIE 3.2-4.6 IntegratedPhysicalDamages (median)] | Current Policies | DEU | Final Energy¦Industry¦Electricity | EJ/yr | Final Energy¦Industry¦Electricity | demand_projection | elc_industry | 2020 | 0.9469 | Final Energy¦Industry¦Electricity
Downscaling[REMIND-MAgPIE 3.2-4.6 IntegratedPhysicalDamages (median)] | Current Policies | DEU | Final Energy¦Industry¦Electricity | EJ/yr | Final Energy¦Industry¦Electricity | demand_projection | elc_industry | 2025 | 0.8732 | Final Energy¦Industry¦Electricity
Downscaling[REMIND-MAgPIE 3.2-4.6 IntegratedPhysicalDamages (median)] | Current Policies | DEU | Final Energy¦Industry¦Electricity | EJ/yr | Final Energy¦Industry¦Electricity | demand_projection | elc_industry | 2030 | 0.8594 | Final Energy¦Industry¦Electricity
Downscaling[REMIND-MAgPIE 3.2-4.6 IntegratedPhysicalDamages (median)] | Current Policies | DEU | Final Energy¦Industry¦Electricity | EJ/yr | Final Energy¦Industry¦Electricity | demand_projection | elc_industry | 2035 | 0.8412 | Final Energy¦Industry¦Electricity
Downscaling[REMIND-MAgPIE 3.2-4.6 IntegratedPhysicalDamages (median)] | Current Policies | DEU | Final Energy¦Industry¦Electricity | EJ/yr | Final Energy¦Industry¦Electricity | demand_projection | elc_industry | 2040 | 0.8364 | Final Energy¦Industry¦Electricity
Downscaling[REMIND-MAgPIE 3.2-4.6 IntegratedPhysicalDamages (median)] | Current Policies | DEU | Final Energy¦Industry¦Electricity | EJ/yr | Final Energy¦Industry¦Electricity | demand_projection | elc_industry | 2045 | 0.7951 | Final Energy¦Industry¦Electricity
Downscaling[REMIND-MAgPIE 3.2-4.6 IntegratedPhysicalDamages (median)] | Current Policies | DEU | Final Energy¦Industry¦Electricity | EJ/yr | Final Energy¦Industry¦Electricity | demand_projection | elc_industry | 2050 | 0.7664 | Final Energy¦Industry¦Electricity
Downscaling[REMIND-MAgPIE 3.2-4.6 IntegratedPhysicalDamages (median)] | Current Policies | DEU | Final Energy¦Industry¦Electricity | EJ/yr | Final Energy¦Industry¦Electricity | demand_projection | elc_industry | 2055 | 0.701 | Final Energy¦Industry¦Electricity
Downscaling[REMIND-MAgPIE 3.2-4.6 IntegratedPhysicalDamages (median)] | Current Policies | DEU | Final Energy¦Industry¦Electricity | EJ/yr | Final Energy¦Industry¦Electricity | demand_projection | elc_industry | 2060 | 0.6247 | Final Energy¦Industry¦Electricity
Downscaling[REMIND-MAgPIE 3.2-4.6 IntegratedPhysicalDamages (median)] | Current Policies | DEU | Final Energy¦Industry¦Electricity | EJ/yr | Final Energy¦Industry¦Electricity | demand_projection | elc_industry | 2065 | 0.5789 | Final Energy¦Industry¦Electricity
Downscaling[REMIND-MAgPIE 3.2-4.6 IntegratedPhysicalDamages (median)] | Current Policies | DEU | Final Energy¦Industry¦Electricity | EJ/yr | Final Energy¦Industry¦Electricity | demand_projection | elc_industry | 2070 | 0.5251 | Final Energy¦Industry¦Electricity
Downscaling[REMIND-MAgPIE 3.2-4.6 IntegratedPhysicalDamages (median)] | Current Policies | DEU | Final Energy¦Industry¦Electricity | EJ/yr | Final Energy¦Industry¦Electricity | demand_projection | elc_industry | 2075 | 0.4704 | Final Energy¦Industry¦Electricity
Downscaling[REMIND-MAgPIE 3.2-4.6 IntegratedPhysicalDamages (median)] | Current Policies | DEU | Final Energy¦Industry¦Electricity | EJ/yr | Final Energy¦Industry¦Electricity | demand_projection | elc_industry | 2080 | 0.4307 | Final Energy¦Industry¦Electricity
Downscaling[REMIND-MAgPIE 3.2-4.6 IntegratedPhysicalDamages (median)] | Current Policies | DEU | Final Energy¦Industry¦Electricity | EJ/yr | Final Energy¦Industry¦Electricity | demand_projection | elc_industry | 2085 | 0.4036 | Final Energy¦Industry¦Electricity
Downscaling[REMIND-MAgPIE 3.2-4.6 IntegratedPhysicalDamages (median)] | Current Policies | DEU | Final Energy¦Industry¦Electricity | EJ/yr | Final Energy¦Industry¦Electricity | demand_projection | elc_industry | 2090 | 0.3723 | Final Energy¦Industry¦Electricity
Downscaling[REMIND-MAgPIE 3.2-4.6 IntegratedPhysicalDamages (median)] | Current Policies | DEU | Final Energy¦Industry¦Electricity | EJ/yr | Final Energy¦Industry¦Electricity | demand_projection | elc_industry | 2095 | 0.3424 | Final Energy¦Industry¦Electricity
Downscaling[REMIND-MAgPIE 3.2-4.6 IntegratedPhysicalDamages (median)] | Current Policies | DEU | Final Energy¦Industry¦Electricity | EJ/yr | Final Energy¦Industry¦Electricity | demand_projection | elc_industry | 2100 | 0.3137 | Final Energy¦Industry¦Electricity
Downscaling[REMIND-MAgPIE 3.2-4.6 IntegratedPhysicalDamages (median)] | Current Policies | DEU | Final Energy¦Residential and Commercial¦Electricity | EJ/yr | Final Energy¦Residential and Commercial¦Electricity | demand_projection | elc_buildings | 2020 | 1.0692 | Final Energy¦Residential and Commercial¦Electricity
Downscaling[REMIND-MAgPIE 3.2-4.6 IntegratedPhysicalDamages (median)] | Current Policies | DEU | Final Energy¦Residential and Commercial¦Electricity | EJ/yr | Final Energy¦Residential and Commercial¦Electricity | demand_projection | elc_buildings | 2025 | 1.0049 | Final Energy¦Residential and Commercial¦Electricity
Downscaling[REMIND-MAgPIE 3.2-4.6 IntegratedPhysicalDamages (median)] | Current Policies | DEU | Final Energy¦Residential and Commercial¦Electricity | EJ/yr | Final Energy¦Residential and Commercial¦Electricity | demand_projection | elc_buildings | 2030 | 1.0296 | Final Energy¦Residential and Commercial¦Electricity
Downscaling[REMIND-MAgPIE 3.2-4.6 IntegratedPhysicalDamages (median)] | Current Policies | DEU | Final Energy¦Residential and Commercial¦Electricity | EJ/yr | Final Energy¦Residential and Commercial¦Electricity | demand_projection | elc_buildings | 2035 | 1.051 | Final Energy¦Residential and Commercial¦Electricity
Downscaling[REMIND-MAgPIE 3.2-4.6 IntegratedPhysicalDamages (median)] | Current Policies | DEU | Final Energy¦Residential and Commercial¦Electricity | EJ/yr | Final Energy¦Residential and Commercial¦Electricity | demand_projection | elc_buildings | 2040 | 1.0275 | Final Energy¦Residential and Commercial¦Electricity
Downscaling[REMIND-MAgPIE 3.2-4.6 IntegratedPhysicalDamages (median)] | Current Policies | DEU | Final Energy¦Residential and Commercial¦Electricity | EJ/yr | Final Energy¦Residential and Commercial¦Electricity | demand_projection | elc_buildings | 2045 | 0.9946 | Final Energy¦Residential and Commercial¦Electricity
Downscaling[REMIND-MAgPIE 3.2-4.6 IntegratedPhysicalDamages (median)] | Current Policies | DEU | Final Energy¦Residential and Commercial¦Electricity | EJ/yr | Final Energy¦Residential and Commercial¦Electricity | demand_projection | elc_buildings | 2050 | 0.9831 | Final Energy¦Residential and Commercial¦Electricity
Downscaling[REMIND-MAgPIE 3.2-4.6 IntegratedPhysicalDamages (median)] | Current Policies | DEU | Final Energy¦Residential and Commercial¦Electricity | EJ/yr | Final Energy¦Residential and Commercial¦Electricity | demand_projection | elc_buildings | 2055 | 0.9379 | Final Energy¦Residential and Commercial¦Electricity
Downscaling[REMIND-MAgPIE 3.2-4.6 IntegratedPhysicalDamages (median)] | Current Policies | DEU | Final Energy¦Residential and Commercial¦Electricity | EJ/yr | Final Energy¦Residential and Commercial¦Electricity | demand_projection | elc_buildings | 2060 | 0.929 | Final Energy¦Residential and Commercial¦Electricity
Downscaling[REMIND-MAgPIE 3.2-4.6 IntegratedPhysicalDamages (median)] | Current Policies | DEU | Final Energy¦Residential and Commercial¦Electricity | EJ/yr | Final Energy¦Residential and Commercial¦Electricity | demand_projection | elc_buildings | 2065 | 0.9298 | Final Energy¦Residential and Commercial¦Electricity
Downscaling[REMIND-MAgPIE 3.2-4.6 IntegratedPhysicalDamages (median)] | Current Policies | DEU | Final Energy¦Residential and Commercial¦Electricity | EJ/yr | Final Energy¦Residential and Commercial¦Electricity | demand_projection | elc_buildings | 2070 | 0.9235 | Final Energy¦Residential and Commercial¦Electricity
Downscaling[REMIND-MAgPIE 3.2-4.6 IntegratedPhysicalDamages (median)] | Current Policies | DEU | Final Energy¦Residential and Commercial¦Electricity | EJ/yr | Final Energy¦Residential and Commercial¦Electricity | demand_projection | elc_buildings | 2075 | 0.9395 | Final Energy¦Residential and Commercial¦Electricity
Downscaling[REMIND-MAgPIE 3.2-4.6 IntegratedPhysicalDamages (median)] | Current Policies | DEU | Final Energy¦Residential and Commercial¦Electricity | EJ/yr | Final Energy¦Residential and Commercial¦Electricity | demand_projection | elc_buildings | 2080 | 0.9669 | Final Energy¦Residential and Commercial¦Electricity
Downscaling[REMIND-MAgPIE 3.2-4.6 IntegratedPhysicalDamages (median)] | Current Policies | DEU | Final Energy¦Residential and Commercial¦Electricity | EJ/yr | Final Energy¦Residential and Commercial¦Electricity | demand_projection | elc_buildings | 2085 | 1.0021 | Final Energy¦Residential and Commercial¦Electricity
Downscaling[REMIND-MAgPIE 3.2-4.6 IntegratedPhysicalDamages (median)] | Current Policies | DEU | Final Energy¦Residential and Commercial¦Electricity | EJ/yr | Final Energy¦Residential and Commercial¦Electricity | demand_projection | elc_buildings | 2090 | 1.0387 | Final Energy¦Residential and Commercial¦Electricity
Downscaling[REMIND-MAgPIE 3.2-4.6 IntegratedPhysicalDamages (median)] | Current Policies | DEU | Final Energy¦Residential and Commercial¦Electricity | EJ/yr | Final Energy¦Residential and Commercial¦Electricity | demand_projection | elc_buildings | 2095 | 1.0799 | Final Energy¦Residential and Commercial¦Electricity
Downscaling[REMIND-MAgPIE 3.2-4.6 IntegratedPhysicalDamages (median)] | Current Policies | DEU | Final Energy¦Residential and Commercial¦Electricity | EJ/yr | Final Energy¦Residential and Commercial¦Electricity | demand_projection | elc_buildings | 2100 | 1.1186 | Final Energy¦Residential and Commercial¦Electricity
Downscaling[REMIND-MAgPIE 3.2-4.6 IntegratedPhysicalDamages (median)] | Current Policies | DEU | Final Energy¦Transportation¦Electricity | EJ/yr | Final Energy¦Transportation¦Electricity | demand_projection | elc_transport | 2020 | 0.0799 | Final Energy¦Transportation¦Electricity
Downscaling[REMIND-MAgPIE 3.2-4.6 IntegratedPhysicalDamages (median)] | Current Policies | DEU | Final Energy¦Transportation¦Electricity | EJ/yr | Final Energy¦Transportation¦Electricity | demand_projection | elc_transport | 2025 | 0.1845 | Final Energy¦Transportation¦Electricity
Downscaling[REMIND-MAgPIE 3.2-4.6 IntegratedPhysicalDamages (median)] | Current Policies | DEU | Final Energy¦Transportation¦Electricity | EJ/yr | Final Energy¦Transportation¦Electricity | demand_projection | elc_transport | 2030 | 0.3229 | Final Energy¦Transportation¦Electricity
Downscaling[REMIND-MAgPIE 3.2-4.6 IntegratedPhysicalDamages (median)] | Current Policies | DEU | Final Energy¦Transportation¦Electricity | EJ/yr | Final Energy¦Transportation¦Electricity | demand_projection | elc_transport | 2035 | 0.4324 | Final Energy¦Transportation¦Electricity
Downscaling[REMIND-MAgPIE 3.2-4.6 IntegratedPhysicalDamages (median)] | Current Policies | DEU | Final Energy¦Transportation¦Electricity | EJ/yr | Final Energy¦Transportation¦Electricity | demand_projection | elc_transport | 2040 | 0.4601 | Final Energy¦Transportation¦Electricity
Downscaling[REMIND-MAgPIE 3.2-4.6 IntegratedPhysicalDamages (median)] | Current Policies | DEU | Final Energy¦Transportation¦Electricity | EJ/yr | Final Energy¦Transportation¦Electricity | demand_projection | elc_transport | 2045 | 0.4622 | Final Energy¦Transportation¦Electricity
Downscaling[REMIND-MAgPIE 3.2-4.6 IntegratedPhysicalDamages (median)] | Current Policies | DEU | Final Energy¦Transportation¦Electricity | EJ/yr | Final Energy¦Transportation¦Electricity | demand_projection | elc_transport | 2050 | 0.4604 | Final Energy¦Transportation¦Electricity
Downscaling[REMIND-MAgPIE 3.2-4.6 IntegratedPhysicalDamages (median)] | Current Policies | DEU | Final Energy¦Transportation¦Electricity | EJ/yr | Final Energy¦Transportation¦Electricity | demand_projection | elc_transport | 2055 | 0.4573 | Final Energy¦Transportation¦Electricity
Downscaling[REMIND-MAgPIE 3.2-4.6 IntegratedPhysicalDamages (median)] | Current Policies | DEU | Final Energy¦Transportation¦Electricity | EJ/yr | Final Energy¦Transportation¦Electricity | demand_projection | elc_transport | 2060 | 0.4497 | Final Energy¦Transportation¦Electricity
Downscaling[REMIND-MAgPIE 3.2-4.6 IntegratedPhysicalDamages (median)] | Current Policies | DEU | Final Energy¦Transportation¦Electricity | EJ/yr | Final Energy¦Transportation¦Electricity | demand_projection | elc_transport | 2065 | 0.4348 | Final Energy¦Transportation¦Electricity
Downscaling[REMIND-MAgPIE 3.2-4.6 IntegratedPhysicalDamages (median)] | Current Policies | DEU | Final Energy¦Transportation¦Electricity | EJ/yr | Final Energy¦Transportation¦Electricity | demand_projection | elc_transport | 2070 | 0.4262 | Final Energy¦Transportation¦Electricity
Downscaling[REMIND-MAgPIE 3.2-4.6 IntegratedPhysicalDamages (median)] | Current Policies | DEU | Final Energy¦Transportation¦Electricity | EJ/yr | Final Energy¦Transportation¦Electricity | demand_projection | elc_transport | 2075 | 0.4148 | Final Energy¦Transportation¦Electricity
Downscaling[REMIND-MAgPIE 3.2-4.6 IntegratedPhysicalDamages (median)] | Current Policies | DEU | Final Energy¦Transportation¦Electricity | EJ/yr | Final Energy¦Transportation¦Electricity | demand_projection | elc_transport | 2080 | 0.4073 | Final Energy¦Transportation¦Electricity
Downscaling[REMIND-MAgPIE 3.2-4.6 IntegratedPhysicalDamages (median)] | Current Policies | DEU | Final Energy¦Transportation¦Electricity | EJ/yr | Final Energy¦Transportation¦Electricity | demand_projection | elc_transport | 2085 | 0.406 | Final Energy¦Transportation¦Electricity
Downscaling[REMIND-MAgPIE 3.2-4.6 IntegratedPhysicalDamages (median)] | Current Policies | DEU | Final Energy¦Transportation¦Electricity | EJ/yr | Final Energy¦Transportation¦Electricity | demand_projection | elc_transport | 2090 | 0.4056 | Final Energy¦Transportation¦Electricity
Downscaling[REMIND-MAgPIE 3.2-4.6 IntegratedPhysicalDamages (median)] | Current Policies | DEU | Final Energy¦Transportation¦Electricity | EJ/yr | Final Energy¦Transportation¦Electricity | demand_projection | elc_transport | 2095 | 0.4039 | Final Energy¦Transportation¦Electricity
Downscaling[REMIND-MAgPIE 3.2-4.6 IntegratedPhysicalDamages (median)] | Current Policies | DEU | Final Energy¦Transportation¦Electricity | EJ/yr | Final Energy¦Transportation¦Electricity | demand_projection | elc_transport | 2100 | 0.4026 | Final Energy¦Transportation¦Electricity
Downscaling[REMIND-MAgPIE 3.2-4.6 IntegratedPhysicalDamages (median)] | Current Policies | DEU | Secondary Energy¦Hydrogen | EJ/yr | Secondary Energy¦Hydrogen | demand_projection | hydrogen_allsect | 2020 | 0.0126 | Secondary Energy¦Hydrogen
Downscaling[REMIND-MAgPIE 3.2-4.6 IntegratedPhysicalDamages (median)] | Current Policies | DEU | Secondary Energy¦Hydrogen | EJ/yr | Secondary Energy¦Hydrogen | demand_projection | hydrogen_allsect | 2025 | 0.0488 | Secondary Energy¦Hydrogen
Downscaling[REMIND-MAgPIE 3.2-4.6 IntegratedPhysicalDamages (median)] | Current Policies | DEU | Secondary Energy¦Hydrogen | EJ/yr | Secondary Energy¦Hydrogen | demand_projection | hydrogen_allsect | 2030 | 0.0758 | Secondary Energy¦Hydrogen
Downscaling[REMIND-MAgPIE 3.2-4.6 IntegratedPhysicalDamages (median)] | Current Policies | DEU | Secondary Energy¦Hydrogen | EJ/yr | Secondary Energy¦Hydrogen | demand_projection | hydrogen_allsect | 2035 | 0.0892 | Secondary Energy¦Hydrogen
Downscaling[REMIND-MAgPIE 3.2-4.6 IntegratedPhysicalDamages (median)] | Current Policies | DEU | Secondary Energy¦Hydrogen | EJ/yr | Secondary Energy¦Hydrogen | demand_projection | hydrogen_allsect | 2040 | 0.0882 | Secondary Energy¦Hydrogen
Downscaling[REMIND-MAgPIE 3.2-4.6 IntegratedPhysicalDamages (median)] | Current Policies | DEU | Secondary Energy¦Hydrogen | EJ/yr | Secondary Energy¦Hydrogen | demand_projection | hydrogen_allsect | 2045 | 0.092 | Secondary Energy¦Hydrogen
Downscaling[REMIND-MAgPIE 3.2-4.6 IntegratedPhysicalDamages (median)] | Current Policies | DEU | Secondary Energy¦Hydrogen | EJ/yr | Secondary Energy¦Hydrogen | demand_projection | hydrogen_allsect | 2050 | 0.1142 | Secondary Energy¦Hydrogen
Downscaling[REMIND-MAgPIE 3.2-4.6 IntegratedPhysicalDamages (median)] | Current Policies | DEU | Secondary Energy¦Hydrogen | EJ/yr | Secondary Energy¦Hydrogen | demand_projection | hydrogen_allsect | 2055 | 0.1087 | Secondary Energy¦Hydrogen
Downscaling[REMIND-MAgPIE 3.2-4.6 IntegratedPhysicalDamages (median)] | Current Policies | DEU | Secondary Energy¦Hydrogen | EJ/yr | Secondary Energy¦Hydrogen | demand_projection | hydrogen_allsect | 2060 | 0.1751 | Secondary Energy¦Hydrogen
Downscaling[REMIND-MAgPIE 3.2-4.6 IntegratedPhysicalDamages (median)] | Current Policies | DEU | Secondary Energy¦Hydrogen | EJ/yr | Secondary Energy¦Hydrogen | demand_projection | hydrogen_allsect | 2065 | 0.2191 | Secondary Energy¦Hydrogen
Downscaling[REMIND-MAgPIE 3.2-4.6 IntegratedPhysicalDamages (median)] | Current Policies | DEU | Secondary Energy¦Hydrogen | EJ/yr | Secondary Energy¦Hydrogen | demand_projection | hydrogen_allsect | 2070 | 0.2588 | Secondary Energy¦Hydrogen
Downscaling[REMIND-MAgPIE 3.2-4.6 IntegratedPhysicalDamages (median)] | Current Policies | DEU | Secondary Energy¦Hydrogen | EJ/yr | Secondary Energy¦Hydrogen | demand_projection | hydrogen_allsect | 2075 | 0.3173 | Secondary Energy¦Hydrogen
Downscaling[REMIND-MAgPIE 3.2-4.6 IntegratedPhysicalDamages (median)] | Current Policies | DEU | Secondary Energy¦Hydrogen | EJ/yr | Secondary Energy¦Hydrogen | demand_projection | hydrogen_allsect | 2080 | 0.3643 | Secondary Energy¦Hydrogen
Downscaling[REMIND-MAgPIE 3.2-4.6 IntegratedPhysicalDamages (median)] | Current Policies | DEU | Secondary Energy¦Hydrogen | EJ/yr | Secondary Energy¦Hydrogen | demand_projection | hydrogen_allsect | 2085 | 0.4074 | Secondary Energy¦Hydrogen
Downscaling[REMIND-MAgPIE 3.2-4.6 IntegratedPhysicalDamages (median)] | Current Policies | DEU | Secondary Energy¦Hydrogen | EJ/yr | Secondary Energy¦Hydrogen | demand_projection | hydrogen_allsect | 2090 | 0.4421 | Secondary Energy¦Hydrogen
Downscaling[REMIND-MAgPIE 3.2-4.6 IntegratedPhysicalDamages (median)] | Current Policies | DEU | Secondary Energy¦Hydrogen | EJ/yr | Secondary Energy¦Hydrogen | demand_projection | hydrogen_allsect | 2095 | 0.4446 | Secondary Energy¦Hydrogen
Downscaling[REMIND-MAgPIE 3.2-4.6 IntegratedPhysicalDamages (median)] | Current Policies | DEU | Secondary Energy¦Hydrogen | EJ/yr | Secondary Energy¦Hydrogen | demand_projection | hydrogen_allsect | 2100 | 0.4425 | Secondary Energy¦Hydrogen
Downscaling[REMIND-MAgPIE 3.2-4.6 IntegratedPhysicalDamages (median)] | Current Policies | DEU | Secondary Energy¦Electricity¦Coal | EJ/yr | Secondary Energy¦Electricity¦Coal | elec_co2 |  | 2020 | 0.6763 | Secondary Energy¦Electricity¦Coal | 94
Downscaling[REMIND-MAgPIE 3.2-4.6 IntegratedPhysicalDamages (median)] | Current Policies | DEU | Secondary Energy¦Electricity¦Coal | EJ/yr | Secondary Energy¦Electricity¦Coal | elec_co2 |  | 2025 | 0.2709 | Secondary Energy¦Electricity¦Coal | 94
Downscaling[REMIND-MAgPIE 3.2-4.6 IntegratedPhysicalDamages (median)] | Current Policies | DEU | Secondary Energy¦Electricity¦Coal | EJ/yr | Secondary Energy¦Electricity¦Coal | elec_co2 |  | 2030 | 0.129 | Secondary Energy¦Electricity¦Coal | 94
Downscaling[REMIND-MAgPIE 3.2-4.6 IntegratedPhysicalDamages (median)] | Current Policies | DEU | Secondary Energy¦Electricity¦Coal | EJ/yr | Secondary Energy¦Electricity¦Coal | elec_co2 |  | 2035 | 0.0988 | Secondary Energy¦Electricity¦Coal | 94
Downscaling[REMIND-MAgPIE 3.2-4.6 IntegratedPhysicalDamages (median)] | Current Policies | DEU | Secondary Energy¦Electricity¦Coal | EJ/yr | Secondary Energy¦Electricity¦Coal | elec_co2 |  | 2040 | 0.0504 | Secondary Energy¦Electricity¦Coal | 94
Downscaling[REMIND-MAgPIE 3.2-4.6 IntegratedPhysicalDamages (median)] | Current Policies | DEU | Secondary Energy¦Electricity¦Coal | EJ/yr | Secondary Energy¦Electricity¦Coal | elec_co2 |  | 2045 | 0.0016 | Secondary Energy¦Electricity¦Coal | 94
Downscaling[REMIND-MAgPIE 3.2-4.6 IntegratedPhysicalDamages (median)] | Current Policies | DEU | Secondary Energy¦Electricity¦Coal | EJ/yr | Secondary Energy¦Electricity¦Coal | elec_co2 |  | 2050 | 0.0006 | Secondary Energy¦Electricity¦Coal | 94
Downscaling[REMIND-MAgPIE 3.2-4.6 IntegratedPhysicalDamages (median)] | Current Policies | DEU | Secondary Energy¦Electricity¦Coal | EJ/yr | Secondary Energy¦Electricity¦Coal | elec_co2 |  | 2055 | 0.0001 | Secondary Energy¦Electricity¦Coal | 94
Downscaling[REMIND-MAgPIE 3.2-4.6 IntegratedPhysicalDamages (median)] | Current Policies | DEU | Secondary Energy¦Electricity¦Coal | EJ/yr | Secondary Energy¦Electricity¦Coal | elec_co2 |  | 2060 | 0.0032 | Secondary Energy¦Electricity¦Coal | 94
Downscaling[REMIND-MAgPIE 3.2-4.6 IntegratedPhysicalDamages (median)] | Current Policies | DEU | Secondary Energy¦Electricity¦Coal | EJ/yr | Secondary Energy¦Electricity¦Coal | elec_co2 |  | 2065 | 0.0251 | Secondary Energy¦Electricity¦Coal | 94
Downscaling[REMIND-MAgPIE 3.2-4.6 IntegratedPhysicalDamages (median)] | Current Policies | DEU | Secondary Energy¦Electricity¦Coal | EJ/yr | Secondary Energy¦Electricity¦Coal | elec_co2 |  | 2070 | 0.0415 | Secondary Energy¦Electricity¦Coal | 94
Downscaling[REMIND-MAgPIE 3.2-4.6 IntegratedPhysicalDamages (median)] | Current Policies | DEU | Secondary Energy¦Electricity¦Coal | EJ/yr | Secondary Energy¦Electricity¦Coal | elec_co2 |  | 2075 | 0.0674 | Secondary Energy¦Electricity¦Coal | 94
Downscaling[REMIND-MAgPIE 3.2-4.6 IntegratedPhysicalDamages (median)] | Current Policies | DEU | Secondary Energy¦Electricity¦Coal | EJ/yr | Secondary Energy¦Electricity¦Coal | elec_co2 |  | 2080 | 0.0883 | Secondary Energy¦Electricity¦Coal | 94
Downscaling[REMIND-MAgPIE 3.2-4.6 IntegratedPhysicalDamages (median)] | Current Policies | DEU | Secondary Energy¦Electricity¦Coal | EJ/yr | Secondary Energy¦Electricity¦Coal | elec_co2 |  | 2085 | 0.1077 | Secondary Energy¦Electricity¦Coal | 94
Downscaling[REMIND-MAgPIE 3.2-4.6 IntegratedPhysicalDamages (median)] | Current Policies | DEU | Secondary Energy¦Electricity¦Coal | EJ/yr | Secondary Energy¦Electricity¦Coal | elec_co2 |  | 2090 | 0.1247 | Secondary Energy¦Electricity¦Coal | 94
Downscaling[REMIND-MAgPIE 3.2-4.6 IntegratedPhysicalDamages (median)] | Current Policies | DEU | Secondary Energy¦Electricity¦Coal | EJ/yr | Secondary Energy¦Electricity¦Coal | elec_co2 |  | 2095 | 0.119 | Secondary Energy¦Electricity¦Coal | 94
Downscaling[REMIND-MAgPIE 3.2-4.6 IntegratedPhysicalDamages (median)] | Current Policies | DEU | Secondary Energy¦Electricity¦Coal | EJ/yr | Secondary Energy¦Electricity¦Coal | elec_co2 |  | 2100 | 0.1134 | Secondary Energy¦Electricity¦Coal | 94
Downscaling[REMIND-MAgPIE 3.2-4.6 IntegratedPhysicalDamages (median)] | Current Policies | DEU | Secondary Energy¦Electricity¦Gas | EJ/yr | Secondary Energy¦Electricity¦Gas | elec_co2 |  | 2020 | 0.4387 | Secondary Energy¦Electricity¦Gas | 55
Downscaling[REMIND-MAgPIE 3.2-4.6 IntegratedPhysicalDamages (median)] | Current Policies | DEU | Secondary Energy¦Electricity¦Gas | EJ/yr | Secondary Energy¦Electricity¦Gas | elec_co2 |  | 2025 | 0.457 | Secondary Energy¦Electricity¦Gas | 55
Downscaling[REMIND-MAgPIE 3.2-4.6 IntegratedPhysicalDamages (median)] | Current Policies | DEU | Secondary Energy¦Electricity¦Gas | EJ/yr | Secondary Energy¦Electricity¦Gas | elec_co2 |  | 2030 | 0.3538 | Secondary Energy¦Electricity¦Gas | 55
Downscaling[REMIND-MAgPIE 3.2-4.6 IntegratedPhysicalDamages (median)] | Current Policies | DEU | Secondary Energy¦Electricity¦Gas | EJ/yr | Secondary Energy¦Electricity¦Gas | elec_co2 |  | 2035 | 0.1841 | Secondary Energy¦Electricity¦Gas | 55
Downscaling[REMIND-MAgPIE 3.2-4.6 IntegratedPhysicalDamages (median)] | Current Policies | DEU | Secondary Energy¦Electricity¦Gas | EJ/yr | Secondary Energy¦Electricity¦Gas | elec_co2 |  | 2040 | 0.0861 | Secondary Energy¦Electricity¦Gas | 55
Downscaling[REMIND-MAgPIE 3.2-4.6 IntegratedPhysicalDamages (median)] | Current Policies | DEU | Secondary Energy¦Electricity¦Gas | EJ/yr | Secondary Energy¦Electricity¦Gas | elec_co2 |  | 2045 | 0.0078 | Secondary Energy¦Electricity¦Gas | 55
Downscaling[REMIND-MAgPIE 3.2-4.6 IntegratedPhysicalDamages (median)] | Current Policies | DEU | Secondary Energy¦Electricity¦Gas | EJ/yr | Secondary Energy¦Electricity¦Gas | elec_co2 |  | 2050 | 0.0083 | Secondary Energy¦Electricity¦Gas | 55
Downscaling[REMIND-MAgPIE 3.2-4.6 IntegratedPhysicalDamages (median)] | Current Policies | DEU | Secondary Energy¦Electricity¦Gas | EJ/yr | Secondary Energy¦Electricity¦Gas | elec_co2 |  | 2055 | 0.008 | Secondary Energy¦Electricity¦Gas | 55
Downscaling[REMIND-MAgPIE 3.2-4.6 IntegratedPhysicalDamages (median)] | Current Policies | DEU | Secondary Energy¦Electricity¦Gas | EJ/yr | Secondary Energy¦Electricity¦Gas | elec_co2 |  | 2060 | 0.0084 | Secondary Energy¦Electricity¦Gas | 55
Downscaling[REMIND-MAgPIE 3.2-4.6 IntegratedPhysicalDamages (median)] | Current Policies | DEU | Secondary Energy¦Electricity¦Gas | EJ/yr | Secondary Energy¦Electricity¦Gas | elec_co2 |  | 2065 | 0.0099 | Secondary Energy¦Electricity¦Gas | 55
Downscaling[REMIND-MAgPIE 3.2-4.6 IntegratedPhysicalDamages (median)] | Current Policies | DEU | Secondary Energy¦Electricity¦Gas | EJ/yr | Secondary Energy¦Electricity¦Gas | elec_co2 |  | 2070 | 0.0104 | Secondary Energy¦Electricity¦Gas | 55
Downscaling[REMIND-MAgPIE 3.2-4.6 IntegratedPhysicalDamages (median)] | Current Policies | DEU | Secondary Energy¦Electricity¦Gas | EJ/yr | Secondary Energy¦Electricity¦Gas | elec_co2 |  | 2075 | 0.01 | Secondary Energy¦Electricity¦Gas | 55
Downscaling[REMIND-MAgPIE 3.2-4.6 IntegratedPhysicalDamages (median)] | Current Policies | DEU | Secondary Energy¦Electricity¦Gas | EJ/yr | Secondary Energy¦Electricity¦Gas | elec_co2 |  | 2080 | 0.0098 | Secondary Energy¦Electricity¦Gas | 55
Downscaling[REMIND-MAgPIE 3.2-4.6 IntegratedPhysicalDamages (median)] | Current Policies | DEU | Secondary Energy¦Electricity¦Gas | EJ/yr | Secondary Energy¦Electricity¦Gas | elec_co2 |  | 2085 | 0.0085 | Secondary Energy¦Electricity¦Gas | 55
Downscaling[REMIND-MAgPIE 3.2-4.6 IntegratedPhysicalDamages (median)] | Current Policies | DEU | Secondary Energy¦Electricity¦Gas | EJ/yr | Secondary Energy¦Electricity¦Gas | elec_co2 |  | 2090 | 0.0072 | Secondary Energy¦Electricity¦Gas | 55
Downscaling[REMIND-MAgPIE 3.2-4.6 IntegratedPhysicalDamages (median)] | Current Policies | DEU | Secondary Energy¦Electricity¦Gas | EJ/yr | Secondary Energy¦Electricity¦Gas | elec_co2 |  | 2095 | 0.0057 | Secondary Energy¦Electricity¦Gas | 55
Downscaling[REMIND-MAgPIE 3.2-4.6 IntegratedPhysicalDamages (median)] | Current Policies | DEU | Secondary Energy¦Electricity¦Gas | EJ/yr | Secondary Energy¦Electricity¦Gas | elec_co2 |  | 2100 | 0.0043 | Secondary Energy¦Electricity¦Gas | 55
Downscaling[REMIND-MAgPIE 3.2-4.6 IntegratedPhysicalDamages (median)] | Current Policies | DEU | Secondary Energy¦Electricity¦Oil | EJ/yr | Secondary Energy¦Electricity¦Oil | elec_co2 |  | 2020 | 0.0159 | Secondary Energy¦Electricity¦Oil | 70
Downscaling[REMIND-MAgPIE 3.2-4.6 IntegratedPhysicalDamages (median)] | Current Policies | DEU | Secondary Energy¦Electricity¦Oil | EJ/yr | Secondary Energy¦Electricity¦Oil | elec_co2 |  | 2025 | 0.0094 | Secondary Energy¦Electricity¦Oil | 70
Downscaling[REMIND-MAgPIE 3.2-4.6 IntegratedPhysicalDamages (median)] | Current Policies | DEU | Secondary Energy¦Electricity¦Oil | EJ/yr | Secondary Energy¦Electricity¦Oil | elec_co2 |  | 2030 | 0.0035 | Secondary Energy¦Electricity¦Oil | 70
Downscaling[REMIND-MAgPIE 3.2-4.6 IntegratedPhysicalDamages (median)] | Current Policies | DEU | Secondary Energy¦Electricity¦Oil | EJ/yr | Secondary Energy¦Electricity¦Oil | elec_co2 |  | 2035 | 0 | Secondary Energy¦Electricity¦Oil | 70
Downscaling[REMIND-MAgPIE 3.2-4.6 IntegratedPhysicalDamages (median)] | Current Policies | DEU | Secondary Energy¦Electricity¦Oil | EJ/yr | Secondary Energy¦Electricity¦Oil | elec_co2 |  | 2040 | 0 | Secondary Energy¦Electricity¦Oil | 70
Downscaling[REMIND-MAgPIE 3.2-4.6 IntegratedPhysicalDamages (median)] | Current Policies | DEU | Secondary Energy¦Electricity¦Oil | EJ/yr | Secondary Energy¦Electricity¦Oil | elec_co2 |  | 2045 | 0 | Secondary Energy¦Electricity¦Oil | 70
Downscaling[REMIND-MAgPIE 3.2-4.6 IntegratedPhysicalDamages (median)] | Current Policies | DEU | Secondary Energy¦Electricity¦Oil | EJ/yr | Secondary Energy¦Electricity¦Oil | elec_co2 |  | 2050 | 0 | Secondary Energy¦Electricity¦Oil | 70
Downscaling[REMIND-MAgPIE 3.2-4.6 IntegratedPhysicalDamages (median)] | Current Policies | DEU | Secondary Energy¦Electricity¦Oil | EJ/yr | Secondary Energy¦Electricity¦Oil | elec_co2 |  | 2055 | 0 | Secondary Energy¦Electricity¦Oil | 70
Downscaling[REMIND-MAgPIE 3.2-4.6 IntegratedPhysicalDamages (median)] | Current Policies | DEU | Secondary Energy¦Electricity¦Oil | EJ/yr | Secondary Energy¦Electricity¦Oil | elec_co2 |  | 2060 | 0 | Secondary Energy¦Electricity¦Oil | 70
Downscaling[REMIND-MAgPIE 3.2-4.6 IntegratedPhysicalDamages (median)] | Current Policies | DEU | Secondary Energy¦Electricity¦Oil | EJ/yr | Secondary Energy¦Electricity¦Oil | elec_co2 |  | 2065 | 0 | Secondary Energy¦Electricity¦Oil | 70
Downscaling[REMIND-MAgPIE 3.2-4.6 IntegratedPhysicalDamages (median)] | Current Policies | DEU | Secondary Energy¦Electricity¦Oil | EJ/yr | Secondary Energy¦Electricity¦Oil | elec_co2 |  | 2070 | 0 | Secondary Energy¦Electricity¦Oil | 70
Downscaling[REMIND-MAgPIE 3.2-4.6 IntegratedPhysicalDamages (median)] | Current Policies | DEU | Secondary Energy¦Electricity¦Oil | EJ/yr | Secondary Energy¦Electricity¦Oil | elec_co2 |  | 2075 | 0 | Secondary Energy¦Electricity¦Oil | 70
Downscaling[REMIND-MAgPIE 3.2-4.6 IntegratedPhysicalDamages (median)] | Current Policies | DEU | Secondary Energy¦Electricity¦Oil | EJ/yr | Secondary Energy¦Electricity¦Oil | elec_co2 |  | 2080 | 0 | Secondary Energy¦Electricity¦Oil | 70
Downscaling[REMIND-MAgPIE 3.2-4.6 IntegratedPhysicalDamages (median)] | Current Policies | DEU | Secondary Energy¦Electricity¦Oil | EJ/yr | Secondary Energy¦Electricity¦Oil | elec_co2 |  | 2085 | 0 | Secondary Energy¦Electricity¦Oil | 70
Downscaling[REMIND-MAgPIE 3.2-4.6 IntegratedPhysicalDamages (median)] | Current Policies | DEU | Secondary Energy¦Electricity¦Oil | EJ/yr | Secondary Energy¦Electricity¦Oil | elec_co2 |  | 2090 | 0 | Secondary Energy¦Electricity¦Oil | 70
Downscaling[REMIND-MAgPIE 3.2-4.6 IntegratedPhysicalDamages (median)] | Current Policies | DEU | Secondary Energy¦Electricity¦Oil | EJ/yr | Secondary Energy¦Electricity¦Oil | elec_co2 |  | 2095 | 0 | Secondary Energy¦Electricity¦Oil | 70
Downscaling[REMIND-MAgPIE 3.2-4.6 IntegratedPhysicalDamages (median)] | Current Policies | DEU | Secondary Energy¦Electricity¦Oil | EJ/yr | Secondary Energy¦Electricity¦Oil | elec_co2 |  | 2100 | 0 | Secondary Energy¦Electricity¦Oil | 70
Downscaling[REMIND-MAgPIE 3.2-4.6 IntegratedPhysicalDamages (median)] | Current Policies | DEU | Price¦Primary Energy¦Biomass | US$2010/GJ | Price¦Primary Energy¦Biomass | fuel_supply | bioenergy | 2020 | 5.3799 | Price¦Primary Energy¦Biomass
Downscaling[REMIND-MAgPIE 3.2-4.6 IntegratedPhysicalDamages (median)] | Current Policies | DEU | Price¦Primary Energy¦Biomass | US$2010/GJ | Price¦Primary Energy¦Biomass | fuel_supply | bioenergy | 2025 | 5.7255 | Price¦Primary Energy¦Biomass
Downscaling[REMIND-MAgPIE 3.2-4.6 IntegratedPhysicalDamages (median)] | Current Policies | DEU | Price¦Primary Energy¦Biomass | US$2010/GJ | Price¦Primary Energy¦Biomass | fuel_supply | bioenergy | 2030 | 5.1289 | Price¦Primary Energy¦Biomass
Downscaling[REMIND-MAgPIE 3.2-4.6 IntegratedPhysicalDamages (median)] | Current Policies | DEU | Price¦Primary Energy¦Biomass | US$2010/GJ | Price¦Primary Energy¦Biomass | fuel_supply | bioenergy | 2035 | 4.5806 | Price¦Primary Energy¦Biomass
Downscaling[REMIND-MAgPIE 3.2-4.6 IntegratedPhysicalDamages (median)] | Current Policies | DEU | Price¦Primary Energy¦Biomass | US$2010/GJ | Price¦Primary Energy¦Biomass | fuel_supply | bioenergy | 2040 | 2.1773 | Price¦Primary Energy¦Biomass
Downscaling[REMIND-MAgPIE 3.2-4.6 IntegratedPhysicalDamages (median)] | Current Policies | DEU | Price¦Primary Energy¦Biomass | US$2010/GJ | Price¦Primary Energy¦Biomass | fuel_supply | bioenergy | 2045 | 2.3828 | Price¦Primary Energy¦Biomass
Downscaling[REMIND-MAgPIE 3.2-4.6 IntegratedPhysicalDamages (median)] | Current Policies | DEU | Price¦Primary Energy¦Biomass | US$2010/GJ | Price¦Primary Energy¦Biomass | fuel_supply | bioenergy | 2050 | 3.9213 | Price¦Primary Energy¦Biomass
Downscaling[REMIND-MAgPIE 3.2-4.6 IntegratedPhysicalDamages (median)] | Current Policies | DEU | Price¦Primary Energy¦Biomass | US$2010/GJ | Price¦Primary Energy¦Biomass | fuel_supply | bioenergy | 2055 | 4.1239 | Price¦Primary Energy¦Biomass
Downscaling[REMIND-MAgPIE 3.2-4.6 IntegratedPhysicalDamages (median)] | Current Policies | DEU | Price¦Primary Energy¦Biomass | US$2010/GJ | Price¦Primary Energy¦Biomass | fuel_supply | bioenergy | 2060 | 5.3222 | Price¦Primary Energy¦Biomass
Downscaling[REMIND-MAgPIE 3.2-4.6 IntegratedPhysicalDamages (median)] | Current Policies | DEU | Price¦Primary Energy¦Biomass | US$2010/GJ | Price¦Primary Energy¦Biomass | fuel_supply | bioenergy | 2065 | 6.2385 | Price¦Primary Energy¦Biomass
Downscaling[REMIND-MAgPIE 3.2-4.6 IntegratedPhysicalDamages (median)] | Current Policies | DEU | Price¦Primary Energy¦Biomass | US$2010/GJ | Price¦Primary Energy¦Biomass | fuel_supply | bioenergy | 2070 | 7.1548 | Price¦Primary Energy¦Biomass
Downscaling[REMIND-MAgPIE 3.2-4.6 IntegratedPhysicalDamages (median)] | Current Policies | DEU | Price¦Primary Energy¦Biomass | US$2010/GJ | Price¦Primary Energy¦Biomass | fuel_supply | bioenergy | 2075 | 7.2125 | Price¦Primary Energy¦Biomass
Downscaling[REMIND-MAgPIE 3.2-4.6 IntegratedPhysicalDamages (median)] | Current Policies | DEU | Price¦Primary Energy¦Biomass | US$2010/GJ | Price¦Primary Energy¦Biomass | fuel_supply | bioenergy | 2080 | 7.2701 | Price¦Primary Energy¦Biomass
Downscaling[REMIND-MAgPIE 3.2-4.6 IntegratedPhysicalDamages (median)] | Current Policies | DEU | Price¦Primary Energy¦Biomass | US$2010/GJ | Price¦Primary Energy¦Biomass | fuel_supply | bioenergy | 2085 | 7.324 | Price¦Primary Energy¦Biomass
Downscaling[REMIND-MAgPIE 3.2-4.6 IntegratedPhysicalDamages (median)] | Current Policies | DEU | Price¦Primary Energy¦Biomass | US$2010/GJ | Price¦Primary Energy¦Biomass | fuel_supply | bioenergy | 2090 | 7.3779 | Price¦Primary Energy¦Biomass
Downscaling[REMIND-MAgPIE 3.2-4.6 IntegratedPhysicalDamages (median)] | Current Policies | DEU | Price¦Primary Energy¦Biomass | US$2010/GJ | Price¦Primary Energy¦Biomass | fuel_supply | bioenergy | 2095 | 7.5248 | Price¦Primary Energy¦Biomass
Downscaling[REMIND-MAgPIE 3.2-4.6 IntegratedPhysicalDamages (median)] | Current Policies | DEU | Price¦Primary Energy¦Biomass | US$2010/GJ | Price¦Primary Energy¦Biomass | fuel_supply | bioenergy | 2100 | 7.6717 | Price¦Primary Energy¦Biomass
Downscaling[REMIND-MAgPIE 3.2-4.6 IntegratedPhysicalDamages (median)] | Current Policies | DEU | Price¦Primary Energy¦Coal | US$2010/GJ | Price¦Primary Energy¦Coal | fuel_supply | coal | 2020 | 2.0344 | Price¦Primary Energy¦Coal
Downscaling[REMIND-MAgPIE 3.2-4.6 IntegratedPhysicalDamages (median)] | Current Policies | DEU | Price¦Primary Energy¦Coal | US$2010/GJ | Price¦Primary Energy¦Coal | fuel_supply | coal | 2025 | 2.2207 | Price¦Primary Energy¦Coal
Downscaling[REMIND-MAgPIE 3.2-4.6 IntegratedPhysicalDamages (median)] | Current Policies | DEU | Price¦Primary Energy¦Coal | US$2010/GJ | Price¦Primary Energy¦Coal | fuel_supply | coal | 2030 | 2.2579 | Price¦Primary Energy¦Coal
Downscaling[REMIND-MAgPIE 3.2-4.6 IntegratedPhysicalDamages (median)] | Current Policies | DEU | Price¦Primary Energy¦Coal | US$2010/GJ | Price¦Primary Energy¦Coal | fuel_supply | coal | 2035 | 2.3055 | Price¦Primary Energy¦Coal
Downscaling[REMIND-MAgPIE 3.2-4.6 IntegratedPhysicalDamages (median)] | Current Policies | DEU | Price¦Primary Energy¦Coal | US$2010/GJ | Price¦Primary Energy¦Coal | fuel_supply | coal | 2040 | 2.372 | Price¦Primary Energy¦Coal
Downscaling[REMIND-MAgPIE 3.2-4.6 IntegratedPhysicalDamages (median)] | Current Policies | DEU | Price¦Primary Energy¦Coal | US$2010/GJ | Price¦Primary Energy¦Coal | fuel_supply | coal | 2045 | 2.4867 | Price¦Primary Energy¦Coal
Downscaling[REMIND-MAgPIE 3.2-4.6 IntegratedPhysicalDamages (median)] | Current Policies | DEU | Price¦Primary Energy¦Coal | US$2010/GJ | Price¦Primary Energy¦Coal | fuel_supply | coal | 2050 | 2.7574 | Price¦Primary Energy¦Coal
Downscaling[REMIND-MAgPIE 3.2-4.6 IntegratedPhysicalDamages (median)] | Current Policies | DEU | Price¦Primary Energy¦Coal | US$2010/GJ | Price¦Primary Energy¦Coal | fuel_supply | coal | 2055 | 2.6872 | Price¦Primary Energy¦Coal
Downscaling[REMIND-MAgPIE 3.2-4.6 IntegratedPhysicalDamages (median)] | Current Policies | DEU | Price¦Primary Energy¦Coal | US$2010/GJ | Price¦Primary Energy¦Coal | fuel_supply | coal | 2060 | 3.4336 | Price¦Primary Energy¦Coal
Downscaling[REMIND-MAgPIE 3.2-4.6 IntegratedPhysicalDamages (median)] | Current Policies | DEU | Price¦Primary Energy¦Coal | US$2010/GJ | Price¦Primary Energy¦Coal | fuel_supply | coal | 2065 | 3.5903 | Price¦Primary Energy¦Coal
Downscaling[REMIND-MAgPIE 3.2-4.6 IntegratedPhysicalDamages (median)] | Current Policies | DEU | Price¦Primary Energy¦Coal | US$2010/GJ | Price¦Primary Energy¦Coal | fuel_supply | coal | 2070 | 3.7469 | Price¦Primary Energy¦Coal
Downscaling[REMIND-MAgPIE 3.2-4.6 IntegratedPhysicalDamages (median)] | Current Policies | DEU | Price¦Primary Energy¦Coal | US$2010/GJ | Price¦Primary Energy¦Coal | fuel_supply | coal | 2075 | 3.8717 | Price¦Primary Energy¦Coal
Downscaling[REMIND-MAgPIE 3.2-4.6 IntegratedPhysicalDamages (median)] | Current Policies | DEU | Price¦Primary Energy¦Coal | US$2010/GJ | Price¦Primary Energy¦Coal | fuel_supply | coal | 2080 | 3.9965 | Price¦Primary Energy¦Coal
Downscaling[REMIND-MAgPIE 3.2-4.6 IntegratedPhysicalDamages (median)] | Current Policies | DEU | Price¦Primary Energy¦Coal | US$2010/GJ | Price¦Primary Energy¦Coal | fuel_supply | coal | 2085 | 4.1726 | Price¦Primary Energy¦Coal
Downscaling[REMIND-MAgPIE 3.2-4.6 IntegratedPhysicalDamages (median)] | Current Policies | DEU | Price¦Primary Energy¦Coal | US$2010/GJ | Price¦Primary Energy¦Coal | fuel_supply | coal | 2090 | 4.3488 | Price¦Primary Energy¦Coal
Downscaling[REMIND-MAgPIE 3.2-4.6 IntegratedPhysicalDamages (median)] | Current Policies | DEU | Price¦Primary Energy¦Coal | US$2010/GJ | Price¦Primary Energy¦Coal | fuel_supply | coal | 2095 | 4.3379 | Price¦Primary Energy¦Coal
Downscaling[REMIND-MAgPIE 3.2-4.6 IntegratedPhysicalDamages (median)] | Current Policies | DEU | Price¦Primary Energy¦Coal | US$2010/GJ | Price¦Primary Energy¦Coal | fuel_supply | coal | 2100 | 4.327 | Price¦Primary Energy¦Coal
Downscaling[REMIND-MAgPIE 3.2-4.6 IntegratedPhysicalDamages (median)] | Current Policies | DEU | Price¦Primary Energy¦Gas | US$2010/GJ | Price¦Primary Energy¦Gas | fuel_supply | gas | 2020 | 3.9711 | Price¦Primary Energy¦Gas
Downscaling[REMIND-MAgPIE 3.2-4.6 IntegratedPhysicalDamages (median)] | Current Policies | DEU | Price¦Primary Energy¦Gas | US$2010/GJ | Price¦Primary Energy¦Gas | fuel_supply | gas | 2025 | 4.682 | Price¦Primary Energy¦Gas
Downscaling[REMIND-MAgPIE 3.2-4.6 IntegratedPhysicalDamages (median)] | Current Policies | DEU | Price¦Primary Energy¦Gas | US$2010/GJ | Price¦Primary Energy¦Gas | fuel_supply | gas | 2030 | 4.6153 | Price¦Primary Energy¦Gas
Downscaling[REMIND-MAgPIE 3.2-4.6 IntegratedPhysicalDamages (median)] | Current Policies | DEU | Price¦Primary Energy¦Gas | US$2010/GJ | Price¦Primary Energy¦Gas | fuel_supply | gas | 2035 | 5.0187 | Price¦Primary Energy¦Gas
Downscaling[REMIND-MAgPIE 3.2-4.6 IntegratedPhysicalDamages (median)] | Current Policies | DEU | Price¦Primary Energy¦Gas | US$2010/GJ | Price¦Primary Energy¦Gas | fuel_supply | gas | 2040 | 5.26 | Price¦Primary Energy¦Gas
Downscaling[REMIND-MAgPIE 3.2-4.6 IntegratedPhysicalDamages (median)] | Current Policies | DEU | Price¦Primary Energy¦Gas | US$2010/GJ | Price¦Primary Energy¦Gas | fuel_supply | gas | 2045 | 5.5219 | Price¦Primary Energy¦Gas
Downscaling[REMIND-MAgPIE 3.2-4.6 IntegratedPhysicalDamages (median)] | Current Policies | DEU | Price¦Primary Energy¦Gas | US$2010/GJ | Price¦Primary Energy¦Gas | fuel_supply | gas | 2050 | 5.7033 | Price¦Primary Energy¦Gas
Downscaling[REMIND-MAgPIE 3.2-4.6 IntegratedPhysicalDamages (median)] | Current Policies | DEU | Price¦Primary Energy¦Gas | US$2010/GJ | Price¦Primary Energy¦Gas | fuel_supply | gas | 2055 | 5.7265 | Price¦Primary Energy¦Gas
Downscaling[REMIND-MAgPIE 3.2-4.6 IntegratedPhysicalDamages (median)] | Current Policies | DEU | Price¦Primary Energy¦Gas | US$2010/GJ | Price¦Primary Energy¦Gas | fuel_supply | gas | 2060 | 6.7448 | Price¦Primary Energy¦Gas
Downscaling[REMIND-MAgPIE 3.2-4.6 IntegratedPhysicalDamages (median)] | Current Policies | DEU | Price¦Primary Energy¦Gas | US$2010/GJ | Price¦Primary Energy¦Gas | fuel_supply | gas | 2065 | 6.6279 | Price¦Primary Energy¦Gas
Downscaling[REMIND-MAgPIE 3.2-4.6 IntegratedPhysicalDamages (median)] | Current Policies | DEU | Price¦Primary Energy¦Gas | US$2010/GJ | Price¦Primary Energy¦Gas | fuel_supply | gas | 2070 | 6.511 | Price¦Primary Energy¦Gas
Downscaling[REMIND-MAgPIE 3.2-4.6 IntegratedPhysicalDamages (median)] | Current Policies | DEU | Price¦Primary Energy¦Gas | US$2010/GJ | Price¦Primary Energy¦Gas | fuel_supply | gas | 2075 | 6.7354 | Price¦Primary Energy¦Gas
Downscaling[REMIND-MAgPIE 3.2-4.6 IntegratedPhysicalDamages (median)] | Current Policies | DEU | Price¦Primary Energy¦Gas | US$2010/GJ | Price¦Primary Energy¦Gas | fuel_supply | gas | 2080 | 6.9598 | Price¦Primary Energy¦Gas
Downscaling[REMIND-MAgPIE 3.2-4.6 IntegratedPhysicalDamages (median)] | Current Policies | DEU | Price¦Primary Energy¦Gas | US$2010/GJ | Price¦Primary Energy¦Gas | fuel_supply | gas | 2085 | 7.2366 | Price¦Primary Energy¦Gas
Downscaling[REMIND-MAgPIE 3.2-4.6 IntegratedPhysicalDamages (median)] | Current Policies | DEU | Price¦Primary Energy¦Gas | US$2010/GJ | Price¦Primary Energy¦Gas | fuel_supply | gas | 2090 | 7.5135 | Price¦Primary Energy¦Gas
Downscaling[REMIND-MAgPIE 3.2-4.6 IntegratedPhysicalDamages (median)] | Current Policies | DEU | Price¦Primary Energy¦Gas | US$2010/GJ | Price¦Primary Energy¦Gas | fuel_supply | gas | 2095 | 7.6465 | Price¦Primary Energy¦Gas
Downscaling[REMIND-MAgPIE 3.2-4.6 IntegratedPhysicalDamages (median)] | Current Policies | DEU | Price¦Primary Energy¦Gas | US$2010/GJ | Price¦Primary Energy¦Gas | fuel_supply | gas | 2100 | 7.7796 | Price¦Primary Energy¦Gas
Downscaling[REMIND-MAgPIE 3.2-4.6 IntegratedPhysicalDamages (median)] | Current Policies | DEU | Price¦Secondary Energy¦Liquids¦Oil | US$2010/GJ | Price¦Secondary Energy¦Liquids¦Oil | fuel_supply | oil | 2020 | 82.2847 | Price¦Secondary Energy¦Liquids¦Oil
Downscaling[REMIND-MAgPIE 3.2-4.6 IntegratedPhysicalDamages (median)] | Current Policies | DEU | Price¦Secondary Energy¦Liquids¦Oil | US$2010/GJ | Price¦Secondary Energy¦Liquids¦Oil | fuel_supply | oil | 2025 | 95.1154 | Price¦Secondary Energy¦Liquids¦Oil
Downscaling[REMIND-MAgPIE 3.2-4.6 IntegratedPhysicalDamages (median)] | Current Policies | DEU | Price¦Secondary Energy¦Liquids¦Oil | US$2010/GJ | Price¦Secondary Energy¦Liquids¦Oil | fuel_supply | oil | 2030 | 86.1677 | Price¦Secondary Energy¦Liquids¦Oil
Downscaling[REMIND-MAgPIE 3.2-4.6 IntegratedPhysicalDamages (median)] | Current Policies | DEU | Price¦Secondary Energy¦Liquids¦Oil | US$2010/GJ | Price¦Secondary Energy¦Liquids¦Oil | fuel_supply | oil | 2035 | 88.4593 | Price¦Secondary Energy¦Liquids¦Oil
Downscaling[REMIND-MAgPIE 3.2-4.6 IntegratedPhysicalDamages (median)] | Current Policies | DEU | Price¦Secondary Energy¦Liquids¦Oil | US$2010/GJ | Price¦Secondary Energy¦Liquids¦Oil | fuel_supply | oil | 2040 | 99.2231 | Price¦Secondary Energy¦Liquids¦Oil
Downscaling[REMIND-MAgPIE 3.2-4.6 IntegratedPhysicalDamages (median)] | Current Policies | DEU | Price¦Secondary Energy¦Liquids¦Oil | US$2010/GJ | Price¦Secondary Energy¦Liquids¦Oil | fuel_supply | oil | 2045 | 110.4058 | Price¦Secondary Energy¦Liquids¦Oil
Downscaling[REMIND-MAgPIE 3.2-4.6 IntegratedPhysicalDamages (median)] | Current Policies | DEU | Price¦Secondary Energy¦Liquids¦Oil | US$2010/GJ | Price¦Secondary Energy¦Liquids¦Oil | fuel_supply | oil | 2050 | 119.7037 | Price¦Secondary Energy¦Liquids¦Oil
Downscaling[REMIND-MAgPIE 3.2-4.6 IntegratedPhysicalDamages (median)] | Current Policies | DEU | Price¦Secondary Energy¦Liquids¦Oil | US$2010/GJ | Price¦Secondary Energy¦Liquids¦Oil | fuel_supply | oil | 2055 | 133.525 | Price¦Secondary Energy¦Liquids¦Oil
Downscaling[REMIND-MAgPIE 3.2-4.6 IntegratedPhysicalDamages (median)] | Current Policies | DEU | Price¦Secondary Energy¦Liquids¦Oil | US$2010/GJ | Price¦Secondary Energy¦Liquids¦Oil | fuel_supply | oil | 2060 | 203.6605 | Price¦Secondary Energy¦Liquids¦Oil
Downscaling[REMIND-MAgPIE 3.2-4.6 IntegratedPhysicalDamages (median)] | Current Policies | DEU | Price¦Secondary Energy¦Liquids¦Oil | US$2010/GJ | Price¦Secondary Energy¦Liquids¦Oil | fuel_supply | oil | 2065 | 249.8707 | Price¦Secondary Energy¦Liquids¦Oil
Downscaling[REMIND-MAgPIE 3.2-4.6 IntegratedPhysicalDamages (median)] | Current Policies | DEU | Price¦Secondary Energy¦Liquids¦Oil | US$2010/GJ | Price¦Secondary Energy¦Liquids¦Oil | fuel_supply | oil | 2070 | 296.081 | Price¦Secondary Energy¦Liquids¦Oil
Downscaling[REMIND-MAgPIE 3.2-4.6 IntegratedPhysicalDamages (median)] | Current Policies | DEU | Price¦Secondary Energy¦Liquids¦Oil | US$2010/GJ | Price¦Secondary Energy¦Liquids¦Oil | fuel_supply | oil | 2075 | 292.3867 | Price¦Secondary Energy¦Liquids¦Oil
Downscaling[REMIND-MAgPIE 3.2-4.6 IntegratedPhysicalDamages (median)] | Current Policies | DEU | Price¦Secondary Energy¦Liquids¦Oil | US$2010/GJ | Price¦Secondary Energy¦Liquids¦Oil | fuel_supply | oil | 2080 | 288.6924 | Price¦Secondary Energy¦Liquids¦Oil
Downscaling[REMIND-MAgPIE 3.2-4.6 IntegratedPhysicalDamages (median)] | Current Policies | DEU | Price¦Secondary Energy¦Liquids¦Oil | US$2010/GJ | Price¦Secondary Energy¦Liquids¦Oil | fuel_supply | oil | 2085 | 287.1872 | Price¦Secondary Energy¦Liquids¦Oil
Downscaling[REMIND-MAgPIE 3.2-4.6 IntegratedPhysicalDamages (median)] | Current Policies | DEU | Price¦Secondary Energy¦Liquids¦Oil | US$2010/GJ | Price¦Secondary Energy¦Liquids¦Oil | fuel_supply | oil | 2090 | 285.6821 | Price¦Secondary Energy¦Liquids¦Oil
Downscaling[REMIND-MAgPIE 3.2-4.6 IntegratedPhysicalDamages (median)] | Current Policies | DEU | Price¦Secondary Energy¦Liquids¦Oil | US$2010/GJ | Price¦Secondary Energy¦Liquids¦Oil | fuel_supply | oil | 2095 | 272.6238 | Price¦Secondary Energy¦Liquids¦Oil
Downscaling[REMIND-MAgPIE 3.2-4.6 IntegratedPhysicalDamages (median)] | Current Policies | DEU | Price¦Secondary Energy¦Liquids¦Oil | US$2010/GJ | Price¦Secondary Energy¦Liquids¦Oil | fuel_supply | oil | 2100 | 259.5654 | Price¦Secondary Energy¦Liquids¦Oil
Downscaling[REMIND-MAgPIE 3.2-4.6 IntegratedPhysicalDamages (median)] | Current Policies | DEU | Emissions¦CO2 | Mt CO2/yr | Emissions¦CO2 | scenarios - CO2 abatement | CO2 | 2020 | 574.0973 | Emissions¦CO2
Downscaling[REMIND-MAgPIE 3.2-4.6 IntegratedPhysicalDamages (median)] | Current Policies | DEU | Emissions¦CO2 | Mt CO2/yr | Emissions¦CO2 | scenarios - CO2 abatement | CO2 | 2025 | 425.3766 | Emissions¦CO2
Downscaling[REMIND-MAgPIE 3.2-4.6 IntegratedPhysicalDamages (median)] | Current Policies | DEU | Emissions¦CO2 | Mt CO2/yr | Emissions¦CO2 | scenarios - CO2 abatement | CO2 | 2030 | 298.7856 | Emissions¦CO2
Downscaling[REMIND-MAgPIE 3.2-4.6 IntegratedPhysicalDamages (median)] | Current Policies | DEU | Emissions¦CO2 | Mt CO2/yr | Emissions¦CO2 | scenarios - CO2 abatement | CO2 | 2035 | 226.3594 | Emissions¦CO2
Downscaling[REMIND-MAgPIE 3.2-4.6 IntegratedPhysicalDamages (median)] | Current Policies | DEU | Emissions¦CO2 | Mt CO2/yr | Emissions¦CO2 | scenarios - CO2 abatement | CO2 | 2040 | 162.8093 | Emissions¦CO2
Downscaling[REMIND-MAgPIE 3.2-4.6 IntegratedPhysicalDamages (median)] | Current Policies | DEU | Emissions¦CO2 | Mt CO2/yr | Emissions¦CO2 | scenarios - CO2 abatement | CO2 | 2045 | 112.6344 | Emissions¦CO2
Downscaling[REMIND-MAgPIE 3.2-4.6 IntegratedPhysicalDamages (median)] | Current Policies | DEU | Emissions¦CO2 | Mt CO2/yr | Emissions¦CO2 | scenarios - CO2 abatement | CO2 | 2050 | 94.2486 | Emissions¦CO2
Downscaling[REMIND-MAgPIE 3.2-4.6 IntegratedPhysicalDamages (median)] | Current Policies | DEU | Emissions¦CO2 | Mt CO2/yr | Emissions¦CO2 | scenarios - CO2 abatement | CO2 | 2055 | 80.9478 | Emissions¦CO2
Downscaling[REMIND-MAgPIE 3.2-4.6 IntegratedPhysicalDamages (median)] | Current Policies | DEU | Emissions¦CO2 | Mt CO2/yr | Emissions¦CO2 | scenarios - CO2 abatement | CO2 | 2060 | 71.4031 | Emissions¦CO2
Downscaling[REMIND-MAgPIE 3.2-4.6 IntegratedPhysicalDamages (median)] | Current Policies | DEU | Emissions¦CO2 | Mt CO2/yr | Emissions¦CO2 | scenarios - CO2 abatement | CO2 | 2065 | 70.181 | Emissions¦CO2
Downscaling[REMIND-MAgPIE 3.2-4.6 IntegratedPhysicalDamages (median)] | Current Policies | DEU | Emissions¦CO2 | Mt CO2/yr | Emissions¦CO2 | scenarios - CO2 abatement | CO2 | 2070 | 69.0076 | Emissions¦CO2
Downscaling[REMIND-MAgPIE 3.2-4.6 IntegratedPhysicalDamages (median)] | Current Policies | DEU | Emissions¦CO2 | Mt CO2/yr | Emissions¦CO2 | scenarios - CO2 abatement | CO2 | 2075 | 65.8359 | Emissions¦CO2
Downscaling[REMIND-MAgPIE 3.2-4.6 IntegratedPhysicalDamages (median)] | Current Policies | DEU | Emissions¦CO2 | Mt CO2/yr | Emissions¦CO2 | scenarios - CO2 abatement | CO2 | 2080 | 60.0182 | Emissions¦CO2
Downscaling[REMIND-MAgPIE 3.2-4.6 IntegratedPhysicalDamages (median)] | Current Policies | DEU | Emissions¦CO2 | Mt CO2/yr | Emissions¦CO2 | scenarios - CO2 abatement | CO2 | 2085 | 54.0482 | Emissions¦CO2
Downscaling[REMIND-MAgPIE 3.2-4.6 IntegratedPhysicalDamages (median)] | Current Policies | DEU | Emissions¦CO2 | Mt CO2/yr | Emissions¦CO2 | scenarios - CO2 abatement | CO2 | 2090 | 48.1756 | Emissions¦CO2
Downscaling[REMIND-MAgPIE 3.2-4.6 IntegratedPhysicalDamages (median)] | Current Policies | DEU | Emissions¦CO2 | Mt CO2/yr | Emissions¦CO2 | scenarios - CO2 abatement | CO2 | 2095 | 47.8007 | Emissions¦CO2
Downscaling[REMIND-MAgPIE 3.2-4.6 IntegratedPhysicalDamages (median)] | Current Policies | DEU | Emissions¦CO2 | Mt CO2/yr | Emissions¦CO2 | scenarios - CO2 abatement | CO2 | 2100 | 47.4147 | Emissions¦CO2
Downscaling[REMIND-MAgPIE 3.2-4.6 IntegratedPhysicalDamages (median)] | Current Policies | DEU | Emissions¦CO2¦Energy | Mt CO2/yr | Emissions¦CO2¦Energy | scenarios - CO2 abatement | CO2 | 2020 | 607.1059 | Emissions¦CO2¦Energy
Downscaling[REMIND-MAgPIE 3.2-4.6 IntegratedPhysicalDamages (median)] | Current Policies | DEU | Emissions¦CO2¦Energy | Mt CO2/yr | Emissions¦CO2¦Energy | scenarios - CO2 abatement | CO2 | 2025 | 433.7295 | Emissions¦CO2¦Energy
Downscaling[REMIND-MAgPIE 3.2-4.6 IntegratedPhysicalDamages (median)] | Current Policies | DEU | Emissions¦CO2¦Energy | Mt CO2/yr | Emissions¦CO2¦Energy | scenarios - CO2 abatement | CO2 | 2030 | 315.9829 | Emissions¦CO2¦Energy
Downscaling[REMIND-MAgPIE 3.2-4.6 IntegratedPhysicalDamages (median)] | Current Policies | DEU | Emissions¦CO2¦Energy | Mt CO2/yr | Emissions¦CO2¦Energy | scenarios - CO2 abatement | CO2 | 2035 | 249.0948 | Emissions¦CO2¦Energy
Downscaling[REMIND-MAgPIE 3.2-4.6 IntegratedPhysicalDamages (median)] | Current Policies | DEU | Emissions¦CO2¦Energy | Mt CO2/yr | Emissions¦CO2¦Energy | scenarios - CO2 abatement | CO2 | 2040 | 191.7821 | Emissions¦CO2¦Energy
Downscaling[REMIND-MAgPIE 3.2-4.6 IntegratedPhysicalDamages (median)] | Current Policies | DEU | Emissions¦CO2¦Energy | Mt CO2/yr | Emissions¦CO2¦Energy | scenarios - CO2 abatement | CO2 | 2045 | 147.5049 | Emissions¦CO2¦Energy
Downscaling[REMIND-MAgPIE 3.2-4.6 IntegratedPhysicalDamages (median)] | Current Policies | DEU | Emissions¦CO2¦Energy | Mt CO2/yr | Emissions¦CO2¦Energy | scenarios - CO2 abatement | CO2 | 2050 | 134.9237 | Emissions¦CO2¦Energy
Downscaling[REMIND-MAgPIE 3.2-4.6 IntegratedPhysicalDamages (median)] | Current Policies | DEU | Emissions¦CO2¦Energy | Mt CO2/yr | Emissions¦CO2¦Energy | scenarios - CO2 abatement | CO2 | 2055 | 121.1951 | Emissions¦CO2¦Energy
Downscaling[REMIND-MAgPIE 3.2-4.6 IntegratedPhysicalDamages (median)] | Current Policies | DEU | Emissions¦CO2¦Energy | Mt CO2/yr | Emissions¦CO2¦Energy | scenarios - CO2 abatement | CO2 | 2060 | 111.0192 | Emissions¦CO2¦Energy
Downscaling[REMIND-MAgPIE 3.2-4.6 IntegratedPhysicalDamages (median)] | Current Policies | DEU | Emissions¦CO2¦Energy | Mt CO2/yr | Emissions¦CO2¦Energy | scenarios - CO2 abatement | CO2 | 2065 | 108.9829 | Emissions¦CO2¦Energy
Downscaling[REMIND-MAgPIE 3.2-4.6 IntegratedPhysicalDamages (median)] | Current Policies | DEU | Emissions¦CO2¦Energy | Mt CO2/yr | Emissions¦CO2¦Energy | scenarios - CO2 abatement | CO2 | 2070 | 106.9819 | Emissions¦CO2¦Energy
Downscaling[REMIND-MAgPIE 3.2-4.6 IntegratedPhysicalDamages (median)] | Current Policies | DEU | Emissions¦CO2¦Energy | Mt CO2/yr | Emissions¦CO2¦Energy | scenarios - CO2 abatement | CO2 | 2075 | 105.0272 | Emissions¦CO2¦Energy
Downscaling[REMIND-MAgPIE 3.2-4.6 IntegratedPhysicalDamages (median)] | Current Policies | DEU | Emissions¦CO2¦Energy | Mt CO2/yr | Emissions¦CO2¦Energy | scenarios - CO2 abatement | CO2 | 2080 | 100.4049 | Emissions¦CO2¦Energy
Downscaling[REMIND-MAgPIE 3.2-4.6 IntegratedPhysicalDamages (median)] | Current Policies | DEU | Emissions¦CO2¦Energy | Mt CO2/yr | Emissions¦CO2¦Energy | scenarios - CO2 abatement | CO2 | 2085 | 92.3457 | Emissions¦CO2¦Energy
Downscaling[REMIND-MAgPIE 3.2-4.6 IntegratedPhysicalDamages (median)] | Current Policies | DEU | Emissions¦CO2¦Energy | Mt CO2/yr | Emissions¦CO2¦Energy | scenarios - CO2 abatement | CO2 | 2090 | 84.3983 | Emissions¦CO2¦Energy
Downscaling[REMIND-MAgPIE 3.2-4.6 IntegratedPhysicalDamages (median)] | Current Policies | DEU | Emissions¦CO2¦Energy | Mt CO2/yr | Emissions¦CO2¦Energy | scenarios - CO2 abatement | CO2 | 2095 | 77.6847 | Emissions¦CO2¦Energy
Downscaling[REMIND-MAgPIE 3.2-4.6 IntegratedPhysicalDamages (median)] | Current Policies | DEU | Emissions¦CO2¦Energy | Mt CO2/yr | Emissions¦CO2¦Energy | scenarios - CO2 abatement | CO2 | 2100 | 70.9708 | Emissions¦CO2¦Energy
Downscaling[REMIND-MAgPIE 3.2-4.6 IntegratedPhysicalDamages (median)] | Delayed transition | DEU | Carbon Sequestration¦CCS | Mt CO2/yr | Carbon Sequestration¦CCS | CCS potential |  | 2020 | 0 | Carbon Sequestration¦CCS
Downscaling[REMIND-MAgPIE 3.2-4.6 IntegratedPhysicalDamages (median)] | Delayed transition | DEU | Carbon Sequestration¦CCS | Mt CO2/yr | Carbon Sequestration¦CCS | CCS potential |  | 2025 | 0.3831 | Carbon Sequestration¦CCS
Downscaling[REMIND-MAgPIE 3.2-4.6 IntegratedPhysicalDamages (median)] | Delayed transition | DEU | Carbon Sequestration¦CCS | Mt CO2/yr | Carbon Sequestration¦CCS | CCS potential |  | 2030 | 0.3971 | Carbon Sequestration¦CCS
Downscaling[REMIND-MAgPIE 3.2-4.6 IntegratedPhysicalDamages (median)] | Delayed transition | DEU | Carbon Sequestration¦CCS | Mt CO2/yr | Carbon Sequestration¦CCS | CCS potential |  | 2035 | 1.9772 | Carbon Sequestration¦CCS
Downscaling[REMIND-MAgPIE 3.2-4.6 IntegratedPhysicalDamages (median)] | Delayed transition | DEU | Carbon Sequestration¦CCS | Mt CO2/yr | Carbon Sequestration¦CCS | CCS potential |  | 2040 | 29.9943 | Carbon Sequestration¦CCS
Downscaling[REMIND-MAgPIE 3.2-4.6 IntegratedPhysicalDamages (median)] | Delayed transition | DEU | Carbon Sequestration¦CCS | Mt CO2/yr | Carbon Sequestration¦CCS | CCS potential |  | 2045 | 76.035 | Carbon Sequestration¦CCS
Downscaling[REMIND-MAgPIE 3.2-4.6 IntegratedPhysicalDamages (median)] | Delayed transition | DEU | Carbon Sequestration¦CCS | Mt CO2/yr | Carbon Sequestration¦CCS | CCS potential |  | 2050 | 87.4426 | Carbon Sequestration¦CCS
Downscaling[REMIND-MAgPIE 3.2-4.6 IntegratedPhysicalDamages (median)] | Delayed transition | DEU | Carbon Sequestration¦CCS | Mt CO2/yr | Carbon Sequestration¦CCS | CCS potential |  | 2055 | 85.657 | Carbon Sequestration¦CCS
Downscaling[REMIND-MAgPIE 3.2-4.6 IntegratedPhysicalDamages (median)] | Delayed transition | DEU | Carbon Sequestration¦CCS | Mt CO2/yr | Carbon Sequestration¦CCS | CCS potential |  | 2060 | 78.1804 | Carbon Sequestration¦CCS
Downscaling[REMIND-MAgPIE 3.2-4.6 IntegratedPhysicalDamages (median)] | Delayed transition | DEU | Carbon Sequestration¦CCS | Mt CO2/yr | Carbon Sequestration¦CCS | CCS potential |  | 2065 | 72.0152 | Carbon Sequestration¦CCS
Downscaling[REMIND-MAgPIE 3.2-4.6 IntegratedPhysicalDamages (median)] | Delayed transition | DEU | Carbon Sequestration¦CCS | Mt CO2/yr | Carbon Sequestration¦CCS | CCS potential |  | 2070 | 66.0442 | Carbon Sequestration¦CCS
Downscaling[REMIND-MAgPIE 3.2-4.6 IntegratedPhysicalDamages (median)] | Delayed transition | DEU | Carbon Sequestration¦CCS | Mt CO2/yr | Carbon Sequestration¦CCS | CCS potential |  | 2075 | 56.5365 | Carbon Sequestration¦CCS
Downscaling[REMIND-MAgPIE 3.2-4.6 IntegratedPhysicalDamages (median)] | Delayed transition | DEU | Carbon Sequestration¦CCS | Mt CO2/yr | Carbon Sequestration¦CCS | CCS potential |  | 2080 | 47.598 | Carbon Sequestration¦CCS
Downscaling[REMIND-MAgPIE 3.2-4.6 IntegratedPhysicalDamages (median)] | Delayed transition | DEU | Carbon Sequestration¦CCS | Mt CO2/yr | Carbon Sequestration¦CCS | CCS potential |  | 2085 | 38.3913 | Carbon Sequestration¦CCS
Downscaling[REMIND-MAgPIE 3.2-4.6 IntegratedPhysicalDamages (median)] | Delayed transition | DEU | Carbon Sequestration¦CCS | Mt CO2/yr | Carbon Sequestration¦CCS | CCS potential |  | 2090 | 29.9208 | Carbon Sequestration¦CCS
Downscaling[REMIND-MAgPIE 3.2-4.6 IntegratedPhysicalDamages (median)] | Delayed transition | DEU | Carbon Sequestration¦CCS | Mt CO2/yr | Carbon Sequestration¦CCS | CCS potential |  | 2095 | 28.303 | Carbon Sequestration¦CCS
Downscaling[REMIND-MAgPIE 3.2-4.6 IntegratedPhysicalDamages (median)] | Delayed transition | DEU | Carbon Sequestration¦CCS | Mt CO2/yr | Carbon Sequestration¦CCS | CCS potential |  | 2100 | 26.7546 | Carbon Sequestration¦CCS
Downscaling[REMIND-MAgPIE 3.2-4.6 IntegratedPhysicalDamages (median)] | Delayed transition | DEU | Final Energy¦Industry¦Electricity | EJ/yr | Final Energy¦Industry¦Electricity | demand_projection | elc_industry | 2020 | 0.9372 | Final Energy¦Industry¦Electricity
Downscaling[REMIND-MAgPIE 3.2-4.6 IntegratedPhysicalDamages (median)] | Delayed transition | DEU | Final Energy¦Industry¦Electricity | EJ/yr | Final Energy¦Industry¦Electricity | demand_projection | elc_industry | 2025 | 0.8834 | Final Energy¦Industry¦Electricity
Downscaling[REMIND-MAgPIE 3.2-4.6 IntegratedPhysicalDamages (median)] | Delayed transition | DEU | Final Energy¦Industry¦Electricity | EJ/yr | Final Energy¦Industry¦Electricity | demand_projection | elc_industry | 2030 | 0.8854 | Final Energy¦Industry¦Electricity
Downscaling[REMIND-MAgPIE 3.2-4.6 IntegratedPhysicalDamages (median)] | Delayed transition | DEU | Final Energy¦Industry¦Electricity | EJ/yr | Final Energy¦Industry¦Electricity | demand_projection | elc_industry | 2035 | 0.9076 | Final Energy¦Industry¦Electricity
Downscaling[REMIND-MAgPIE 3.2-4.6 IntegratedPhysicalDamages (median)] | Delayed transition | DEU | Final Energy¦Industry¦Electricity | EJ/yr | Final Energy¦Industry¦Electricity | demand_projection | elc_industry | 2040 | 0.8965 | Final Energy¦Industry¦Electricity
Downscaling[REMIND-MAgPIE 3.2-4.6 IntegratedPhysicalDamages (median)] | Delayed transition | DEU | Final Energy¦Industry¦Electricity | EJ/yr | Final Energy¦Industry¦Electricity | demand_projection | elc_industry | 2045 | 0.8646 | Final Energy¦Industry¦Electricity
Downscaling[REMIND-MAgPIE 3.2-4.6 IntegratedPhysicalDamages (median)] | Delayed transition | DEU | Final Energy¦Industry¦Electricity | EJ/yr | Final Energy¦Industry¦Electricity | demand_projection | elc_industry | 2050 | 0.7954 | Final Energy¦Industry¦Electricity
Downscaling[REMIND-MAgPIE 3.2-4.6 IntegratedPhysicalDamages (median)] | Delayed transition | DEU | Final Energy¦Industry¦Electricity | EJ/yr | Final Energy¦Industry¦Electricity | demand_projection | elc_industry | 2055 | 0.7277 | Final Energy¦Industry¦Electricity
Downscaling[REMIND-MAgPIE 3.2-4.6 IntegratedPhysicalDamages (median)] | Delayed transition | DEU | Final Energy¦Industry¦Electricity | EJ/yr | Final Energy¦Industry¦Electricity | demand_projection | elc_industry | 2060 | 0.6416 | Final Energy¦Industry¦Electricity
Downscaling[REMIND-MAgPIE 3.2-4.6 IntegratedPhysicalDamages (median)] | Delayed transition | DEU | Final Energy¦Industry¦Electricity | EJ/yr | Final Energy¦Industry¦Electricity | demand_projection | elc_industry | 2065 | 0.5981 | Final Energy¦Industry¦Electricity
Downscaling[REMIND-MAgPIE 3.2-4.6 IntegratedPhysicalDamages (median)] | Delayed transition | DEU | Final Energy¦Industry¦Electricity | EJ/yr | Final Energy¦Industry¦Electricity | demand_projection | elc_industry | 2070 | 0.5573 | Final Energy¦Industry¦Electricity
Downscaling[REMIND-MAgPIE 3.2-4.6 IntegratedPhysicalDamages (median)] | Delayed transition | DEU | Final Energy¦Industry¦Electricity | EJ/yr | Final Energy¦Industry¦Electricity | demand_projection | elc_industry | 2075 | 0.524 | Final Energy¦Industry¦Electricity
Downscaling[REMIND-MAgPIE 3.2-4.6 IntegratedPhysicalDamages (median)] | Delayed transition | DEU | Final Energy¦Industry¦Electricity | EJ/yr | Final Energy¦Industry¦Electricity | demand_projection | elc_industry | 2080 | 0.4876 | Final Energy¦Industry¦Electricity
Downscaling[REMIND-MAgPIE 3.2-4.6 IntegratedPhysicalDamages (median)] | Delayed transition | DEU | Final Energy¦Industry¦Electricity | EJ/yr | Final Energy¦Industry¦Electricity | demand_projection | elc_industry | 2085 | 0.4428 | Final Energy¦Industry¦Electricity
Downscaling[REMIND-MAgPIE 3.2-4.6 IntegratedPhysicalDamages (median)] | Delayed transition | DEU | Final Energy¦Industry¦Electricity | EJ/yr | Final Energy¦Industry¦Electricity | demand_projection | elc_industry | 2090 | 0.4029 | Final Energy¦Industry¦Electricity
Downscaling[REMIND-MAgPIE 3.2-4.6 IntegratedPhysicalDamages (median)] | Delayed transition | DEU | Final Energy¦Industry¦Electricity | EJ/yr | Final Energy¦Industry¦Electricity | demand_projection | elc_industry | 2095 | 0.3726 | Final Energy¦Industry¦Electricity
Downscaling[REMIND-MAgPIE 3.2-4.6 IntegratedPhysicalDamages (median)] | Delayed transition | DEU | Final Energy¦Industry¦Electricity | EJ/yr | Final Energy¦Industry¦Electricity | demand_projection | elc_industry | 2100 | 0.3418 | Final Energy¦Industry¦Electricity
Downscaling[REMIND-MAgPIE 3.2-4.6 IntegratedPhysicalDamages (median)] | Delayed transition | DEU | Final Energy¦Residential and Commercial¦Electricity | EJ/yr | Final Energy¦Residential and Commercial¦Electricity | demand_projection | elc_buildings | 2020 | 1.1275 | Final Energy¦Residential and Commercial¦Electricity
Downscaling[REMIND-MAgPIE 3.2-4.6 IntegratedPhysicalDamages (median)] | Delayed transition | DEU | Final Energy¦Residential and Commercial¦Electricity | EJ/yr | Final Energy¦Residential and Commercial¦Electricity | demand_projection | elc_buildings | 2025 | 1.0502 | Final Energy¦Residential and Commercial¦Electricity
Downscaling[REMIND-MAgPIE 3.2-4.6 IntegratedPhysicalDamages (median)] | Delayed transition | DEU | Final Energy¦Residential and Commercial¦Electricity | EJ/yr | Final Energy¦Residential and Commercial¦Electricity | demand_projection | elc_buildings | 2030 | 1.0756 | Final Energy¦Residential and Commercial¦Electricity
Downscaling[REMIND-MAgPIE 3.2-4.6 IntegratedPhysicalDamages (median)] | Delayed transition | DEU | Final Energy¦Residential and Commercial¦Electricity | EJ/yr | Final Energy¦Residential and Commercial¦Electricity | demand_projection | elc_buildings | 2035 | 1.092 | Final Energy¦Residential and Commercial¦Electricity
Downscaling[REMIND-MAgPIE 3.2-4.6 IntegratedPhysicalDamages (median)] | Delayed transition | DEU | Final Energy¦Residential and Commercial¦Electricity | EJ/yr | Final Energy¦Residential and Commercial¦Electricity | demand_projection | elc_buildings | 2040 | 1.0855 | Final Energy¦Residential and Commercial¦Electricity
Downscaling[REMIND-MAgPIE 3.2-4.6 IntegratedPhysicalDamages (median)] | Delayed transition | DEU | Final Energy¦Residential and Commercial¦Electricity | EJ/yr | Final Energy¦Residential and Commercial¦Electricity | demand_projection | elc_buildings | 2045 | 1.1025 | Final Energy¦Residential and Commercial¦Electricity
Downscaling[REMIND-MAgPIE 3.2-4.6 IntegratedPhysicalDamages (median)] | Delayed transition | DEU | Final Energy¦Residential and Commercial¦Electricity | EJ/yr | Final Energy¦Residential and Commercial¦Electricity | demand_projection | elc_buildings | 2050 | 1.0603 | Final Energy¦Residential and Commercial¦Electricity
Downscaling[REMIND-MAgPIE 3.2-4.6 IntegratedPhysicalDamages (median)] | Delayed transition | DEU | Final Energy¦Residential and Commercial¦Electricity | EJ/yr | Final Energy¦Residential and Commercial¦Electricity | demand_projection | elc_buildings | 2055 | 0.9821 | Final Energy¦Residential and Commercial¦Electricity
Downscaling[REMIND-MAgPIE 3.2-4.6 IntegratedPhysicalDamages (median)] | Delayed transition | DEU | Final Energy¦Residential and Commercial¦Electricity | EJ/yr | Final Energy¦Residential and Commercial¦Electricity | demand_projection | elc_buildings | 2060 | 0.9565 | Final Energy¦Residential and Commercial¦Electricity
Downscaling[REMIND-MAgPIE 3.2-4.6 IntegratedPhysicalDamages (median)] | Delayed transition | DEU | Final Energy¦Residential and Commercial¦Electricity | EJ/yr | Final Energy¦Residential and Commercial¦Electricity | demand_projection | elc_buildings | 2065 | 0.9527 | Final Energy¦Residential and Commercial¦Electricity
Downscaling[REMIND-MAgPIE 3.2-4.6 IntegratedPhysicalDamages (median)] | Delayed transition | DEU | Final Energy¦Residential and Commercial¦Electricity | EJ/yr | Final Energy¦Residential and Commercial¦Electricity | demand_projection | elc_buildings | 2070 | 0.9442 | Final Energy¦Residential and Commercial¦Electricity
Downscaling[REMIND-MAgPIE 3.2-4.6 IntegratedPhysicalDamages (median)] | Delayed transition | DEU | Final Energy¦Residential and Commercial¦Electricity | EJ/yr | Final Energy¦Residential and Commercial¦Electricity | demand_projection | elc_buildings | 2075 | 0.9682 | Final Energy¦Residential and Commercial¦Electricity
Downscaling[REMIND-MAgPIE 3.2-4.6 IntegratedPhysicalDamages (median)] | Delayed transition | DEU | Final Energy¦Residential and Commercial¦Electricity | EJ/yr | Final Energy¦Residential and Commercial¦Electricity | demand_projection | elc_buildings | 2080 | 0.9929 | Final Energy¦Residential and Commercial¦Electricity
Downscaling[REMIND-MAgPIE 3.2-4.6 IntegratedPhysicalDamages (median)] | Delayed transition | DEU | Final Energy¦Residential and Commercial¦Electricity | EJ/yr | Final Energy¦Residential and Commercial¦Electricity | demand_projection | elc_buildings | 2085 | 1.0117 | Final Energy¦Residential and Commercial¦Electricity
Downscaling[REMIND-MAgPIE 3.2-4.6 IntegratedPhysicalDamages (median)] | Delayed transition | DEU | Final Energy¦Residential and Commercial¦Electricity | EJ/yr | Final Energy¦Residential and Commercial¦Electricity | demand_projection | elc_buildings | 2090 | 1.0317 | Final Energy¦Residential and Commercial¦Electricity
Downscaling[REMIND-MAgPIE 3.2-4.6 IntegratedPhysicalDamages (median)] | Delayed transition | DEU | Final Energy¦Residential and Commercial¦Electricity | EJ/yr | Final Energy¦Residential and Commercial¦Electricity | demand_projection | elc_buildings | 2095 | 1.0666 | Final Energy¦Residential and Commercial¦Electricity
Downscaling[REMIND-MAgPIE 3.2-4.6 IntegratedPhysicalDamages (median)] | Delayed transition | DEU | Final Energy¦Residential and Commercial¦Electricity | EJ/yr | Final Energy¦Residential and Commercial¦Electricity | demand_projection | elc_buildings | 2100 | 1.0963 | Final Energy¦Residential and Commercial¦Electricity
Downscaling[REMIND-MAgPIE 3.2-4.6 IntegratedPhysicalDamages (median)] | Delayed transition | DEU | Final Energy¦Transportation¦Electricity | EJ/yr | Final Energy¦Transportation¦Electricity | demand_projection | elc_transport | 2020 | 0.0808 | Final Energy¦Transportation¦Electricity
Downscaling[REMIND-MAgPIE 3.2-4.6 IntegratedPhysicalDamages (median)] | Delayed transition | DEU | Final Energy¦Transportation¦Electricity | EJ/yr | Final Energy¦Transportation¦Electricity | demand_projection | elc_transport | 2025 | 0.1869 | Final Energy¦Transportation¦Electricity
Downscaling[REMIND-MAgPIE 3.2-4.6 IntegratedPhysicalDamages (median)] | Delayed transition | DEU | Final Energy¦Transportation¦Electricity | EJ/yr | Final Energy¦Transportation¦Electricity | demand_projection | elc_transport | 2030 | 0.3285 | Final Energy¦Transportation¦Electricity
Downscaling[REMIND-MAgPIE 3.2-4.6 IntegratedPhysicalDamages (median)] | Delayed transition | DEU | Final Energy¦Transportation¦Electricity | EJ/yr | Final Energy¦Transportation¦Electricity | demand_projection | elc_transport | 2035 | 0.4419 | Final Energy¦Transportation¦Electricity
Downscaling[REMIND-MAgPIE 3.2-4.6 IntegratedPhysicalDamages (median)] | Delayed transition | DEU | Final Energy¦Transportation¦Electricity | EJ/yr | Final Energy¦Transportation¦Electricity | demand_projection | elc_transport | 2040 | 0.4462 | Final Energy¦Transportation¦Electricity
Downscaling[REMIND-MAgPIE 3.2-4.6 IntegratedPhysicalDamages (median)] | Delayed transition | DEU | Final Energy¦Transportation¦Electricity | EJ/yr | Final Energy¦Transportation¦Electricity | demand_projection | elc_transport | 2045 | 0.4546 | Final Energy¦Transportation¦Electricity
Downscaling[REMIND-MAgPIE 3.2-4.6 IntegratedPhysicalDamages (median)] | Delayed transition | DEU | Final Energy¦Transportation¦Electricity | EJ/yr | Final Energy¦Transportation¦Electricity | demand_projection | elc_transport | 2050 | 0.4607 | Final Energy¦Transportation¦Electricity
Downscaling[REMIND-MAgPIE 3.2-4.6 IntegratedPhysicalDamages (median)] | Delayed transition | DEU | Final Energy¦Transportation¦Electricity | EJ/yr | Final Energy¦Transportation¦Electricity | demand_projection | elc_transport | 2055 | 0.4632 | Final Energy¦Transportation¦Electricity
Downscaling[REMIND-MAgPIE 3.2-4.6 IntegratedPhysicalDamages (median)] | Delayed transition | DEU | Final Energy¦Transportation¦Electricity | EJ/yr | Final Energy¦Transportation¦Electricity | demand_projection | elc_transport | 2060 | 0.453 | Final Energy¦Transportation¦Electricity
Downscaling[REMIND-MAgPIE 3.2-4.6 IntegratedPhysicalDamages (median)] | Delayed transition | DEU | Final Energy¦Transportation¦Electricity | EJ/yr | Final Energy¦Transportation¦Electricity | demand_projection | elc_transport | 2065 | 0.4452 | Final Energy¦Transportation¦Electricity
Downscaling[REMIND-MAgPIE 3.2-4.6 IntegratedPhysicalDamages (median)] | Delayed transition | DEU | Final Energy¦Transportation¦Electricity | EJ/yr | Final Energy¦Transportation¦Electricity | demand_projection | elc_transport | 2070 | 0.4486 | Final Energy¦Transportation¦Electricity
Downscaling[REMIND-MAgPIE 3.2-4.6 IntegratedPhysicalDamages (median)] | Delayed transition | DEU | Final Energy¦Transportation¦Electricity | EJ/yr | Final Energy¦Transportation¦Electricity | demand_projection | elc_transport | 2075 | 0.4556 | Final Energy¦Transportation¦Electricity
Downscaling[REMIND-MAgPIE 3.2-4.6 IntegratedPhysicalDamages (median)] | Delayed transition | DEU | Final Energy¦Transportation¦Electricity | EJ/yr | Final Energy¦Transportation¦Electricity | demand_projection | elc_transport | 2080 | 0.4499 | Final Energy¦Transportation¦Electricity
Downscaling[REMIND-MAgPIE 3.2-4.6 IntegratedPhysicalDamages (median)] | Delayed transition | DEU | Final Energy¦Transportation¦Electricity | EJ/yr | Final Energy¦Transportation¦Electricity | demand_projection | elc_transport | 2085 | 0.4345 | Final Energy¦Transportation¦Electricity
Downscaling[REMIND-MAgPIE 3.2-4.6 IntegratedPhysicalDamages (median)] | Delayed transition | DEU | Final Energy¦Transportation¦Electricity | EJ/yr | Final Energy¦Transportation¦Electricity | demand_projection | elc_transport | 2090 | 0.4216 | Final Energy¦Transportation¦Electricity
Downscaling[REMIND-MAgPIE 3.2-4.6 IntegratedPhysicalDamages (median)] | Delayed transition | DEU | Final Energy¦Transportation¦Electricity | EJ/yr | Final Energy¦Transportation¦Electricity | demand_projection | elc_transport | 2095 | 0.4144 | Final Energy¦Transportation¦Electricity
Downscaling[REMIND-MAgPIE 3.2-4.6 IntegratedPhysicalDamages (median)] | Delayed transition | DEU | Final Energy¦Transportation¦Electricity | EJ/yr | Final Energy¦Transportation¦Electricity | demand_projection | elc_transport | 2100 | 0.4055 | Final Energy¦Transportation¦Electricity
Downscaling[REMIND-MAgPIE 3.2-4.6 IntegratedPhysicalDamages (median)] | Delayed transition | DEU | Secondary Energy¦Hydrogen | EJ/yr | Secondary Energy¦Hydrogen | demand_projection | hydrogen_allsect | 2020 | 0.0123 | Secondary Energy¦Hydrogen
Downscaling[REMIND-MAgPIE 3.2-4.6 IntegratedPhysicalDamages (median)] | Delayed transition | DEU | Secondary Energy¦Hydrogen | EJ/yr | Secondary Energy¦Hydrogen | demand_projection | hydrogen_allsect | 2025 | 0.0469 | Secondary Energy¦Hydrogen
Downscaling[REMIND-MAgPIE 3.2-4.6 IntegratedPhysicalDamages (median)] | Delayed transition | DEU | Secondary Energy¦Hydrogen | EJ/yr | Secondary Energy¦Hydrogen | demand_projection | hydrogen_allsect | 2030 | 0.0722 | Secondary Energy¦Hydrogen
Downscaling[REMIND-MAgPIE 3.2-4.6 IntegratedPhysicalDamages (median)] | Delayed transition | DEU | Secondary Energy¦Hydrogen | EJ/yr | Secondary Energy¦Hydrogen | demand_projection | hydrogen_allsect | 2035 | 0.0795 | Secondary Energy¦Hydrogen
Downscaling[REMIND-MAgPIE 3.2-4.6 IntegratedPhysicalDamages (median)] | Delayed transition | DEU | Secondary Energy¦Hydrogen | EJ/yr | Secondary Energy¦Hydrogen | demand_projection | hydrogen_allsect | 2040 | 0.116 | Secondary Energy¦Hydrogen
Downscaling[REMIND-MAgPIE 3.2-4.6 IntegratedPhysicalDamages (median)] | Delayed transition | DEU | Secondary Energy¦Hydrogen | EJ/yr | Secondary Energy¦Hydrogen | demand_projection | hydrogen_allsect | 2045 | 0.2666 | Secondary Energy¦Hydrogen
Downscaling[REMIND-MAgPIE 3.2-4.6 IntegratedPhysicalDamages (median)] | Delayed transition | DEU | Secondary Energy¦Hydrogen | EJ/yr | Secondary Energy¦Hydrogen | demand_projection | hydrogen_allsect | 2050 | 0.4424 | Secondary Energy¦Hydrogen
Downscaling[REMIND-MAgPIE 3.2-4.6 IntegratedPhysicalDamages (median)] | Delayed transition | DEU | Secondary Energy¦Hydrogen | EJ/yr | Secondary Energy¦Hydrogen | demand_projection | hydrogen_allsect | 2055 | 0.543 | Secondary Energy¦Hydrogen
Downscaling[REMIND-MAgPIE 3.2-4.6 IntegratedPhysicalDamages (median)] | Delayed transition | DEU | Secondary Energy¦Hydrogen | EJ/yr | Secondary Energy¦Hydrogen | demand_projection | hydrogen_allsect | 2060 | 0.621 | Secondary Energy¦Hydrogen
Downscaling[REMIND-MAgPIE 3.2-4.6 IntegratedPhysicalDamages (median)] | Delayed transition | DEU | Secondary Energy¦Hydrogen | EJ/yr | Secondary Energy¦Hydrogen | demand_projection | hydrogen_allsect | 2065 | 0.5811 | Secondary Energy¦Hydrogen
Downscaling[REMIND-MAgPIE 3.2-4.6 IntegratedPhysicalDamages (median)] | Delayed transition | DEU | Secondary Energy¦Hydrogen | EJ/yr | Secondary Energy¦Hydrogen | demand_projection | hydrogen_allsect | 2070 | 0.5385 | Secondary Energy¦Hydrogen
Downscaling[REMIND-MAgPIE 3.2-4.6 IntegratedPhysicalDamages (median)] | Delayed transition | DEU | Secondary Energy¦Hydrogen | EJ/yr | Secondary Energy¦Hydrogen | demand_projection | hydrogen_allsect | 2075 | 0.4851 | Secondary Energy¦Hydrogen
Downscaling[REMIND-MAgPIE 3.2-4.6 IntegratedPhysicalDamages (median)] | Delayed transition | DEU | Secondary Energy¦Hydrogen | EJ/yr | Secondary Energy¦Hydrogen | demand_projection | hydrogen_allsect | 2080 | 0.4336 | Secondary Energy¦Hydrogen
Downscaling[REMIND-MAgPIE 3.2-4.6 IntegratedPhysicalDamages (median)] | Delayed transition | DEU | Secondary Energy¦Hydrogen | EJ/yr | Secondary Energy¦Hydrogen | demand_projection | hydrogen_allsect | 2085 | 0.3931 | Secondary Energy¦Hydrogen
Downscaling[REMIND-MAgPIE 3.2-4.6 IntegratedPhysicalDamages (median)] | Delayed transition | DEU | Secondary Energy¦Hydrogen | EJ/yr | Secondary Energy¦Hydrogen | demand_projection | hydrogen_allsect | 2090 | 0.3541 | Secondary Energy¦Hydrogen
Downscaling[REMIND-MAgPIE 3.2-4.6 IntegratedPhysicalDamages (median)] | Delayed transition | DEU | Secondary Energy¦Hydrogen | EJ/yr | Secondary Energy¦Hydrogen | demand_projection | hydrogen_allsect | 2095 | 0.3415 | Secondary Energy¦Hydrogen
Downscaling[REMIND-MAgPIE 3.2-4.6 IntegratedPhysicalDamages (median)] | Delayed transition | DEU | Secondary Energy¦Hydrogen | EJ/yr | Secondary Energy¦Hydrogen | demand_projection | hydrogen_allsect | 2100 | 0.3294 | Secondary Energy¦Hydrogen
Downscaling[REMIND-MAgPIE 3.2-4.6 IntegratedPhysicalDamages (median)] | Delayed transition | DEU | Secondary Energy¦Electricity¦Coal | EJ/yr | Secondary Energy¦Electricity¦Coal | elec_co2 |  | 2020 | 0.685 | Secondary Energy¦Electricity¦Coal | 94
Downscaling[REMIND-MAgPIE 3.2-4.6 IntegratedPhysicalDamages (median)] | Delayed transition | DEU | Secondary Energy¦Electricity¦Coal | EJ/yr | Secondary Energy¦Electricity¦Coal | elec_co2 |  | 2025 | 0.274 | Secondary Energy¦Electricity¦Coal | 94
Downscaling[REMIND-MAgPIE 3.2-4.6 IntegratedPhysicalDamages (median)] | Delayed transition | DEU | Secondary Energy¦Electricity¦Coal | EJ/yr | Secondary Energy¦Electricity¦Coal | elec_co2 |  | 2030 | 0.131 | Secondary Energy¦Electricity¦Coal | 94
Downscaling[REMIND-MAgPIE 3.2-4.6 IntegratedPhysicalDamages (median)] | Delayed transition | DEU | Secondary Energy¦Electricity¦Coal | EJ/yr | Secondary Energy¦Electricity¦Coal | elec_co2 |  | 2035 | 0.0426 | Secondary Energy¦Electricity¦Coal | 94
Downscaling[REMIND-MAgPIE 3.2-4.6 IntegratedPhysicalDamages (median)] | Delayed transition | DEU | Secondary Energy¦Electricity¦Coal | EJ/yr | Secondary Energy¦Electricity¦Coal | elec_co2 |  | 2040 | 0.0003 | Secondary Energy¦Electricity¦Coal | 94
Downscaling[REMIND-MAgPIE 3.2-4.6 IntegratedPhysicalDamages (median)] | Delayed transition | DEU | Secondary Energy¦Electricity¦Coal | EJ/yr | Secondary Energy¦Electricity¦Coal | elec_co2 |  | 2045 | 0.0002 | Secondary Energy¦Electricity¦Coal | 94
Downscaling[REMIND-MAgPIE 3.2-4.6 IntegratedPhysicalDamages (median)] | Delayed transition | DEU | Secondary Energy¦Electricity¦Coal | EJ/yr | Secondary Energy¦Electricity¦Coal | elec_co2 |  | 2050 | 0 | Secondary Energy¦Electricity¦Coal | 94
Downscaling[REMIND-MAgPIE 3.2-4.6 IntegratedPhysicalDamages (median)] | Delayed transition | DEU | Secondary Energy¦Electricity¦Coal | EJ/yr | Secondary Energy¦Electricity¦Coal | elec_co2 |  | 2055 | 0 | Secondary Energy¦Electricity¦Coal | 94
Downscaling[REMIND-MAgPIE 3.2-4.6 IntegratedPhysicalDamages (median)] | Delayed transition | DEU | Secondary Energy¦Electricity¦Coal | EJ/yr | Secondary Energy¦Electricity¦Coal | elec_co2 |  | 2060 | 0 | Secondary Energy¦Electricity¦Coal | 94
Downscaling[REMIND-MAgPIE 3.2-4.6 IntegratedPhysicalDamages (median)] | Delayed transition | DEU | Secondary Energy¦Electricity¦Coal | EJ/yr | Secondary Energy¦Electricity¦Coal | elec_co2 |  | 2065 | 0 | Secondary Energy¦Electricity¦Coal | 94
Downscaling[REMIND-MAgPIE 3.2-4.6 IntegratedPhysicalDamages (median)] | Delayed transition | DEU | Secondary Energy¦Electricity¦Coal | EJ/yr | Secondary Energy¦Electricity¦Coal | elec_co2 |  | 2070 | 0 | Secondary Energy¦Electricity¦Coal | 94
Downscaling[REMIND-MAgPIE 3.2-4.6 IntegratedPhysicalDamages (median)] | Delayed transition | DEU | Secondary Energy¦Electricity¦Coal | EJ/yr | Secondary Energy¦Electricity¦Coal | elec_co2 |  | 2075 | 0 | Secondary Energy¦Electricity¦Coal | 94
Downscaling[REMIND-MAgPIE 3.2-4.6 IntegratedPhysicalDamages (median)] | Delayed transition | DEU | Secondary Energy¦Electricity¦Coal | EJ/yr | Secondary Energy¦Electricity¦Coal | elec_co2 |  | 2080 | 0 | Secondary Energy¦Electricity¦Coal | 94
Downscaling[REMIND-MAgPIE 3.2-4.6 IntegratedPhysicalDamages (median)] | Delayed transition | DEU | Secondary Energy¦Electricity¦Coal | EJ/yr | Secondary Energy¦Electricity¦Coal | elec_co2 |  | 2085 | 0 | Secondary Energy¦Electricity¦Coal | 94
Downscaling[REMIND-MAgPIE 3.2-4.6 IntegratedPhysicalDamages (median)] | Delayed transition | DEU | Secondary Energy¦Electricity¦Coal | EJ/yr | Secondary Energy¦Electricity¦Coal | elec_co2 |  | 2090 | 0 | Secondary Energy¦Electricity¦Coal | 94
Downscaling[REMIND-MAgPIE 3.2-4.6 IntegratedPhysicalDamages (median)] | Delayed transition | DEU | Secondary Energy¦Electricity¦Coal | EJ/yr | Secondary Energy¦Electricity¦Coal | elec_co2 |  | 2095 | 0 | Secondary Energy¦Electricity¦Coal | 94
Downscaling[REMIND-MAgPIE 3.2-4.6 IntegratedPhysicalDamages (median)] | Delayed transition | DEU | Secondary Energy¦Electricity¦Coal | EJ/yr | Secondary Energy¦Electricity¦Coal | elec_co2 |  | 2100 | 0 | Secondary Energy¦Electricity¦Coal | 94
Downscaling[REMIND-MAgPIE 3.2-4.6 IntegratedPhysicalDamages (median)] | Delayed transition | DEU | Secondary Energy¦Electricity¦Gas | EJ/yr | Secondary Energy¦Electricity¦Gas | elec_co2 |  | 2020 | 0.4486 | Secondary Energy¦Electricity¦Gas | 55
Downscaling[REMIND-MAgPIE 3.2-4.6 IntegratedPhysicalDamages (median)] | Delayed transition | DEU | Secondary Energy¦Electricity¦Gas | EJ/yr | Secondary Energy¦Electricity¦Gas | elec_co2 |  | 2025 | 0.4697 | Secondary Energy¦Electricity¦Gas | 55
Downscaling[REMIND-MAgPIE 3.2-4.6 IntegratedPhysicalDamages (median)] | Delayed transition | DEU | Secondary Energy¦Electricity¦Gas | EJ/yr | Secondary Energy¦Electricity¦Gas | elec_co2 |  | 2030 | 0.3647 | Secondary Energy¦Electricity¦Gas | 55
Downscaling[REMIND-MAgPIE 3.2-4.6 IntegratedPhysicalDamages (median)] | Delayed transition | DEU | Secondary Energy¦Electricity¦Gas | EJ/yr | Secondary Energy¦Electricity¦Gas | elec_co2 |  | 2035 | 0.1612 | Secondary Energy¦Electricity¦Gas | 55
Downscaling[REMIND-MAgPIE 3.2-4.6 IntegratedPhysicalDamages (median)] | Delayed transition | DEU | Secondary Energy¦Electricity¦Gas | EJ/yr | Secondary Energy¦Electricity¦Gas | elec_co2 |  | 2040 | 0.0011 | Secondary Energy¦Electricity¦Gas | 55
Downscaling[REMIND-MAgPIE 3.2-4.6 IntegratedPhysicalDamages (median)] | Delayed transition | DEU | Secondary Energy¦Electricity¦Gas | EJ/yr | Secondary Energy¦Electricity¦Gas | elec_co2 |  | 2045 | 0.0008 | Secondary Energy¦Electricity¦Gas | 55
Downscaling[REMIND-MAgPIE 3.2-4.6 IntegratedPhysicalDamages (median)] | Delayed transition | DEU | Secondary Energy¦Electricity¦Gas | EJ/yr | Secondary Energy¦Electricity¦Gas | elec_co2 |  | 2050 | 0.0003 | Secondary Energy¦Electricity¦Gas | 55
Downscaling[REMIND-MAgPIE 3.2-4.6 IntegratedPhysicalDamages (median)] | Delayed transition | DEU | Secondary Energy¦Electricity¦Gas | EJ/yr | Secondary Energy¦Electricity¦Gas | elec_co2 |  | 2055 | 0.0001 | Secondary Energy¦Electricity¦Gas | 55
Downscaling[REMIND-MAgPIE 3.2-4.6 IntegratedPhysicalDamages (median)] | Delayed transition | DEU | Secondary Energy¦Electricity¦Gas | EJ/yr | Secondary Energy¦Electricity¦Gas | elec_co2 |  | 2060 | 0 | Secondary Energy¦Electricity¦Gas | 55
Downscaling[REMIND-MAgPIE 3.2-4.6 IntegratedPhysicalDamages (median)] | Delayed transition | DEU | Secondary Energy¦Electricity¦Gas | EJ/yr | Secondary Energy¦Electricity¦Gas | elec_co2 |  | 2065 | 0 | Secondary Energy¦Electricity¦Gas | 55
Downscaling[REMIND-MAgPIE 3.2-4.6 IntegratedPhysicalDamages (median)] | Delayed transition | DEU | Secondary Energy¦Electricity¦Gas | EJ/yr | Secondary Energy¦Electricity¦Gas | elec_co2 |  | 2070 | 0 | Secondary Energy¦Electricity¦Gas | 55
Downscaling[REMIND-MAgPIE 3.2-4.6 IntegratedPhysicalDamages (median)] | Delayed transition | DEU | Secondary Energy¦Electricity¦Gas | EJ/yr | Secondary Energy¦Electricity¦Gas | elec_co2 |  | 2075 | 0 | Secondary Energy¦Electricity¦Gas | 55
Downscaling[REMIND-MAgPIE 3.2-4.6 IntegratedPhysicalDamages (median)] | Delayed transition | DEU | Secondary Energy¦Electricity¦Gas | EJ/yr | Secondary Energy¦Electricity¦Gas | elec_co2 |  | 2080 | 0 | Secondary Energy¦Electricity¦Gas | 55
Downscaling[REMIND-MAgPIE 3.2-4.6 IntegratedPhysicalDamages (median)] | Delayed transition | DEU | Secondary Energy¦Electricity¦Gas | EJ/yr | Secondary Energy¦Electricity¦Gas | elec_co2 |  | 2085 | 0 | Secondary Energy¦Electricity¦Gas | 55
Downscaling[REMIND-MAgPIE 3.2-4.6 IntegratedPhysicalDamages (median)] | Delayed transition | DEU | Secondary Energy¦Electricity¦Gas | EJ/yr | Secondary Energy¦Electricity¦Gas | elec_co2 |  | 2090 | 0 | Secondary Energy¦Electricity¦Gas | 55
Downscaling[REMIND-MAgPIE 3.2-4.6 IntegratedPhysicalDamages (median)] | Delayed transition | DEU | Secondary Energy¦Electricity¦Gas | EJ/yr | Secondary Energy¦Electricity¦Gas | elec_co2 |  | 2095 | 0 | Secondary Energy¦Electricity¦Gas | 55
Downscaling[REMIND-MAgPIE 3.2-4.6 IntegratedPhysicalDamages (median)] | Delayed transition | DEU | Secondary Energy¦Electricity¦Gas | EJ/yr | Secondary Energy¦Electricity¦Gas | elec_co2 |  | 2100 | 0 | Secondary Energy¦Electricity¦Gas | 55
Downscaling[REMIND-MAgPIE 3.2-4.6 IntegratedPhysicalDamages (median)] | Delayed transition | DEU | Secondary Energy¦Electricity¦Oil | EJ/yr | Secondary Energy¦Electricity¦Oil | elec_co2 |  | 2020 | 0.0161 | Secondary Energy¦Electricity¦Oil | 70
Downscaling[REMIND-MAgPIE 3.2-4.6 IntegratedPhysicalDamages (median)] | Delayed transition | DEU | Secondary Energy¦Electricity¦Oil | EJ/yr | Secondary Energy¦Electricity¦Oil | elec_co2 |  | 2025 | 0.0096 | Secondary Energy¦Electricity¦Oil | 70
Downscaling[REMIND-MAgPIE 3.2-4.6 IntegratedPhysicalDamages (median)] | Delayed transition | DEU | Secondary Energy¦Electricity¦Oil | EJ/yr | Secondary Energy¦Electricity¦Oil | elec_co2 |  | 2030 | 0.0037 | Secondary Energy¦Electricity¦Oil | 70
Downscaling[REMIND-MAgPIE 3.2-4.6 IntegratedPhysicalDamages (median)] | Delayed transition | DEU | Secondary Energy¦Electricity¦Oil | EJ/yr | Secondary Energy¦Electricity¦Oil | elec_co2 |  | 2035 | 0 | Secondary Energy¦Electricity¦Oil | 70
Downscaling[REMIND-MAgPIE 3.2-4.6 IntegratedPhysicalDamages (median)] | Delayed transition | DEU | Secondary Energy¦Electricity¦Oil | EJ/yr | Secondary Energy¦Electricity¦Oil | elec_co2 |  | 2040 | 0 | Secondary Energy¦Electricity¦Oil | 70
Downscaling[REMIND-MAgPIE 3.2-4.6 IntegratedPhysicalDamages (median)] | Delayed transition | DEU | Secondary Energy¦Electricity¦Oil | EJ/yr | Secondary Energy¦Electricity¦Oil | elec_co2 |  | 2045 | 0 | Secondary Energy¦Electricity¦Oil | 70
Downscaling[REMIND-MAgPIE 3.2-4.6 IntegratedPhysicalDamages (median)] | Delayed transition | DEU | Secondary Energy¦Electricity¦Oil | EJ/yr | Secondary Energy¦Electricity¦Oil | elec_co2 |  | 2050 | 0 | Secondary Energy¦Electricity¦Oil | 70
Downscaling[REMIND-MAgPIE 3.2-4.6 IntegratedPhysicalDamages (median)] | Delayed transition | DEU | Secondary Energy¦Electricity¦Oil | EJ/yr | Secondary Energy¦Electricity¦Oil | elec_co2 |  | 2055 | 0 | Secondary Energy¦Electricity¦Oil | 70
Downscaling[REMIND-MAgPIE 3.2-4.6 IntegratedPhysicalDamages (median)] | Delayed transition | DEU | Secondary Energy¦Electricity¦Oil | EJ/yr | Secondary Energy¦Electricity¦Oil | elec_co2 |  | 2060 | 0 | Secondary Energy¦Electricity¦Oil | 70
Downscaling[REMIND-MAgPIE 3.2-4.6 IntegratedPhysicalDamages (median)] | Delayed transition | DEU | Secondary Energy¦Electricity¦Oil | EJ/yr | Secondary Energy¦Electricity¦Oil | elec_co2 |  | 2065 | 0 | Secondary Energy¦Electricity¦Oil | 70
Downscaling[REMIND-MAgPIE 3.2-4.6 IntegratedPhysicalDamages (median)] | Delayed transition | DEU | Secondary Energy¦Electricity¦Oil | EJ/yr | Secondary Energy¦Electricity¦Oil | elec_co2 |  | 2070 | 0 | Secondary Energy¦Electricity¦Oil | 70
Downscaling[REMIND-MAgPIE 3.2-4.6 IntegratedPhysicalDamages (median)] | Delayed transition | DEU | Secondary Energy¦Electricity¦Oil | EJ/yr | Secondary Energy¦Electricity¦Oil | elec_co2 |  | 2075 | 0 | Secondary Energy¦Electricity¦Oil | 70
Downscaling[REMIND-MAgPIE 3.2-4.6 IntegratedPhysicalDamages (median)] | Delayed transition | DEU | Secondary Energy¦Electricity¦Oil | EJ/yr | Secondary Energy¦Electricity¦Oil | elec_co2 |  | 2080 | 0 | Secondary Energy¦Electricity¦Oil | 70
Downscaling[REMIND-MAgPIE 3.2-4.6 IntegratedPhysicalDamages (median)] | Delayed transition | DEU | Secondary Energy¦Electricity¦Oil | EJ/yr | Secondary Energy¦Electricity¦Oil | elec_co2 |  | 2085 | 0 | Secondary Energy¦Electricity¦Oil | 70
Downscaling[REMIND-MAgPIE 3.2-4.6 IntegratedPhysicalDamages (median)] | Delayed transition | DEU | Secondary Energy¦Electricity¦Oil | EJ/yr | Secondary Energy¦Electricity¦Oil | elec_co2 |  | 2090 | 0 | Secondary Energy¦Electricity¦Oil | 70
Downscaling[REMIND-MAgPIE 3.2-4.6 IntegratedPhysicalDamages (median)] | Delayed transition | DEU | Secondary Energy¦Electricity¦Oil | EJ/yr | Secondary Energy¦Electricity¦Oil | elec_co2 |  | 2095 | 0 | Secondary Energy¦Electricity¦Oil | 70
Downscaling[REMIND-MAgPIE 3.2-4.6 IntegratedPhysicalDamages (median)] | Delayed transition | DEU | Secondary Energy¦Electricity¦Oil | EJ/yr | Secondary Energy¦Electricity¦Oil | elec_co2 |  | 2100 | 0 | Secondary Energy¦Electricity¦Oil | 70
Downscaling[REMIND-MAgPIE 3.2-4.6 IntegratedPhysicalDamages (median)] | Delayed transition | DEU | Price¦Primary Energy¦Biomass | US$2010/GJ | Price¦Primary Energy¦Biomass | fuel_supply | bioenergy | 2020 | 5.3799 | Price¦Primary Energy¦Biomass
Downscaling[REMIND-MAgPIE 3.2-4.6 IntegratedPhysicalDamages (median)] | Delayed transition | DEU | Price¦Primary Energy¦Biomass | US$2010/GJ | Price¦Primary Energy¦Biomass | fuel_supply | bioenergy | 2025 | 5.7255 | Price¦Primary Energy¦Biomass
Downscaling[REMIND-MAgPIE 3.2-4.6 IntegratedPhysicalDamages (median)] | Delayed transition | DEU | Price¦Primary Energy¦Biomass | US$2010/GJ | Price¦Primary Energy¦Biomass | fuel_supply | bioenergy | 2030 | 5.1289 | Price¦Primary Energy¦Biomass
Downscaling[REMIND-MAgPIE 3.2-4.6 IntegratedPhysicalDamages (median)] | Delayed transition | DEU | Price¦Primary Energy¦Biomass | US$2010/GJ | Price¦Primary Energy¦Biomass | fuel_supply | bioenergy | 2035 | 1.9162 | Price¦Primary Energy¦Biomass
Downscaling[REMIND-MAgPIE 3.2-4.6 IntegratedPhysicalDamages (median)] | Delayed transition | DEU | Price¦Primary Energy¦Biomass | US$2010/GJ | Price¦Primary Energy¦Biomass | fuel_supply | bioenergy | 2040 | 5.324 | Price¦Primary Energy¦Biomass
Downscaling[REMIND-MAgPIE 3.2-4.6 IntegratedPhysicalDamages (median)] | Delayed transition | DEU | Price¦Primary Energy¦Biomass | US$2010/GJ | Price¦Primary Energy¦Biomass | fuel_supply | bioenergy | 2045 | 9.0474 | Price¦Primary Energy¦Biomass
Downscaling[REMIND-MAgPIE 3.2-4.6 IntegratedPhysicalDamages (median)] | Delayed transition | DEU | Price¦Primary Energy¦Biomass | US$2010/GJ | Price¦Primary Energy¦Biomass | fuel_supply | bioenergy | 2050 | 18.2626 | Price¦Primary Energy¦Biomass
Downscaling[REMIND-MAgPIE 3.2-4.6 IntegratedPhysicalDamages (median)] | Delayed transition | DEU | Price¦Primary Energy¦Biomass | US$2010/GJ | Price¦Primary Energy¦Biomass | fuel_supply | bioenergy | 2055 | 20.8273 | Price¦Primary Energy¦Biomass
Downscaling[REMIND-MAgPIE 3.2-4.6 IntegratedPhysicalDamages (median)] | Delayed transition | DEU | Price¦Primary Energy¦Biomass | US$2010/GJ | Price¦Primary Energy¦Biomass | fuel_supply | bioenergy | 2060 | 29.2543 | Price¦Primary Energy¦Biomass
Downscaling[REMIND-MAgPIE 3.2-4.6 IntegratedPhysicalDamages (median)] | Delayed transition | DEU | Price¦Primary Energy¦Biomass | US$2010/GJ | Price¦Primary Energy¦Biomass | fuel_supply | bioenergy | 2065 | 26.4936 | Price¦Primary Energy¦Biomass
Downscaling[REMIND-MAgPIE 3.2-4.6 IntegratedPhysicalDamages (median)] | Delayed transition | DEU | Price¦Primary Energy¦Biomass | US$2010/GJ | Price¦Primary Energy¦Biomass | fuel_supply | bioenergy | 2070 | 23.7328 | Price¦Primary Energy¦Biomass
Downscaling[REMIND-MAgPIE 3.2-4.6 IntegratedPhysicalDamages (median)] | Delayed transition | DEU | Price¦Primary Energy¦Biomass | US$2010/GJ | Price¦Primary Energy¦Biomass | fuel_supply | bioenergy | 2075 | 24.7315 | Price¦Primary Energy¦Biomass
Downscaling[REMIND-MAgPIE 3.2-4.6 IntegratedPhysicalDamages (median)] | Delayed transition | DEU | Price¦Primary Energy¦Biomass | US$2010/GJ | Price¦Primary Energy¦Biomass | fuel_supply | bioenergy | 2080 | 25.7302 | Price¦Primary Energy¦Biomass
Downscaling[REMIND-MAgPIE 3.2-4.6 IntegratedPhysicalDamages (median)] | Delayed transition | DEU | Price¦Primary Energy¦Biomass | US$2010/GJ | Price¦Primary Energy¦Biomass | fuel_supply | bioenergy | 2085 | 23.7365 | Price¦Primary Energy¦Biomass
Downscaling[REMIND-MAgPIE 3.2-4.6 IntegratedPhysicalDamages (median)] | Delayed transition | DEU | Price¦Primary Energy¦Biomass | US$2010/GJ | Price¦Primary Energy¦Biomass | fuel_supply | bioenergy | 2090 | 21.7427 | Price¦Primary Energy¦Biomass
Downscaling[REMIND-MAgPIE 3.2-4.6 IntegratedPhysicalDamages (median)] | Delayed transition | DEU | Price¦Primary Energy¦Biomass | US$2010/GJ | Price¦Primary Energy¦Biomass | fuel_supply | bioenergy | 2095 | 22.505 | Price¦Primary Energy¦Biomass
Downscaling[REMIND-MAgPIE 3.2-4.6 IntegratedPhysicalDamages (median)] | Delayed transition | DEU | Price¦Primary Energy¦Biomass | US$2010/GJ | Price¦Primary Energy¦Biomass | fuel_supply | bioenergy | 2100 | 23.2672 | Price¦Primary Energy¦Biomass
Downscaling[REMIND-MAgPIE 3.2-4.6 IntegratedPhysicalDamages (median)] | Delayed transition | DEU | Price¦Primary Energy¦Coal | US$2010/GJ | Price¦Primary Energy¦Coal | fuel_supply | coal | 2020 | 2.0344 | Price¦Primary Energy¦Coal
Downscaling[REMIND-MAgPIE 3.2-4.6 IntegratedPhysicalDamages (median)] | Delayed transition | DEU | Price¦Primary Energy¦Coal | US$2010/GJ | Price¦Primary Energy¦Coal | fuel_supply | coal | 2025 | 2.2207 | Price¦Primary Energy¦Coal
Downscaling[REMIND-MAgPIE 3.2-4.6 IntegratedPhysicalDamages (median)] | Delayed transition | DEU | Price¦Primary Energy¦Coal | US$2010/GJ | Price¦Primary Energy¦Coal | fuel_supply | coal | 2030 | 2.2579 | Price¦Primary Energy¦Coal
Downscaling[REMIND-MAgPIE 3.2-4.6 IntegratedPhysicalDamages (median)] | Delayed transition | DEU | Price¦Primary Energy¦Coal | US$2010/GJ | Price¦Primary Energy¦Coal | fuel_supply | coal | 2035 | 2.2943 | Price¦Primary Energy¦Coal
Downscaling[REMIND-MAgPIE 3.2-4.6 IntegratedPhysicalDamages (median)] | Delayed transition | DEU | Price¦Primary Energy¦Coal | US$2010/GJ | Price¦Primary Energy¦Coal | fuel_supply | coal | 2040 | 1.871 | Price¦Primary Energy¦Coal
Downscaling[REMIND-MAgPIE 3.2-4.6 IntegratedPhysicalDamages (median)] | Delayed transition | DEU | Price¦Primary Energy¦Coal | US$2010/GJ | Price¦Primary Energy¦Coal | fuel_supply | coal | 2045 | 1.4228 | Price¦Primary Energy¦Coal
Downscaling[REMIND-MAgPIE 3.2-4.6 IntegratedPhysicalDamages (median)] | Delayed transition | DEU | Price¦Primary Energy¦Coal | US$2010/GJ | Price¦Primary Energy¦Coal | fuel_supply | coal | 2050 | 1.5094 | Price¦Primary Energy¦Coal
Downscaling[REMIND-MAgPIE 3.2-4.6 IntegratedPhysicalDamages (median)] | Delayed transition | DEU | Price¦Primary Energy¦Coal | US$2010/GJ | Price¦Primary Energy¦Coal | fuel_supply | coal | 2055 | 1.5867 | Price¦Primary Energy¦Coal
Downscaling[REMIND-MAgPIE 3.2-4.6 IntegratedPhysicalDamages (median)] | Delayed transition | DEU | Price¦Primary Energy¦Coal | US$2010/GJ | Price¦Primary Energy¦Coal | fuel_supply | coal | 2060 | 2.1922 | Price¦Primary Energy¦Coal
Downscaling[REMIND-MAgPIE 3.2-4.6 IntegratedPhysicalDamages (median)] | Delayed transition | DEU | Price¦Primary Energy¦Coal | US$2010/GJ | Price¦Primary Energy¦Coal | fuel_supply | coal | 2065 | 2.1646 | Price¦Primary Energy¦Coal
Downscaling[REMIND-MAgPIE 3.2-4.6 IntegratedPhysicalDamages (median)] | Delayed transition | DEU | Price¦Primary Energy¦Coal | US$2010/GJ | Price¦Primary Energy¦Coal | fuel_supply | coal | 2070 | 2.1369 | Price¦Primary Energy¦Coal
Downscaling[REMIND-MAgPIE 3.2-4.6 IntegratedPhysicalDamages (median)] | Delayed transition | DEU | Price¦Primary Energy¦Coal | US$2010/GJ | Price¦Primary Energy¦Coal | fuel_supply | coal | 2075 | 2.0788 | Price¦Primary Energy¦Coal
Downscaling[REMIND-MAgPIE 3.2-4.6 IntegratedPhysicalDamages (median)] | Delayed transition | DEU | Price¦Primary Energy¦Coal | US$2010/GJ | Price¦Primary Energy¦Coal | fuel_supply | coal | 2080 | 2.0207 | Price¦Primary Energy¦Coal
Downscaling[REMIND-MAgPIE 3.2-4.6 IntegratedPhysicalDamages (median)] | Delayed transition | DEU | Price¦Primary Energy¦Coal | US$2010/GJ | Price¦Primary Energy¦Coal | fuel_supply | coal | 2085 | 2.0807 | Price¦Primary Energy¦Coal
Downscaling[REMIND-MAgPIE 3.2-4.6 IntegratedPhysicalDamages (median)] | Delayed transition | DEU | Price¦Primary Energy¦Coal | US$2010/GJ | Price¦Primary Energy¦Coal | fuel_supply | coal | 2090 | 2.1407 | Price¦Primary Energy¦Coal
Downscaling[REMIND-MAgPIE 3.2-4.6 IntegratedPhysicalDamages (median)] | Delayed transition | DEU | Price¦Primary Energy¦Coal | US$2010/GJ | Price¦Primary Energy¦Coal | fuel_supply | coal | 2095 | 1.9544 | Price¦Primary Energy¦Coal
Downscaling[REMIND-MAgPIE 3.2-4.6 IntegratedPhysicalDamages (median)] | Delayed transition | DEU | Price¦Primary Energy¦Coal | US$2010/GJ | Price¦Primary Energy¦Coal | fuel_supply | coal | 2100 | 1.7681 | Price¦Primary Energy¦Coal
Downscaling[REMIND-MAgPIE 3.2-4.6 IntegratedPhysicalDamages (median)] | Delayed transition | DEU | Price¦Primary Energy¦Gas | US$2010/GJ | Price¦Primary Energy¦Gas | fuel_supply | gas | 2020 | 3.9711 | Price¦Primary Energy¦Gas
Downscaling[REMIND-MAgPIE 3.2-4.6 IntegratedPhysicalDamages (median)] | Delayed transition | DEU | Price¦Primary Energy¦Gas | US$2010/GJ | Price¦Primary Energy¦Gas | fuel_supply | gas | 2025 | 4.682 | Price¦Primary Energy¦Gas
Downscaling[REMIND-MAgPIE 3.2-4.6 IntegratedPhysicalDamages (median)] | Delayed transition | DEU | Price¦Primary Energy¦Gas | US$2010/GJ | Price¦Primary Energy¦Gas | fuel_supply | gas | 2030 | 4.6153 | Price¦Primary Energy¦Gas
Downscaling[REMIND-MAgPIE 3.2-4.6 IntegratedPhysicalDamages (median)] | Delayed transition | DEU | Price¦Primary Energy¦Gas | US$2010/GJ | Price¦Primary Energy¦Gas | fuel_supply | gas | 2035 | 5.7228 | Price¦Primary Energy¦Gas
Downscaling[REMIND-MAgPIE 3.2-4.6 IntegratedPhysicalDamages (median)] | Delayed transition | DEU | Price¦Primary Energy¦Gas | US$2010/GJ | Price¦Primary Energy¦Gas | fuel_supply | gas | 2040 | 5.2861 | Price¦Primary Energy¦Gas
Downscaling[REMIND-MAgPIE 3.2-4.6 IntegratedPhysicalDamages (median)] | Delayed transition | DEU | Price¦Primary Energy¦Gas | US$2010/GJ | Price¦Primary Energy¦Gas | fuel_supply | gas | 2045 | 4.6993 | Price¦Primary Energy¦Gas
Downscaling[REMIND-MAgPIE 3.2-4.6 IntegratedPhysicalDamages (median)] | Delayed transition | DEU | Price¦Primary Energy¦Gas | US$2010/GJ | Price¦Primary Energy¦Gas | fuel_supply | gas | 2050 | 4.1966 | Price¦Primary Energy¦Gas
Downscaling[REMIND-MAgPIE 3.2-4.6 IntegratedPhysicalDamages (median)] | Delayed transition | DEU | Price¦Primary Energy¦Gas | US$2010/GJ | Price¦Primary Energy¦Gas | fuel_supply | gas | 2055 | 4.4618 | Price¦Primary Energy¦Gas
Downscaling[REMIND-MAgPIE 3.2-4.6 IntegratedPhysicalDamages (median)] | Delayed transition | DEU | Price¦Primary Energy¦Gas | US$2010/GJ | Price¦Primary Energy¦Gas | fuel_supply | gas | 2060 | 5.145 | Price¦Primary Energy¦Gas
Downscaling[REMIND-MAgPIE 3.2-4.6 IntegratedPhysicalDamages (median)] | Delayed transition | DEU | Price¦Primary Energy¦Gas | US$2010/GJ | Price¦Primary Energy¦Gas | fuel_supply | gas | 2065 | 5.0611 | Price¦Primary Energy¦Gas
Downscaling[REMIND-MAgPIE 3.2-4.6 IntegratedPhysicalDamages (median)] | Delayed transition | DEU | Price¦Primary Energy¦Gas | US$2010/GJ | Price¦Primary Energy¦Gas | fuel_supply | gas | 2070 | 4.9771 | Price¦Primary Energy¦Gas
Downscaling[REMIND-MAgPIE 3.2-4.6 IntegratedPhysicalDamages (median)] | Delayed transition | DEU | Price¦Primary Energy¦Gas | US$2010/GJ | Price¦Primary Energy¦Gas | fuel_supply | gas | 2075 | 5.1587 | Price¦Primary Energy¦Gas
Downscaling[REMIND-MAgPIE 3.2-4.6 IntegratedPhysicalDamages (median)] | Delayed transition | DEU | Price¦Primary Energy¦Gas | US$2010/GJ | Price¦Primary Energy¦Gas | fuel_supply | gas | 2080 | 5.3403 | Price¦Primary Energy¦Gas
Downscaling[REMIND-MAgPIE 3.2-4.6 IntegratedPhysicalDamages (median)] | Delayed transition | DEU | Price¦Primary Energy¦Gas | US$2010/GJ | Price¦Primary Energy¦Gas | fuel_supply | gas | 2085 | 5.263 | Price¦Primary Energy¦Gas
Downscaling[REMIND-MAgPIE 3.2-4.6 IntegratedPhysicalDamages (median)] | Delayed transition | DEU | Price¦Primary Energy¦Gas | US$2010/GJ | Price¦Primary Energy¦Gas | fuel_supply | gas | 2090 | 5.1858 | Price¦Primary Energy¦Gas
Downscaling[REMIND-MAgPIE 3.2-4.6 IntegratedPhysicalDamages (median)] | Delayed transition | DEU | Price¦Primary Energy¦Gas | US$2010/GJ | Price¦Primary Energy¦Gas | fuel_supply | gas | 2095 | 5.0929 | Price¦Primary Energy¦Gas
Downscaling[REMIND-MAgPIE 3.2-4.6 IntegratedPhysicalDamages (median)] | Delayed transition | DEU | Price¦Primary Energy¦Gas | US$2010/GJ | Price¦Primary Energy¦Gas | fuel_supply | gas | 2100 | 5.0001 | Price¦Primary Energy¦Gas
Downscaling[REMIND-MAgPIE 3.2-4.6 IntegratedPhysicalDamages (median)] | Delayed transition | DEU | Price¦Secondary Energy¦Liquids¦Oil | US$2010/GJ | Price¦Secondary Energy¦Liquids¦Oil | fuel_supply | oil | 2020 | 82.2847 | Price¦Secondary Energy¦Liquids¦Oil
Downscaling[REMIND-MAgPIE 3.2-4.6 IntegratedPhysicalDamages (median)] | Delayed transition | DEU | Price¦Secondary Energy¦Liquids¦Oil | US$2010/GJ | Price¦Secondary Energy¦Liquids¦Oil | fuel_supply | oil | 2025 | 95.1154 | Price¦Secondary Energy¦Liquids¦Oil
Downscaling[REMIND-MAgPIE 3.2-4.6 IntegratedPhysicalDamages (median)] | Delayed transition | DEU | Price¦Secondary Energy¦Liquids¦Oil | US$2010/GJ | Price¦Secondary Energy¦Liquids¦Oil | fuel_supply | oil | 2030 | 86.1677 | Price¦Secondary Energy¦Liquids¦Oil
Downscaling[REMIND-MAgPIE 3.2-4.6 IntegratedPhysicalDamages (median)] | Delayed transition | DEU | Price¦Secondary Energy¦Liquids¦Oil | US$2010/GJ | Price¦Secondary Energy¦Liquids¦Oil | fuel_supply | oil | 2035 | 67.8141 | Price¦Secondary Energy¦Liquids¦Oil
Downscaling[REMIND-MAgPIE 3.2-4.6 IntegratedPhysicalDamages (median)] | Delayed transition | DEU | Price¦Secondary Energy¦Liquids¦Oil | US$2010/GJ | Price¦Secondary Energy¦Liquids¦Oil | fuel_supply | oil | 2040 | 120.6444 | Price¦Secondary Energy¦Liquids¦Oil
Downscaling[REMIND-MAgPIE 3.2-4.6 IntegratedPhysicalDamages (median)] | Delayed transition | DEU | Price¦Secondary Energy¦Liquids¦Oil | US$2010/GJ | Price¦Secondary Energy¦Liquids¦Oil | fuel_supply | oil | 2045 | 162.8796 | Price¦Secondary Energy¦Liquids¦Oil
Downscaling[REMIND-MAgPIE 3.2-4.6 IntegratedPhysicalDamages (median)] | Delayed transition | DEU | Price¦Secondary Energy¦Liquids¦Oil | US$2010/GJ | Price¦Secondary Energy¦Liquids¦Oil | fuel_supply | oil | 2050 | 162.5033 | Price¦Secondary Energy¦Liquids¦Oil
Downscaling[REMIND-MAgPIE 3.2-4.6 IntegratedPhysicalDamages (median)] | Delayed transition | DEU | Price¦Secondary Energy¦Liquids¦Oil | US$2010/GJ | Price¦Secondary Energy¦Liquids¦Oil | fuel_supply | oil | 2055 | 176.1522 | Price¦Secondary Energy¦Liquids¦Oil
Downscaling[REMIND-MAgPIE 3.2-4.6 IntegratedPhysicalDamages (median)] | Delayed transition | DEU | Price¦Secondary Energy¦Liquids¦Oil | US$2010/GJ | Price¦Secondary Energy¦Liquids¦Oil | fuel_supply | oil | 2060 | 293.6938 | Price¦Secondary Energy¦Liquids¦Oil
Downscaling[REMIND-MAgPIE 3.2-4.6 IntegratedPhysicalDamages (median)] | Delayed transition | DEU | Price¦Secondary Energy¦Liquids¦Oil | US$2010/GJ | Price¦Secondary Energy¦Liquids¦Oil | fuel_supply | oil | 2065 | 364.7318 | Price¦Secondary Energy¦Liquids¦Oil
Downscaling[REMIND-MAgPIE 3.2-4.6 IntegratedPhysicalDamages (median)] | Delayed transition | DEU | Price¦Secondary Energy¦Liquids¦Oil | US$2010/GJ | Price¦Secondary Energy¦Liquids¦Oil | fuel_supply | oil | 2070 | 435.7698 | Price¦Secondary Energy¦Liquids¦Oil
Downscaling[REMIND-MAgPIE 3.2-4.6 IntegratedPhysicalDamages (median)] | Delayed transition | DEU | Price¦Secondary Energy¦Liquids¦Oil | US$2010/GJ | Price¦Secondary Energy¦Liquids¦Oil | fuel_supply | oil | 2075 | 441.7502 | Price¦Secondary Energy¦Liquids¦Oil
Downscaling[REMIND-MAgPIE 3.2-4.6 IntegratedPhysicalDamages (median)] | Delayed transition | DEU | Price¦Secondary Energy¦Liquids¦Oil | US$2010/GJ | Price¦Secondary Energy¦Liquids¦Oil | fuel_supply | oil | 2080 | 447.7306 | Price¦Secondary Energy¦Liquids¦Oil
Downscaling[REMIND-MAgPIE 3.2-4.6 IntegratedPhysicalDamages (median)] | Delayed transition | DEU | Price¦Secondary Energy¦Liquids¦Oil | US$2010/GJ | Price¦Secondary Energy¦Liquids¦Oil | fuel_supply | oil | 2085 | 446.7328 | Price¦Secondary Energy¦Liquids¦Oil
Downscaling[REMIND-MAgPIE 3.2-4.6 IntegratedPhysicalDamages (median)] | Delayed transition | DEU | Price¦Secondary Energy¦Liquids¦Oil | US$2010/GJ | Price¦Secondary Energy¦Liquids¦Oil | fuel_supply | oil | 2090 | 445.735 | Price¦Secondary Energy¦Liquids¦Oil
Downscaling[REMIND-MAgPIE 3.2-4.6 IntegratedPhysicalDamages (median)] | Delayed transition | DEU | Price¦Secondary Energy¦Liquids¦Oil | US$2010/GJ | Price¦Secondary Energy¦Liquids¦Oil | fuel_supply | oil | 2095 | 452.8757 | Price¦Secondary Energy¦Liquids¦Oil
Downscaling[REMIND-MAgPIE 3.2-4.6 IntegratedPhysicalDamages (median)] | Delayed transition | DEU | Price¦Secondary Energy¦Liquids¦Oil | US$2010/GJ | Price¦Secondary Energy¦Liquids¦Oil | fuel_supply | oil | 2100 | 460.0164 | Price¦Secondary Energy¦Liquids¦Oil
Downscaling[REMIND-MAgPIE 3.2-4.6 IntegratedPhysicalDamages (median)] | Delayed transition | DEU | Emissions¦CO2 | Mt CO2/yr | Emissions¦CO2 | scenarios - CO2 abatement | CO2 | 2020 | 570.4879 | Emissions¦CO2
Downscaling[REMIND-MAgPIE 3.2-4.6 IntegratedPhysicalDamages (median)] | Delayed transition | DEU | Emissions¦CO2 | Mt CO2/yr | Emissions¦CO2 | scenarios - CO2 abatement | CO2 | 2025 | 417.6132 | Emissions¦CO2
Downscaling[REMIND-MAgPIE 3.2-4.6 IntegratedPhysicalDamages (median)] | Delayed transition | DEU | Emissions¦CO2 | Mt CO2/yr | Emissions¦CO2 | scenarios - CO2 abatement | CO2 | 2030 | 292.8761 | Emissions¦CO2
Downscaling[REMIND-MAgPIE 3.2-4.6 IntegratedPhysicalDamages (median)] | Delayed transition | DEU | Emissions¦CO2 | Mt CO2/yr | Emissions¦CO2 | scenarios - CO2 abatement | CO2 | 2035 | 176.891 | Emissions¦CO2
Downscaling[REMIND-MAgPIE 3.2-4.6 IntegratedPhysicalDamages (median)] | Delayed transition | DEU | Emissions¦CO2 | Mt CO2/yr | Emissions¦CO2 | scenarios - CO2 abatement | CO2 | 2040 | 0.0848 | Emissions¦CO2
Downscaling[REMIND-MAgPIE 3.2-4.6 IntegratedPhysicalDamages (median)] | Delayed transition | DEU | Emissions¦CO2 | Mt CO2/yr | Emissions¦CO2 | scenarios - CO2 abatement | CO2 | 2045 | -86.9461 | Emissions¦CO2
Downscaling[REMIND-MAgPIE 3.2-4.6 IntegratedPhysicalDamages (median)] | Delayed transition | DEU | Emissions¦CO2 | Mt CO2/yr | Emissions¦CO2 | scenarios - CO2 abatement | CO2 | 2050 | -118.9473 | Emissions¦CO2
Downscaling[REMIND-MAgPIE 3.2-4.6 IntegratedPhysicalDamages (median)] | Delayed transition | DEU | Emissions¦CO2 | Mt CO2/yr | Emissions¦CO2 | scenarios - CO2 abatement | CO2 | 2055 | -116.5452 | Emissions¦CO2
Downscaling[REMIND-MAgPIE 3.2-4.6 IntegratedPhysicalDamages (median)] | Delayed transition | DEU | Emissions¦CO2 | Mt CO2/yr | Emissions¦CO2 | scenarios - CO2 abatement | CO2 | 2060 | -108.5767 | Emissions¦CO2
Downscaling[REMIND-MAgPIE 3.2-4.6 IntegratedPhysicalDamages (median)] | Delayed transition | DEU | Emissions¦CO2 | Mt CO2/yr | Emissions¦CO2 | scenarios - CO2 abatement | CO2 | 2065 | -103.7403 | Emissions¦CO2
Downscaling[REMIND-MAgPIE 3.2-4.6 IntegratedPhysicalDamages (median)] | Delayed transition | DEU | Emissions¦CO2 | Mt CO2/yr | Emissions¦CO2 | scenarios - CO2 abatement | CO2 | 2070 | -98.7781 | Emissions¦CO2
Downscaling[REMIND-MAgPIE 3.2-4.6 IntegratedPhysicalDamages (median)] | Delayed transition | DEU | Emissions¦CO2 | Mt CO2/yr | Emissions¦CO2 | scenarios - CO2 abatement | CO2 | 2075 | -88.3263 | Emissions¦CO2
Downscaling[REMIND-MAgPIE 3.2-4.6 IntegratedPhysicalDamages (median)] | Delayed transition | DEU | Emissions¦CO2 | Mt CO2/yr | Emissions¦CO2 | scenarios - CO2 abatement | CO2 | 2080 | -78.3981 | Emissions¦CO2
Downscaling[REMIND-MAgPIE 3.2-4.6 IntegratedPhysicalDamages (median)] | Delayed transition | DEU | Emissions¦CO2 | Mt CO2/yr | Emissions¦CO2 | scenarios - CO2 abatement | CO2 | 2085 | -69.2132 | Emissions¦CO2
Downscaling[REMIND-MAgPIE 3.2-4.6 IntegratedPhysicalDamages (median)] | Delayed transition | DEU | Emissions¦CO2 | Mt CO2/yr | Emissions¦CO2 | scenarios - CO2 abatement | CO2 | 2090 | -60.7121 | Emissions¦CO2
Downscaling[REMIND-MAgPIE 3.2-4.6 IntegratedPhysicalDamages (median)] | Delayed transition | DEU | Emissions¦CO2 | Mt CO2/yr | Emissions¦CO2 | scenarios - CO2 abatement | CO2 | 2095 | -55.0165 | Emissions¦CO2
Downscaling[REMIND-MAgPIE 3.2-4.6 IntegratedPhysicalDamages (median)] | Delayed transition | DEU | Emissions¦CO2 | Mt CO2/yr | Emissions¦CO2 | scenarios - CO2 abatement | CO2 | 2100 | -49.3903 | Emissions¦CO2
Downscaling[REMIND-MAgPIE 3.2-4.6 IntegratedPhysicalDamages (median)] | Delayed transition | DEU | Emissions¦CO2¦Energy | Mt CO2/yr | Emissions¦CO2¦Energy | scenarios - CO2 abatement | CO2 | 2020 | 603.0503 | Emissions¦CO2¦Energy
Downscaling[REMIND-MAgPIE 3.2-4.6 IntegratedPhysicalDamages (median)] | Delayed transition | DEU | Emissions¦CO2¦Energy | Mt CO2/yr | Emissions¦CO2¦Energy | scenarios - CO2 abatement | CO2 | 2025 | 423.6627 | Emissions¦CO2¦Energy
Downscaling[REMIND-MAgPIE 3.2-4.6 IntegratedPhysicalDamages (median)] | Delayed transition | DEU | Emissions¦CO2¦Energy | Mt CO2/yr | Emissions¦CO2¦Energy | scenarios - CO2 abatement | CO2 | 2030 | 305.5779 | Emissions¦CO2¦Energy
Downscaling[REMIND-MAgPIE 3.2-4.6 IntegratedPhysicalDamages (median)] | Delayed transition | DEU | Emissions¦CO2¦Energy | Mt CO2/yr | Emissions¦CO2¦Energy | scenarios - CO2 abatement | CO2 | 2035 | 202.172 | Emissions¦CO2¦Energy
Downscaling[REMIND-MAgPIE 3.2-4.6 IntegratedPhysicalDamages (median)] | Delayed transition | DEU | Emissions¦CO2¦Energy | Mt CO2/yr | Emissions¦CO2¦Energy | scenarios - CO2 abatement | CO2 | 2040 | 34.672 | Emissions¦CO2¦Energy
Downscaling[REMIND-MAgPIE 3.2-4.6 IntegratedPhysicalDamages (median)] | Delayed transition | DEU | Emissions¦CO2¦Energy | Mt CO2/yr | Emissions¦CO2¦Energy | scenarios - CO2 abatement | CO2 | 2045 | -46.8695 | Emissions¦CO2¦Energy
Downscaling[REMIND-MAgPIE 3.2-4.6 IntegratedPhysicalDamages (median)] | Delayed transition | DEU | Emissions¦CO2¦Energy | Mt CO2/yr | Emissions¦CO2¦Energy | scenarios - CO2 abatement | CO2 | 2050 | -75.4223 | Emissions¦CO2¦Energy
Downscaling[REMIND-MAgPIE 3.2-4.6 IntegratedPhysicalDamages (median)] | Delayed transition | DEU | Emissions¦CO2¦Energy | Mt CO2/yr | Emissions¦CO2¦Energy | scenarios - CO2 abatement | CO2 | 2055 | -75.1706 | Emissions¦CO2¦Energy
Downscaling[REMIND-MAgPIE 3.2-4.6 IntegratedPhysicalDamages (median)] | Delayed transition | DEU | Emissions¦CO2¦Energy | Mt CO2/yr | Emissions¦CO2¦Energy | scenarios - CO2 abatement | CO2 | 2060 | -71.1304 | Emissions¦CO2¦Energy
Downscaling[REMIND-MAgPIE 3.2-4.6 IntegratedPhysicalDamages (median)] | Delayed transition | DEU | Emissions¦CO2¦Energy | Mt CO2/yr | Emissions¦CO2¦Energy | scenarios - CO2 abatement | CO2 | 2065 | -67.9535 | Emissions¦CO2¦Energy
Downscaling[REMIND-MAgPIE 3.2-4.6 IntegratedPhysicalDamages (median)] | Delayed transition | DEU | Emissions¦CO2¦Energy | Mt CO2/yr | Emissions¦CO2¦Energy | scenarios - CO2 abatement | CO2 | 2070 | -64.652 | Emissions¦CO2¦Energy
Downscaling[REMIND-MAgPIE 3.2-4.6 IntegratedPhysicalDamages (median)] | Delayed transition | DEU | Emissions¦CO2¦Energy | Mt CO2/yr | Emissions¦CO2¦Energy | scenarios - CO2 abatement | CO2 | 2075 | -55.6419 | Emissions¦CO2¦Energy
Downscaling[REMIND-MAgPIE 3.2-4.6 IntegratedPhysicalDamages (median)] | Delayed transition | DEU | Emissions¦CO2¦Energy | Mt CO2/yr | Emissions¦CO2¦Energy | scenarios - CO2 abatement | CO2 | 2080 | -47.1712 | Emissions¦CO2¦Energy
Downscaling[REMIND-MAgPIE 3.2-4.6 IntegratedPhysicalDamages (median)] | Delayed transition | DEU | Emissions¦CO2¦Energy | Mt CO2/yr | Emissions¦CO2¦Energy | scenarios - CO2 abatement | CO2 | 2085 | -38.2289 | Emissions¦CO2¦Energy
Downscaling[REMIND-MAgPIE 3.2-4.6 IntegratedPhysicalDamages (median)] | Delayed transition | DEU | Emissions¦CO2¦Energy | Mt CO2/yr | Emissions¦CO2¦Energy | scenarios - CO2 abatement | CO2 | 2090 | -29.9809 | Emissions¦CO2¦Energy
Downscaling[REMIND-MAgPIE 3.2-4.6 IntegratedPhysicalDamages (median)] | Delayed transition | DEU | Emissions¦CO2¦Energy | Mt CO2/yr | Emissions¦CO2¦Energy | scenarios - CO2 abatement | CO2 | 2095 | -28.5748 | Emissions¦CO2¦Energy
Downscaling[REMIND-MAgPIE 3.2-4.6 IntegratedPhysicalDamages (median)] | Delayed transition | DEU | Emissions¦CO2¦Energy | Mt CO2/yr | Emissions¦CO2¦Energy | scenarios - CO2 abatement | CO2 | 2100 | -27.2368 | Emissions¦CO2¦Energy
Downscaling[REMIND-MAgPIE 3.2-4.6 IntegratedPhysicalDamages (median)] | Fragmented World | DEU | Carbon Sequestration¦CCS | Mt CO2/yr | Carbon Sequestration¦CCS | CCS potential |  | 2020 | 0 | Carbon Sequestration¦CCS
Downscaling[REMIND-MAgPIE 3.2-4.6 IntegratedPhysicalDamages (median)] | Fragmented World | DEU | Carbon Sequestration¦CCS | Mt CO2/yr | Carbon Sequestration¦CCS | CCS potential |  | 2025 | 0.3878 | Carbon Sequestration¦CCS
Downscaling[REMIND-MAgPIE 3.2-4.6 IntegratedPhysicalDamages (median)] | Fragmented World | DEU | Carbon Sequestration¦CCS | Mt CO2/yr | Carbon Sequestration¦CCS | CCS potential |  | 2030 | 0.402 | Carbon Sequestration¦CCS
Downscaling[REMIND-MAgPIE 3.2-4.6 IntegratedPhysicalDamages (median)] | Fragmented World | DEU | Carbon Sequestration¦CCS | Mt CO2/yr | Carbon Sequestration¦CCS | CCS potential |  | 2035 | 1.1548 | Carbon Sequestration¦CCS
Downscaling[REMIND-MAgPIE 3.2-4.6 IntegratedPhysicalDamages (median)] | Fragmented World | DEU | Carbon Sequestration¦CCS | Mt CO2/yr | Carbon Sequestration¦CCS | CCS potential |  | 2040 | 4.8773 | Carbon Sequestration¦CCS
Downscaling[REMIND-MAgPIE 3.2-4.6 IntegratedPhysicalDamages (median)] | Fragmented World | DEU | Carbon Sequestration¦CCS | Mt CO2/yr | Carbon Sequestration¦CCS | CCS potential |  | 2045 | 10.6324 | Carbon Sequestration¦CCS
Downscaling[REMIND-MAgPIE 3.2-4.6 IntegratedPhysicalDamages (median)] | Fragmented World | DEU | Carbon Sequestration¦CCS | Mt CO2/yr | Carbon Sequestration¦CCS | CCS potential |  | 2050 | 14.2198 | Carbon Sequestration¦CCS
Downscaling[REMIND-MAgPIE 3.2-4.6 IntegratedPhysicalDamages (median)] | Fragmented World | DEU | Carbon Sequestration¦CCS | Mt CO2/yr | Carbon Sequestration¦CCS | CCS potential |  | 2055 | 14.781 | Carbon Sequestration¦CCS
Downscaling[REMIND-MAgPIE 3.2-4.6 IntegratedPhysicalDamages (median)] | Fragmented World | DEU | Carbon Sequestration¦CCS | Mt CO2/yr | Carbon Sequestration¦CCS | CCS potential |  | 2060 | 14.6144 | Carbon Sequestration¦CCS
Downscaling[REMIND-MAgPIE 3.2-4.6 IntegratedPhysicalDamages (median)] | Fragmented World | DEU | Carbon Sequestration¦CCS | Mt CO2/yr | Carbon Sequestration¦CCS | CCS potential |  | 2065 | 13.67 | Carbon Sequestration¦CCS
Downscaling[REMIND-MAgPIE 3.2-4.6 IntegratedPhysicalDamages (median)] | Fragmented World | DEU | Carbon Sequestration¦CCS | Mt CO2/yr | Carbon Sequestration¦CCS | CCS potential |  | 2070 | 12.7708 | Carbon Sequestration¦CCS
Downscaling[REMIND-MAgPIE 3.2-4.6 IntegratedPhysicalDamages (median)] | Fragmented World | DEU | Carbon Sequestration¦CCS | Mt CO2/yr | Carbon Sequestration¦CCS | CCS potential |  | 2075 | 10.4581 | Carbon Sequestration¦CCS
Downscaling[REMIND-MAgPIE 3.2-4.6 IntegratedPhysicalDamages (median)] | Fragmented World | DEU | Carbon Sequestration¦CCS | Mt CO2/yr | Carbon Sequestration¦CCS | CCS potential |  | 2080 | 8.2037 | Carbon Sequestration¦CCS
Downscaling[REMIND-MAgPIE 3.2-4.6 IntegratedPhysicalDamages (median)] | Fragmented World | DEU | Carbon Sequestration¦CCS | Mt CO2/yr | Carbon Sequestration¦CCS | CCS potential |  | 2085 | 9.0073 | Carbon Sequestration¦CCS
Downscaling[REMIND-MAgPIE 3.2-4.6 IntegratedPhysicalDamages (median)] | Fragmented World | DEU | Carbon Sequestration¦CCS | Mt CO2/yr | Carbon Sequestration¦CCS | CCS potential |  | 2090 | 9.6514 | Carbon Sequestration¦CCS
Downscaling[REMIND-MAgPIE 3.2-4.6 IntegratedPhysicalDamages (median)] | Fragmented World | DEU | Carbon Sequestration¦CCS | Mt CO2/yr | Carbon Sequestration¦CCS | CCS potential |  | 2095 | 10.2902 | Carbon Sequestration¦CCS
Downscaling[REMIND-MAgPIE 3.2-4.6 IntegratedPhysicalDamages (median)] | Fragmented World | DEU | Carbon Sequestration¦CCS | Mt CO2/yr | Carbon Sequestration¦CCS | CCS potential |  | 2100 | 10.8983 | Carbon Sequestration¦CCS
Downscaling[REMIND-MAgPIE 3.2-4.6 IntegratedPhysicalDamages (median)] | Fragmented World | DEU | Final Energy¦Industry¦Electricity | EJ/yr | Final Energy¦Industry¦Electricity | demand_projection | elc_industry | 2020 | 0.945 | Final Energy¦Industry¦Electricity
Downscaling[REMIND-MAgPIE 3.2-4.6 IntegratedPhysicalDamages (median)] | Fragmented World | DEU | Final Energy¦Industry¦Electricity | EJ/yr | Final Energy¦Industry¦Electricity | demand_projection | elc_industry | 2025 | 0.8782 | Final Energy¦Industry¦Electricity
Downscaling[REMIND-MAgPIE 3.2-4.6 IntegratedPhysicalDamages (median)] | Fragmented World | DEU | Final Energy¦Industry¦Electricity | EJ/yr | Final Energy¦Industry¦Electricity | demand_projection | elc_industry | 2030 | 0.8717 | Final Energy¦Industry¦Electricity
Downscaling[REMIND-MAgPIE 3.2-4.6 IntegratedPhysicalDamages (median)] | Fragmented World | DEU | Final Energy¦Industry¦Electricity | EJ/yr | Final Energy¦Industry¦Electricity | demand_projection | elc_industry | 2035 | 0.823 | Final Energy¦Industry¦Electricity
Downscaling[REMIND-MAgPIE 3.2-4.6 IntegratedPhysicalDamages (median)] | Fragmented World | DEU | Final Energy¦Industry¦Electricity | EJ/yr | Final Energy¦Industry¦Electricity | demand_projection | elc_industry | 2040 | 0.8099 | Final Energy¦Industry¦Electricity
Downscaling[REMIND-MAgPIE 3.2-4.6 IntegratedPhysicalDamages (median)] | Fragmented World | DEU | Final Energy¦Industry¦Electricity | EJ/yr | Final Energy¦Industry¦Electricity | demand_projection | elc_industry | 2045 | 0.8001 | Final Energy¦Industry¦Electricity
Downscaling[REMIND-MAgPIE 3.2-4.6 IntegratedPhysicalDamages (median)] | Fragmented World | DEU | Final Energy¦Industry¦Electricity | EJ/yr | Final Energy¦Industry¦Electricity | demand_projection | elc_industry | 2050 | 0.7671 | Final Energy¦Industry¦Electricity
Downscaling[REMIND-MAgPIE 3.2-4.6 IntegratedPhysicalDamages (median)] | Fragmented World | DEU | Final Energy¦Industry¦Electricity | EJ/yr | Final Energy¦Industry¦Electricity | demand_projection | elc_industry | 2055 | 0.7165 | Final Energy¦Industry¦Electricity
Downscaling[REMIND-MAgPIE 3.2-4.6 IntegratedPhysicalDamages (median)] | Fragmented World | DEU | Final Energy¦Industry¦Electricity | EJ/yr | Final Energy¦Industry¦Electricity | demand_projection | elc_industry | 2060 | 0.6455 | Final Energy¦Industry¦Electricity
Downscaling[REMIND-MAgPIE 3.2-4.6 IntegratedPhysicalDamages (median)] | Fragmented World | DEU | Final Energy¦Industry¦Electricity | EJ/yr | Final Energy¦Industry¦Electricity | demand_projection | elc_industry | 2065 | 0.6043 | Final Energy¦Industry¦Electricity
Downscaling[REMIND-MAgPIE 3.2-4.6 IntegratedPhysicalDamages (median)] | Fragmented World | DEU | Final Energy¦Industry¦Electricity | EJ/yr | Final Energy¦Industry¦Electricity | demand_projection | elc_industry | 2070 | 0.566 | Final Energy¦Industry¦Electricity
Downscaling[REMIND-MAgPIE 3.2-4.6 IntegratedPhysicalDamages (median)] | Fragmented World | DEU | Final Energy¦Industry¦Electricity | EJ/yr | Final Energy¦Industry¦Electricity | demand_projection | elc_industry | 2075 | 0.5095 | Final Energy¦Industry¦Electricity
Downscaling[REMIND-MAgPIE 3.2-4.6 IntegratedPhysicalDamages (median)] | Fragmented World | DEU | Final Energy¦Industry¦Electricity | EJ/yr | Final Energy¦Industry¦Electricity | demand_projection | elc_industry | 2080 | 0.4497 | Final Energy¦Industry¦Electricity
Downscaling[REMIND-MAgPIE 3.2-4.6 IntegratedPhysicalDamages (median)] | Fragmented World | DEU | Final Energy¦Industry¦Electricity | EJ/yr | Final Energy¦Industry¦Electricity | demand_projection | elc_industry | 2085 | 0.4007 | Final Energy¦Industry¦Electricity
Downscaling[REMIND-MAgPIE 3.2-4.6 IntegratedPhysicalDamages (median)] | Fragmented World | DEU | Final Energy¦Industry¦Electricity | EJ/yr | Final Energy¦Industry¦Electricity | demand_projection | elc_industry | 2090 | 0.3747 | Final Energy¦Industry¦Electricity
Downscaling[REMIND-MAgPIE 3.2-4.6 IntegratedPhysicalDamages (median)] | Fragmented World | DEU | Final Energy¦Industry¦Electricity | EJ/yr | Final Energy¦Industry¦Electricity | demand_projection | elc_industry | 2095 | 0.3471 | Final Energy¦Industry¦Electricity
Downscaling[REMIND-MAgPIE 3.2-4.6 IntegratedPhysicalDamages (median)] | Fragmented World | DEU | Final Energy¦Industry¦Electricity | EJ/yr | Final Energy¦Industry¦Electricity | demand_projection | elc_industry | 2100 | 0.3189 | Final Energy¦Industry¦Electricity
Downscaling[REMIND-MAgPIE 3.2-4.6 IntegratedPhysicalDamages (median)] | Fragmented World | DEU | Final Energy¦Residential and Commercial¦Electricity | EJ/yr | Final Energy¦Residential and Commercial¦Electricity | demand_projection | elc_buildings | 2020 | 1.0941 | Final Energy¦Residential and Commercial¦Electricity
Downscaling[REMIND-MAgPIE 3.2-4.6 IntegratedPhysicalDamages (median)] | Fragmented World | DEU | Final Energy¦Residential and Commercial¦Electricity | EJ/yr | Final Energy¦Residential and Commercial¦Electricity | demand_projection | elc_buildings | 2025 | 1.0246 | Final Energy¦Residential and Commercial¦Electricity
Downscaling[REMIND-MAgPIE 3.2-4.6 IntegratedPhysicalDamages (median)] | Fragmented World | DEU | Final Energy¦Residential and Commercial¦Electricity | EJ/yr | Final Energy¦Residential and Commercial¦Electricity | demand_projection | elc_buildings | 2030 | 1.0552 | Final Energy¦Residential and Commercial¦Electricity
Downscaling[REMIND-MAgPIE 3.2-4.6 IntegratedPhysicalDamages (median)] | Fragmented World | DEU | Final Energy¦Residential and Commercial¦Electricity | EJ/yr | Final Energy¦Residential and Commercial¦Electricity | demand_projection | elc_buildings | 2035 | 1.1202 | Final Energy¦Residential and Commercial¦Electricity
Downscaling[REMIND-MAgPIE 3.2-4.6 IntegratedPhysicalDamages (median)] | Fragmented World | DEU | Final Energy¦Residential and Commercial¦Electricity | EJ/yr | Final Energy¦Residential and Commercial¦Electricity | demand_projection | elc_buildings | 2040 | 1.0981 | Final Energy¦Residential and Commercial¦Electricity
Downscaling[REMIND-MAgPIE 3.2-4.6 IntegratedPhysicalDamages (median)] | Fragmented World | DEU | Final Energy¦Residential and Commercial¦Electricity | EJ/yr | Final Energy¦Residential and Commercial¦Electricity | demand_projection | elc_buildings | 2045 | 1.0878 | Final Energy¦Residential and Commercial¦Electricity
Downscaling[REMIND-MAgPIE 3.2-4.6 IntegratedPhysicalDamages (median)] | Fragmented World | DEU | Final Energy¦Residential and Commercial¦Electricity | EJ/yr | Final Energy¦Residential and Commercial¦Electricity | demand_projection | elc_buildings | 2050 | 1.0263 | Final Energy¦Residential and Commercial¦Electricity
Downscaling[REMIND-MAgPIE 3.2-4.6 IntegratedPhysicalDamages (median)] | Fragmented World | DEU | Final Energy¦Residential and Commercial¦Electricity | EJ/yr | Final Energy¦Residential and Commercial¦Electricity | demand_projection | elc_buildings | 2055 | 0.9706 | Final Energy¦Residential and Commercial¦Electricity
Downscaling[REMIND-MAgPIE 3.2-4.6 IntegratedPhysicalDamages (median)] | Fragmented World | DEU | Final Energy¦Residential and Commercial¦Electricity | EJ/yr | Final Energy¦Residential and Commercial¦Electricity | demand_projection | elc_buildings | 2060 | 0.9672 | Final Energy¦Residential and Commercial¦Electricity
Downscaling[REMIND-MAgPIE 3.2-4.6 IntegratedPhysicalDamages (median)] | Fragmented World | DEU | Final Energy¦Residential and Commercial¦Electricity | EJ/yr | Final Energy¦Residential and Commercial¦Electricity | demand_projection | elc_buildings | 2065 | 0.963 | Final Energy¦Residential and Commercial¦Electricity
Downscaling[REMIND-MAgPIE 3.2-4.6 IntegratedPhysicalDamages (median)] | Fragmented World | DEU | Final Energy¦Residential and Commercial¦Electricity | EJ/yr | Final Energy¦Residential and Commercial¦Electricity | demand_projection | elc_buildings | 2070 | 0.9546 | Final Energy¦Residential and Commercial¦Electricity
Downscaling[REMIND-MAgPIE 3.2-4.6 IntegratedPhysicalDamages (median)] | Fragmented World | DEU | Final Energy¦Residential and Commercial¦Electricity | EJ/yr | Final Energy¦Residential and Commercial¦Electricity | demand_projection | elc_buildings | 2075 | 0.9662 | Final Energy¦Residential and Commercial¦Electricity
Downscaling[REMIND-MAgPIE 3.2-4.6 IntegratedPhysicalDamages (median)] | Fragmented World | DEU | Final Energy¦Residential and Commercial¦Electricity | EJ/yr | Final Energy¦Residential and Commercial¦Electricity | demand_projection | elc_buildings | 2080 | 0.9751 | Final Energy¦Residential and Commercial¦Electricity
Downscaling[REMIND-MAgPIE 3.2-4.6 IntegratedPhysicalDamages (median)] | Fragmented World | DEU | Final Energy¦Residential and Commercial¦Electricity | EJ/yr | Final Energy¦Residential and Commercial¦Electricity | demand_projection | elc_buildings | 2085 | 0.987 | Final Energy¦Residential and Commercial¦Electricity
Downscaling[REMIND-MAgPIE 3.2-4.6 IntegratedPhysicalDamages (median)] | Fragmented World | DEU | Final Energy¦Residential and Commercial¦Electricity | EJ/yr | Final Energy¦Residential and Commercial¦Electricity | demand_projection | elc_buildings | 2090 | 1.0134 | Final Energy¦Residential and Commercial¦Electricity
Downscaling[REMIND-MAgPIE 3.2-4.6 IntegratedPhysicalDamages (median)] | Fragmented World | DEU | Final Energy¦Residential and Commercial¦Electricity | EJ/yr | Final Energy¦Residential and Commercial¦Electricity | demand_projection | elc_buildings | 2095 | 1.0504 | Final Energy¦Residential and Commercial¦Electricity
Downscaling[REMIND-MAgPIE 3.2-4.6 IntegratedPhysicalDamages (median)] | Fragmented World | DEU | Final Energy¦Residential and Commercial¦Electricity | EJ/yr | Final Energy¦Residential and Commercial¦Electricity | demand_projection | elc_buildings | 2100 | 1.0862 | Final Energy¦Residential and Commercial¦Electricity
Downscaling[REMIND-MAgPIE 3.2-4.6 IntegratedPhysicalDamages (median)] | Fragmented World | DEU | Final Energy¦Transportation¦Electricity | EJ/yr | Final Energy¦Transportation¦Electricity | demand_projection | elc_transport | 2020 | 0.081 | Final Energy¦Transportation¦Electricity
Downscaling[REMIND-MAgPIE 3.2-4.6 IntegratedPhysicalDamages (median)] | Fragmented World | DEU | Final Energy¦Transportation¦Electricity | EJ/yr | Final Energy¦Transportation¦Electricity | demand_projection | elc_transport | 2025 | 0.186 | Final Energy¦Transportation¦Electricity
Downscaling[REMIND-MAgPIE 3.2-4.6 IntegratedPhysicalDamages (median)] | Fragmented World | DEU | Final Energy¦Transportation¦Electricity | EJ/yr | Final Energy¦Transportation¦Electricity | demand_projection | elc_transport | 2030 | 0.3253 | Final Energy¦Transportation¦Electricity
Downscaling[REMIND-MAgPIE 3.2-4.6 IntegratedPhysicalDamages (median)] | Fragmented World | DEU | Final Energy¦Transportation¦Electricity | EJ/yr | Final Energy¦Transportation¦Electricity | demand_projection | elc_transport | 2035 | 0.4475 | Final Energy¦Transportation¦Electricity
Downscaling[REMIND-MAgPIE 3.2-4.6 IntegratedPhysicalDamages (median)] | Fragmented World | DEU | Final Energy¦Transportation¦Electricity | EJ/yr | Final Energy¦Transportation¦Electricity | demand_projection | elc_transport | 2040 | 0.4656 | Final Energy¦Transportation¦Electricity
Downscaling[REMIND-MAgPIE 3.2-4.6 IntegratedPhysicalDamages (median)] | Fragmented World | DEU | Final Energy¦Transportation¦Electricity | EJ/yr | Final Energy¦Transportation¦Electricity | demand_projection | elc_transport | 2045 | 0.4729 | Final Energy¦Transportation¦Electricity
Downscaling[REMIND-MAgPIE 3.2-4.6 IntegratedPhysicalDamages (median)] | Fragmented World | DEU | Final Energy¦Transportation¦Electricity | EJ/yr | Final Energy¦Transportation¦Electricity | demand_projection | elc_transport | 2050 | 0.4658 | Final Energy¦Transportation¦Electricity
Downscaling[REMIND-MAgPIE 3.2-4.6 IntegratedPhysicalDamages (median)] | Fragmented World | DEU | Final Energy¦Transportation¦Electricity | EJ/yr | Final Energy¦Transportation¦Electricity | demand_projection | elc_transport | 2055 | 0.4617 | Final Energy¦Transportation¦Electricity
Downscaling[REMIND-MAgPIE 3.2-4.6 IntegratedPhysicalDamages (median)] | Fragmented World | DEU | Final Energy¦Transportation¦Electricity | EJ/yr | Final Energy¦Transportation¦Electricity | demand_projection | elc_transport | 2060 | 0.4525 | Final Energy¦Transportation¦Electricity
Downscaling[REMIND-MAgPIE 3.2-4.6 IntegratedPhysicalDamages (median)] | Fragmented World | DEU | Final Energy¦Transportation¦Electricity | EJ/yr | Final Energy¦Transportation¦Electricity | demand_projection | elc_transport | 2065 | 0.4437 | Final Energy¦Transportation¦Electricity
Downscaling[REMIND-MAgPIE 3.2-4.6 IntegratedPhysicalDamages (median)] | Fragmented World | DEU | Final Energy¦Transportation¦Electricity | EJ/yr | Final Energy¦Transportation¦Electricity | demand_projection | elc_transport | 2070 | 0.4459 | Final Energy¦Transportation¦Electricity
Downscaling[REMIND-MAgPIE 3.2-4.6 IntegratedPhysicalDamages (median)] | Fragmented World | DEU | Final Energy¦Transportation¦Electricity | EJ/yr | Final Energy¦Transportation¦Electricity | demand_projection | elc_transport | 2075 | 0.4353 | Final Energy¦Transportation¦Electricity
Downscaling[REMIND-MAgPIE 3.2-4.6 IntegratedPhysicalDamages (median)] | Fragmented World | DEU | Final Energy¦Transportation¦Electricity | EJ/yr | Final Energy¦Transportation¦Electricity | demand_projection | elc_transport | 2080 | 0.4116 | Final Energy¦Transportation¦Electricity
Downscaling[REMIND-MAgPIE 3.2-4.6 IntegratedPhysicalDamages (median)] | Fragmented World | DEU | Final Energy¦Transportation¦Electricity | EJ/yr | Final Energy¦Transportation¦Electricity | demand_projection | elc_transport | 2085 | 0.3974 | Final Energy¦Transportation¦Electricity
Downscaling[REMIND-MAgPIE 3.2-4.6 IntegratedPhysicalDamages (median)] | Fragmented World | DEU | Final Energy¦Transportation¦Electricity | EJ/yr | Final Energy¦Transportation¦Electricity | demand_projection | elc_transport | 2090 | 0.3975 | Final Energy¦Transportation¦Electricity
Downscaling[REMIND-MAgPIE 3.2-4.6 IntegratedPhysicalDamages (median)] | Fragmented World | DEU | Final Energy¦Transportation¦Electricity | EJ/yr | Final Energy¦Transportation¦Electricity | demand_projection | elc_transport | 2095 | 0.3967 | Final Energy¦Transportation¦Electricity
Downscaling[REMIND-MAgPIE 3.2-4.6 IntegratedPhysicalDamages (median)] | Fragmented World | DEU | Final Energy¦Transportation¦Electricity | EJ/yr | Final Energy¦Transportation¦Electricity | demand_projection | elc_transport | 2100 | 0.3959 | Final Energy¦Transportation¦Electricity
Downscaling[REMIND-MAgPIE 3.2-4.6 IntegratedPhysicalDamages (median)] | Fragmented World | DEU | Secondary Energy¦Hydrogen | EJ/yr | Secondary Energy¦Hydrogen | demand_projection | hydrogen_allsect | 2020 | 0.0124 | Secondary Energy¦Hydrogen
Downscaling[REMIND-MAgPIE 3.2-4.6 IntegratedPhysicalDamages (median)] | Fragmented World | DEU | Secondary Energy¦Hydrogen | EJ/yr | Secondary Energy¦Hydrogen | demand_projection | hydrogen_allsect | 2025 | 0.0476 | Secondary Energy¦Hydrogen
Downscaling[REMIND-MAgPIE 3.2-4.6 IntegratedPhysicalDamages (median)] | Fragmented World | DEU | Secondary Energy¦Hydrogen | EJ/yr | Secondary Energy¦Hydrogen | demand_projection | hydrogen_allsect | 2030 | 0.0737 | Secondary Energy¦Hydrogen
Downscaling[REMIND-MAgPIE 3.2-4.6 IntegratedPhysicalDamages (median)] | Fragmented World | DEU | Secondary Energy¦Hydrogen | EJ/yr | Secondary Energy¦Hydrogen | demand_projection | hydrogen_allsect | 2035 | 0.0796 | Secondary Energy¦Hydrogen
Downscaling[REMIND-MAgPIE 3.2-4.6 IntegratedPhysicalDamages (median)] | Fragmented World | DEU | Secondary Energy¦Hydrogen | EJ/yr | Secondary Energy¦Hydrogen | demand_projection | hydrogen_allsect | 2040 | 0.0906 | Secondary Energy¦Hydrogen
Downscaling[REMIND-MAgPIE 3.2-4.6 IntegratedPhysicalDamages (median)] | Fragmented World | DEU | Secondary Energy¦Hydrogen | EJ/yr | Secondary Energy¦Hydrogen | demand_projection | hydrogen_allsect | 2045 | 0.1371 | Secondary Energy¦Hydrogen
Downscaling[REMIND-MAgPIE 3.2-4.6 IntegratedPhysicalDamages (median)] | Fragmented World | DEU | Secondary Energy¦Hydrogen | EJ/yr | Secondary Energy¦Hydrogen | demand_projection | hydrogen_allsect | 2050 | 0.2164 | Secondary Energy¦Hydrogen
Downscaling[REMIND-MAgPIE 3.2-4.6 IntegratedPhysicalDamages (median)] | Fragmented World | DEU | Secondary Energy¦Hydrogen | EJ/yr | Secondary Energy¦Hydrogen | demand_projection | hydrogen_allsect | 2055 | 0.2753 | Secondary Energy¦Hydrogen
Downscaling[REMIND-MAgPIE 3.2-4.6 IntegratedPhysicalDamages (median)] | Fragmented World | DEU | Secondary Energy¦Hydrogen | EJ/yr | Secondary Energy¦Hydrogen | demand_projection | hydrogen_allsect | 2060 | 0.3414 | Secondary Energy¦Hydrogen
Downscaling[REMIND-MAgPIE 3.2-4.6 IntegratedPhysicalDamages (median)] | Fragmented World | DEU | Secondary Energy¦Hydrogen | EJ/yr | Secondary Energy¦Hydrogen | demand_projection | hydrogen_allsect | 2065 | 0.3393 | Secondary Energy¦Hydrogen
Downscaling[REMIND-MAgPIE 3.2-4.6 IntegratedPhysicalDamages (median)] | Fragmented World | DEU | Secondary Energy¦Hydrogen | EJ/yr | Secondary Energy¦Hydrogen | demand_projection | hydrogen_allsect | 2070 | 0.3316 | Secondary Energy¦Hydrogen
Downscaling[REMIND-MAgPIE 3.2-4.6 IntegratedPhysicalDamages (median)] | Fragmented World | DEU | Secondary Energy¦Hydrogen | EJ/yr | Secondary Energy¦Hydrogen | demand_projection | hydrogen_allsect | 2075 | 0.3309 | Secondary Energy¦Hydrogen
Downscaling[REMIND-MAgPIE 3.2-4.6 IntegratedPhysicalDamages (median)] | Fragmented World | DEU | Secondary Energy¦Hydrogen | EJ/yr | Secondary Energy¦Hydrogen | demand_projection | hydrogen_allsect | 2080 | 0.3269 | Secondary Energy¦Hydrogen
Downscaling[REMIND-MAgPIE 3.2-4.6 IntegratedPhysicalDamages (median)] | Fragmented World | DEU | Secondary Energy¦Hydrogen | EJ/yr | Secondary Energy¦Hydrogen | demand_projection | hydrogen_allsect | 2085 | 0.3372 | Secondary Energy¦Hydrogen
Downscaling[REMIND-MAgPIE 3.2-4.6 IntegratedPhysicalDamages (median)] | Fragmented World | DEU | Secondary Energy¦Hydrogen | EJ/yr | Secondary Energy¦Hydrogen | demand_projection | hydrogen_allsect | 2090 | 0.3401 | Secondary Energy¦Hydrogen
Downscaling[REMIND-MAgPIE 3.2-4.6 IntegratedPhysicalDamages (median)] | Fragmented World | DEU | Secondary Energy¦Hydrogen | EJ/yr | Secondary Energy¦Hydrogen | demand_projection | hydrogen_allsect | 2095 | 0.3327 | Secondary Energy¦Hydrogen
Downscaling[REMIND-MAgPIE 3.2-4.6 IntegratedPhysicalDamages (median)] | Fragmented World | DEU | Secondary Energy¦Hydrogen | EJ/yr | Secondary Energy¦Hydrogen | demand_projection | hydrogen_allsect | 2100 | 0.325 | Secondary Energy¦Hydrogen
Downscaling[REMIND-MAgPIE 3.2-4.6 IntegratedPhysicalDamages (median)] | Fragmented World | DEU | Secondary Energy¦Electricity¦Coal | EJ/yr | Secondary Energy¦Electricity¦Coal | elec_co2 |  | 2020 | 0.6828 | Secondary Energy¦Electricity¦Coal | 94
Downscaling[REMIND-MAgPIE 3.2-4.6 IntegratedPhysicalDamages (median)] | Fragmented World | DEU | Secondary Energy¦Electricity¦Coal | EJ/yr | Secondary Energy¦Electricity¦Coal | elec_co2 |  | 2025 | 0.2729 | Secondary Energy¦Electricity¦Coal | 94
Downscaling[REMIND-MAgPIE 3.2-4.6 IntegratedPhysicalDamages (median)] | Fragmented World | DEU | Secondary Energy¦Electricity¦Coal | EJ/yr | Secondary Energy¦Electricity¦Coal | elec_co2 |  | 2030 | 0.1302 | Secondary Energy¦Electricity¦Coal | 94
Downscaling[REMIND-MAgPIE 3.2-4.6 IntegratedPhysicalDamages (median)] | Fragmented World | DEU | Secondary Energy¦Electricity¦Coal | EJ/yr | Secondary Energy¦Electricity¦Coal | elec_co2 |  | 2035 | 0.0531 | Secondary Energy¦Electricity¦Coal | 94
Downscaling[REMIND-MAgPIE 3.2-4.6 IntegratedPhysicalDamages (median)] | Fragmented World | DEU | Secondary Energy¦Electricity¦Coal | EJ/yr | Secondary Energy¦Electricity¦Coal | elec_co2 |  | 2040 | 0.0006 | Secondary Energy¦Electricity¦Coal | 94
Downscaling[REMIND-MAgPIE 3.2-4.6 IntegratedPhysicalDamages (median)] | Fragmented World | DEU | Secondary Energy¦Electricity¦Coal | EJ/yr | Secondary Energy¦Electricity¦Coal | elec_co2 |  | 2045 | 0.0003 | Secondary Energy¦Electricity¦Coal | 94
Downscaling[REMIND-MAgPIE 3.2-4.6 IntegratedPhysicalDamages (median)] | Fragmented World | DEU | Secondary Energy¦Electricity¦Coal | EJ/yr | Secondary Energy¦Electricity¦Coal | elec_co2 |  | 2050 | 0.0001 | Secondary Energy¦Electricity¦Coal | 94
Downscaling[REMIND-MAgPIE 3.2-4.6 IntegratedPhysicalDamages (median)] | Fragmented World | DEU | Secondary Energy¦Electricity¦Coal | EJ/yr | Secondary Energy¦Electricity¦Coal | elec_co2 |  | 2055 | 0 | Secondary Energy¦Electricity¦Coal | 94
Downscaling[REMIND-MAgPIE 3.2-4.6 IntegratedPhysicalDamages (median)] | Fragmented World | DEU | Secondary Energy¦Electricity¦Coal | EJ/yr | Secondary Energy¦Electricity¦Coal | elec_co2 |  | 2060 | 0 | Secondary Energy¦Electricity¦Coal | 94
Downscaling[REMIND-MAgPIE 3.2-4.6 IntegratedPhysicalDamages (median)] | Fragmented World | DEU | Secondary Energy¦Electricity¦Coal | EJ/yr | Secondary Energy¦Electricity¦Coal | elec_co2 |  | 2065 | 0 | Secondary Energy¦Electricity¦Coal | 94
Downscaling[REMIND-MAgPIE 3.2-4.6 IntegratedPhysicalDamages (median)] | Fragmented World | DEU | Secondary Energy¦Electricity¦Coal | EJ/yr | Secondary Energy¦Electricity¦Coal | elec_co2 |  | 2070 | 0 | Secondary Energy¦Electricity¦Coal | 94
Downscaling[REMIND-MAgPIE 3.2-4.6 IntegratedPhysicalDamages (median)] | Fragmented World | DEU | Secondary Energy¦Electricity¦Coal | EJ/yr | Secondary Energy¦Electricity¦Coal | elec_co2 |  | 2075 | 0 | Secondary Energy¦Electricity¦Coal | 94
Downscaling[REMIND-MAgPIE 3.2-4.6 IntegratedPhysicalDamages (median)] | Fragmented World | DEU | Secondary Energy¦Electricity¦Coal | EJ/yr | Secondary Energy¦Electricity¦Coal | elec_co2 |  | 2080 | 0 | Secondary Energy¦Electricity¦Coal | 94
Downscaling[REMIND-MAgPIE 3.2-4.6 IntegratedPhysicalDamages (median)] | Fragmented World | DEU | Secondary Energy¦Electricity¦Coal | EJ/yr | Secondary Energy¦Electricity¦Coal | elec_co2 |  | 2085 | 0 | Secondary Energy¦Electricity¦Coal | 94
Downscaling[REMIND-MAgPIE 3.2-4.6 IntegratedPhysicalDamages (median)] | Fragmented World | DEU | Secondary Energy¦Electricity¦Coal | EJ/yr | Secondary Energy¦Electricity¦Coal | elec_co2 |  | 2090 | 0 | Secondary Energy¦Electricity¦Coal | 94
Downscaling[REMIND-MAgPIE 3.2-4.6 IntegratedPhysicalDamages (median)] | Fragmented World | DEU | Secondary Energy¦Electricity¦Coal | EJ/yr | Secondary Energy¦Electricity¦Coal | elec_co2 |  | 2095 | 0 | Secondary Energy¦Electricity¦Coal | 94
Downscaling[REMIND-MAgPIE 3.2-4.6 IntegratedPhysicalDamages (median)] | Fragmented World | DEU | Secondary Energy¦Electricity¦Coal | EJ/yr | Secondary Energy¦Electricity¦Coal | elec_co2 |  | 2100 | 0 | Secondary Energy¦Electricity¦Coal | 94
Downscaling[REMIND-MAgPIE 3.2-4.6 IntegratedPhysicalDamages (median)] | Fragmented World | DEU | Secondary Energy¦Electricity¦Gas | EJ/yr | Secondary Energy¦Electricity¦Gas | elec_co2 |  | 2020 | 0.4441 | Secondary Energy¦Electricity¦Gas | 55
Downscaling[REMIND-MAgPIE 3.2-4.6 IntegratedPhysicalDamages (median)] | Fragmented World | DEU | Secondary Energy¦Electricity¦Gas | EJ/yr | Secondary Energy¦Electricity¦Gas | elec_co2 |  | 2025 | 0.4629 | Secondary Energy¦Electricity¦Gas | 55
Downscaling[REMIND-MAgPIE 3.2-4.6 IntegratedPhysicalDamages (median)] | Fragmented World | DEU | Secondary Energy¦Electricity¦Gas | EJ/yr | Secondary Energy¦Electricity¦Gas | elec_co2 |  | 2030 | 0.3598 | Secondary Energy¦Electricity¦Gas | 55
Downscaling[REMIND-MAgPIE 3.2-4.6 IntegratedPhysicalDamages (median)] | Fragmented World | DEU | Secondary Energy¦Electricity¦Gas | EJ/yr | Secondary Energy¦Electricity¦Gas | elec_co2 |  | 2035 | 0.1748 | Secondary Energy¦Electricity¦Gas | 55
Downscaling[REMIND-MAgPIE 3.2-4.6 IntegratedPhysicalDamages (median)] | Fragmented World | DEU | Secondary Energy¦Electricity¦Gas | EJ/yr | Secondary Energy¦Electricity¦Gas | elec_co2 |  | 2040 | 0.0092 | Secondary Energy¦Electricity¦Gas | 55
Downscaling[REMIND-MAgPIE 3.2-4.6 IntegratedPhysicalDamages (median)] | Fragmented World | DEU | Secondary Energy¦Electricity¦Gas | EJ/yr | Secondary Energy¦Electricity¦Gas | elec_co2 |  | 2045 | 0.0077 | Secondary Energy¦Electricity¦Gas | 55
Downscaling[REMIND-MAgPIE 3.2-4.6 IntegratedPhysicalDamages (median)] | Fragmented World | DEU | Secondary Energy¦Electricity¦Gas | EJ/yr | Secondary Energy¦Electricity¦Gas | elec_co2 |  | 2050 | 0.006 | Secondary Energy¦Electricity¦Gas | 55
Downscaling[REMIND-MAgPIE 3.2-4.6 IntegratedPhysicalDamages (median)] | Fragmented World | DEU | Secondary Energy¦Electricity¦Gas | EJ/yr | Secondary Energy¦Electricity¦Gas | elec_co2 |  | 2055 | 0.0044 | Secondary Energy¦Electricity¦Gas | 55
Downscaling[REMIND-MAgPIE 3.2-4.6 IntegratedPhysicalDamages (median)] | Fragmented World | DEU | Secondary Energy¦Electricity¦Gas | EJ/yr | Secondary Energy¦Electricity¦Gas | elec_co2 |  | 2060 | 0.0021 | Secondary Energy¦Electricity¦Gas | 55
Downscaling[REMIND-MAgPIE 3.2-4.6 IntegratedPhysicalDamages (median)] | Fragmented World | DEU | Secondary Energy¦Electricity¦Gas | EJ/yr | Secondary Energy¦Electricity¦Gas | elec_co2 |  | 2065 | 0.0016 | Secondary Energy¦Electricity¦Gas | 55
Downscaling[REMIND-MAgPIE 3.2-4.6 IntegratedPhysicalDamages (median)] | Fragmented World | DEU | Secondary Energy¦Electricity¦Gas | EJ/yr | Secondary Energy¦Electricity¦Gas | elec_co2 |  | 2070 | 0.001 | Secondary Energy¦Electricity¦Gas | 55
Downscaling[REMIND-MAgPIE 3.2-4.6 IntegratedPhysicalDamages (median)] | Fragmented World | DEU | Secondary Energy¦Electricity¦Gas | EJ/yr | Secondary Energy¦Electricity¦Gas | elec_co2 |  | 2075 | 0.0005 | Secondary Energy¦Electricity¦Gas | 55
Downscaling[REMIND-MAgPIE 3.2-4.6 IntegratedPhysicalDamages (median)] | Fragmented World | DEU | Secondary Energy¦Electricity¦Gas | EJ/yr | Secondary Energy¦Electricity¦Gas | elec_co2 |  | 2080 | 0.0001 | Secondary Energy¦Electricity¦Gas | 55
Downscaling[REMIND-MAgPIE 3.2-4.6 IntegratedPhysicalDamages (median)] | Fragmented World | DEU | Secondary Energy¦Electricity¦Gas | EJ/yr | Secondary Energy¦Electricity¦Gas | elec_co2 |  | 2085 | 0 | Secondary Energy¦Electricity¦Gas | 55
Downscaling[REMIND-MAgPIE 3.2-4.6 IntegratedPhysicalDamages (median)] | Fragmented World | DEU | Secondary Energy¦Electricity¦Gas | EJ/yr | Secondary Energy¦Electricity¦Gas | elec_co2 |  | 2090 | 0 | Secondary Energy¦Electricity¦Gas | 55
Downscaling[REMIND-MAgPIE 3.2-4.6 IntegratedPhysicalDamages (median)] | Fragmented World | DEU | Secondary Energy¦Electricity¦Gas | EJ/yr | Secondary Energy¦Electricity¦Gas | elec_co2 |  | 2095 | 0 | Secondary Energy¦Electricity¦Gas | 55
Downscaling[REMIND-MAgPIE 3.2-4.6 IntegratedPhysicalDamages (median)] | Fragmented World | DEU | Secondary Energy¦Electricity¦Gas | EJ/yr | Secondary Energy¦Electricity¦Gas | elec_co2 |  | 2100 | 0 | Secondary Energy¦Electricity¦Gas | 55
Downscaling[REMIND-MAgPIE 3.2-4.6 IntegratedPhysicalDamages (median)] | Fragmented World | DEU | Secondary Energy¦Electricity¦Oil | EJ/yr | Secondary Energy¦Electricity¦Oil | elec_co2 |  | 2020 | 0.016 | Secondary Energy¦Electricity¦Oil | 70
Downscaling[REMIND-MAgPIE 3.2-4.6 IntegratedPhysicalDamages (median)] | Fragmented World | DEU | Secondary Energy¦Electricity¦Oil | EJ/yr | Secondary Energy¦Electricity¦Oil | elec_co2 |  | 2025 | 0.0095 | Secondary Energy¦Electricity¦Oil | 70
Downscaling[REMIND-MAgPIE 3.2-4.6 IntegratedPhysicalDamages (median)] | Fragmented World | DEU | Secondary Energy¦Electricity¦Oil | EJ/yr | Secondary Energy¦Electricity¦Oil | elec_co2 |  | 2030 | 0.0036 | Secondary Energy¦Electricity¦Oil | 70
Downscaling[REMIND-MAgPIE 3.2-4.6 IntegratedPhysicalDamages (median)] | Fragmented World | DEU | Secondary Energy¦Electricity¦Oil | EJ/yr | Secondary Energy¦Electricity¦Oil | elec_co2 |  | 2035 | 0 | Secondary Energy¦Electricity¦Oil | 70
Downscaling[REMIND-MAgPIE 3.2-4.6 IntegratedPhysicalDamages (median)] | Fragmented World | DEU | Secondary Energy¦Electricity¦Oil | EJ/yr | Secondary Energy¦Electricity¦Oil | elec_co2 |  | 2040 | 0 | Secondary Energy¦Electricity¦Oil | 70
Downscaling[REMIND-MAgPIE 3.2-4.6 IntegratedPhysicalDamages (median)] | Fragmented World | DEU | Secondary Energy¦Electricity¦Oil | EJ/yr | Secondary Energy¦Electricity¦Oil | elec_co2 |  | 2045 | 0 | Secondary Energy¦Electricity¦Oil | 70
Downscaling[REMIND-MAgPIE 3.2-4.6 IntegratedPhysicalDamages (median)] | Fragmented World | DEU | Secondary Energy¦Electricity¦Oil | EJ/yr | Secondary Energy¦Electricity¦Oil | elec_co2 |  | 2050 | 0 | Secondary Energy¦Electricity¦Oil | 70
Downscaling[REMIND-MAgPIE 3.2-4.6 IntegratedPhysicalDamages (median)] | Fragmented World | DEU | Secondary Energy¦Electricity¦Oil | EJ/yr | Secondary Energy¦Electricity¦Oil | elec_co2 |  | 2055 | 0 | Secondary Energy¦Electricity¦Oil | 70
Downscaling[REMIND-MAgPIE 3.2-4.6 IntegratedPhysicalDamages (median)] | Fragmented World | DEU | Secondary Energy¦Electricity¦Oil | EJ/yr | Secondary Energy¦Electricity¦Oil | elec_co2 |  | 2060 | 0 | Secondary Energy¦Electricity¦Oil | 70
Downscaling[REMIND-MAgPIE 3.2-4.6 IntegratedPhysicalDamages (median)] | Fragmented World | DEU | Secondary Energy¦Electricity¦Oil | EJ/yr | Secondary Energy¦Electricity¦Oil | elec_co2 |  | 2065 | 0 | Secondary Energy¦Electricity¦Oil | 70
Downscaling[REMIND-MAgPIE 3.2-4.6 IntegratedPhysicalDamages (median)] | Fragmented World | DEU | Secondary Energy¦Electricity¦Oil | EJ/yr | Secondary Energy¦Electricity¦Oil | elec_co2 |  | 2070 | 0 | Secondary Energy¦Electricity¦Oil | 70
Downscaling[REMIND-MAgPIE 3.2-4.6 IntegratedPhysicalDamages (median)] | Fragmented World | DEU | Secondary Energy¦Electricity¦Oil | EJ/yr | Secondary Energy¦Electricity¦Oil | elec_co2 |  | 2075 | 0 | Secondary Energy¦Electricity¦Oil | 70
Downscaling[REMIND-MAgPIE 3.2-4.6 IntegratedPhysicalDamages (median)] | Fragmented World | DEU | Secondary Energy¦Electricity¦Oil | EJ/yr | Secondary Energy¦Electricity¦Oil | elec_co2 |  | 2080 | 0 | Secondary Energy¦Electricity¦Oil | 70
Downscaling[REMIND-MAgPIE 3.2-4.6 IntegratedPhysicalDamages (median)] | Fragmented World | DEU | Secondary Energy¦Electricity¦Oil | EJ/yr | Secondary Energy¦Electricity¦Oil | elec_co2 |  | 2085 | 0 | Secondary Energy¦Electricity¦Oil | 70
Downscaling[REMIND-MAgPIE 3.2-4.6 IntegratedPhysicalDamages (median)] | Fragmented World | DEU | Secondary Energy¦Electricity¦Oil | EJ/yr | Secondary Energy¦Electricity¦Oil | elec_co2 |  | 2090 | 0 | Secondary Energy¦Electricity¦Oil | 70
Downscaling[REMIND-MAgPIE 3.2-4.6 IntegratedPhysicalDamages (median)] | Fragmented World | DEU | Secondary Energy¦Electricity¦Oil | EJ/yr | Secondary Energy¦Electricity¦Oil | elec_co2 |  | 2095 | 0 | Secondary Energy¦Electricity¦Oil | 70
Downscaling[REMIND-MAgPIE 3.2-4.6 IntegratedPhysicalDamages (median)] | Fragmented World | DEU | Secondary Energy¦Electricity¦Oil | EJ/yr | Secondary Energy¦Electricity¦Oil | elec_co2 |  | 2100 | 0 | Secondary Energy¦Electricity¦Oil | 70
Downscaling[REMIND-MAgPIE 3.2-4.6 IntegratedPhysicalDamages (median)] | Fragmented World | DEU | Price¦Primary Energy¦Biomass | US$2010/GJ | Price¦Primary Energy¦Biomass | fuel_supply | bioenergy | 2020 | 5.3799 | Price¦Primary Energy¦Biomass
Downscaling[REMIND-MAgPIE 3.2-4.6 IntegratedPhysicalDamages (median)] | Fragmented World | DEU | Price¦Primary Energy¦Biomass | US$2010/GJ | Price¦Primary Energy¦Biomass | fuel_supply | bioenergy | 2025 | 5.7255 | Price¦Primary Energy¦Biomass
Downscaling[REMIND-MAgPIE 3.2-4.6 IntegratedPhysicalDamages (median)] | Fragmented World | DEU | Price¦Primary Energy¦Biomass | US$2010/GJ | Price¦Primary Energy¦Biomass | fuel_supply | bioenergy | 2030 | 5.1289 | Price¦Primary Energy¦Biomass
Downscaling[REMIND-MAgPIE 3.2-4.6 IntegratedPhysicalDamages (median)] | Fragmented World | DEU | Price¦Primary Energy¦Biomass | US$2010/GJ | Price¦Primary Energy¦Biomass | fuel_supply | bioenergy | 2035 | 4.734 | Price¦Primary Energy¦Biomass
Downscaling[REMIND-MAgPIE 3.2-4.6 IntegratedPhysicalDamages (median)] | Fragmented World | DEU | Price¦Primary Energy¦Biomass | US$2010/GJ | Price¦Primary Energy¦Biomass | fuel_supply | bioenergy | 2040 | 5.146 | Price¦Primary Energy¦Biomass
Downscaling[REMIND-MAgPIE 3.2-4.6 IntegratedPhysicalDamages (median)] | Fragmented World | DEU | Price¦Primary Energy¦Biomass | US$2010/GJ | Price¦Primary Energy¦Biomass | fuel_supply | bioenergy | 2045 | 5.8974 | Price¦Primary Energy¦Biomass
Downscaling[REMIND-MAgPIE 3.2-4.6 IntegratedPhysicalDamages (median)] | Fragmented World | DEU | Price¦Primary Energy¦Biomass | US$2010/GJ | Price¦Primary Energy¦Biomass | fuel_supply | bioenergy | 2050 | 6.5883 | Price¦Primary Energy¦Biomass
Downscaling[REMIND-MAgPIE 3.2-4.6 IntegratedPhysicalDamages (median)] | Fragmented World | DEU | Price¦Primary Energy¦Biomass | US$2010/GJ | Price¦Primary Energy¦Biomass | fuel_supply | bioenergy | 2055 | 8.2953 | Price¦Primary Energy¦Biomass
Downscaling[REMIND-MAgPIE 3.2-4.6 IntegratedPhysicalDamages (median)] | Fragmented World | DEU | Price¦Primary Energy¦Biomass | US$2010/GJ | Price¦Primary Energy¦Biomass | fuel_supply | bioenergy | 2060 | 14.1124 | Price¦Primary Energy¦Biomass
Downscaling[REMIND-MAgPIE 3.2-4.6 IntegratedPhysicalDamages (median)] | Fragmented World | DEU | Price¦Primary Energy¦Biomass | US$2010/GJ | Price¦Primary Energy¦Biomass | fuel_supply | bioenergy | 2065 | 14.4529 | Price¦Primary Energy¦Biomass
Downscaling[REMIND-MAgPIE 3.2-4.6 IntegratedPhysicalDamages (median)] | Fragmented World | DEU | Price¦Primary Energy¦Biomass | US$2010/GJ | Price¦Primary Energy¦Biomass | fuel_supply | bioenergy | 2070 | 14.7934 | Price¦Primary Energy¦Biomass
Downscaling[REMIND-MAgPIE 3.2-4.6 IntegratedPhysicalDamages (median)] | Fragmented World | DEU | Price¦Primary Energy¦Biomass | US$2010/GJ | Price¦Primary Energy¦Biomass | fuel_supply | bioenergy | 2075 | 14.9008 | Price¦Primary Energy¦Biomass
Downscaling[REMIND-MAgPIE 3.2-4.6 IntegratedPhysicalDamages (median)] | Fragmented World | DEU | Price¦Primary Energy¦Biomass | US$2010/GJ | Price¦Primary Energy¦Biomass | fuel_supply | bioenergy | 2080 | 15.0082 | Price¦Primary Energy¦Biomass
Downscaling[REMIND-MAgPIE 3.2-4.6 IntegratedPhysicalDamages (median)] | Fragmented World | DEU | Price¦Primary Energy¦Biomass | US$2010/GJ | Price¦Primary Energy¦Biomass | fuel_supply | bioenergy | 2085 | 14.6652 | Price¦Primary Energy¦Biomass
Downscaling[REMIND-MAgPIE 3.2-4.6 IntegratedPhysicalDamages (median)] | Fragmented World | DEU | Price¦Primary Energy¦Biomass | US$2010/GJ | Price¦Primary Energy¦Biomass | fuel_supply | bioenergy | 2090 | 14.3223 | Price¦Primary Energy¦Biomass
Downscaling[REMIND-MAgPIE 3.2-4.6 IntegratedPhysicalDamages (median)] | Fragmented World | DEU | Price¦Primary Energy¦Biomass | US$2010/GJ | Price¦Primary Energy¦Biomass | fuel_supply | bioenergy | 2095 | 13.7376 | Price¦Primary Energy¦Biomass
Downscaling[REMIND-MAgPIE 3.2-4.6 IntegratedPhysicalDamages (median)] | Fragmented World | DEU | Price¦Primary Energy¦Biomass | US$2010/GJ | Price¦Primary Energy¦Biomass | fuel_supply | bioenergy | 2100 | 13.153 | Price¦Primary Energy¦Biomass
Downscaling[REMIND-MAgPIE 3.2-4.6 IntegratedPhysicalDamages (median)] | Fragmented World | DEU | Price¦Primary Energy¦Coal | US$2010/GJ | Price¦Primary Energy¦Coal | fuel_supply | coal | 2020 | 2.0344 | Price¦Primary Energy¦Coal
Downscaling[REMIND-MAgPIE 3.2-4.6 IntegratedPhysicalDamages (median)] | Fragmented World | DEU | Price¦Primary Energy¦Coal | US$2010/GJ | Price¦Primary Energy¦Coal | fuel_supply | coal | 2025 | 2.2207 | Price¦Primary Energy¦Coal
Downscaling[REMIND-MAgPIE 3.2-4.6 IntegratedPhysicalDamages (median)] | Fragmented World | DEU | Price¦Primary Energy¦Coal | US$2010/GJ | Price¦Primary Energy¦Coal | fuel_supply | coal | 2030 | 2.2579 | Price¦Primary Energy¦Coal
Downscaling[REMIND-MAgPIE 3.2-4.6 IntegratedPhysicalDamages (median)] | Fragmented World | DEU | Price¦Primary Energy¦Coal | US$2010/GJ | Price¦Primary Energy¦Coal | fuel_supply | coal | 2035 | 2.2496 | Price¦Primary Energy¦Coal
Downscaling[REMIND-MAgPIE 3.2-4.6 IntegratedPhysicalDamages (median)] | Fragmented World | DEU | Price¦Primary Energy¦Coal | US$2010/GJ | Price¦Primary Energy¦Coal | fuel_supply | coal | 2040 | 1.791 | Price¦Primary Energy¦Coal
Downscaling[REMIND-MAgPIE 3.2-4.6 IntegratedPhysicalDamages (median)] | Fragmented World | DEU | Price¦Primary Energy¦Coal | US$2010/GJ | Price¦Primary Energy¦Coal | fuel_supply | coal | 2045 | 1.6065 | Price¦Primary Energy¦Coal
Downscaling[REMIND-MAgPIE 3.2-4.6 IntegratedPhysicalDamages (median)] | Fragmented World | DEU | Price¦Primary Energy¦Coal | US$2010/GJ | Price¦Primary Energy¦Coal | fuel_supply | coal | 2050 | 1.8856 | Price¦Primary Energy¦Coal
Downscaling[REMIND-MAgPIE 3.2-4.6 IntegratedPhysicalDamages (median)] | Fragmented World | DEU | Price¦Primary Energy¦Coal | US$2010/GJ | Price¦Primary Energy¦Coal | fuel_supply | coal | 2055 | 1.7407 | Price¦Primary Energy¦Coal
Downscaling[REMIND-MAgPIE 3.2-4.6 IntegratedPhysicalDamages (median)] | Fragmented World | DEU | Price¦Primary Energy¦Coal | US$2010/GJ | Price¦Primary Energy¦Coal | fuel_supply | coal | 2060 | 2.3799 | Price¦Primary Energy¦Coal
Downscaling[REMIND-MAgPIE 3.2-4.6 IntegratedPhysicalDamages (median)] | Fragmented World | DEU | Price¦Primary Energy¦Coal | US$2010/GJ | Price¦Primary Energy¦Coal | fuel_supply | coal | 2065 | 2.4298 | Price¦Primary Energy¦Coal
Downscaling[REMIND-MAgPIE 3.2-4.6 IntegratedPhysicalDamages (median)] | Fragmented World | DEU | Price¦Primary Energy¦Coal | US$2010/GJ | Price¦Primary Energy¦Coal | fuel_supply | coal | 2070 | 2.4798 | Price¦Primary Energy¦Coal
Downscaling[REMIND-MAgPIE 3.2-4.6 IntegratedPhysicalDamages (median)] | Fragmented World | DEU | Price¦Primary Energy¦Coal | US$2010/GJ | Price¦Primary Energy¦Coal | fuel_supply | coal | 2075 | 2.4354 | Price¦Primary Energy¦Coal
Downscaling[REMIND-MAgPIE 3.2-4.6 IntegratedPhysicalDamages (median)] | Fragmented World | DEU | Price¦Primary Energy¦Coal | US$2010/GJ | Price¦Primary Energy¦Coal | fuel_supply | coal | 2080 | 2.3911 | Price¦Primary Energy¦Coal
Downscaling[REMIND-MAgPIE 3.2-4.6 IntegratedPhysicalDamages (median)] | Fragmented World | DEU | Price¦Primary Energy¦Coal | US$2010/GJ | Price¦Primary Energy¦Coal | fuel_supply | coal | 2085 | 2.3793 | Price¦Primary Energy¦Coal
Downscaling[REMIND-MAgPIE 3.2-4.6 IntegratedPhysicalDamages (median)] | Fragmented World | DEU | Price¦Primary Energy¦Coal | US$2010/GJ | Price¦Primary Energy¦Coal | fuel_supply | coal | 2090 | 2.3674 | Price¦Primary Energy¦Coal
Downscaling[REMIND-MAgPIE 3.2-4.6 IntegratedPhysicalDamages (median)] | Fragmented World | DEU | Price¦Primary Energy¦Coal | US$2010/GJ | Price¦Primary Energy¦Coal | fuel_supply | coal | 2095 | 2.3416 | Price¦Primary Energy¦Coal
Downscaling[REMIND-MAgPIE 3.2-4.6 IntegratedPhysicalDamages (median)] | Fragmented World | DEU | Price¦Primary Energy¦Coal | US$2010/GJ | Price¦Primary Energy¦Coal | fuel_supply | coal | 2100 | 2.3157 | Price¦Primary Energy¦Coal
Downscaling[REMIND-MAgPIE 3.2-4.6 IntegratedPhysicalDamages (median)] | Fragmented World | DEU | Price¦Primary Energy¦Gas | US$2010/GJ | Price¦Primary Energy¦Gas | fuel_supply | gas | 2020 | 3.9711 | Price¦Primary Energy¦Gas
Downscaling[REMIND-MAgPIE 3.2-4.6 IntegratedPhysicalDamages (median)] | Fragmented World | DEU | Price¦Primary Energy¦Gas | US$2010/GJ | Price¦Primary Energy¦Gas | fuel_supply | gas | 2025 | 4.682 | Price¦Primary Energy¦Gas
Downscaling[REMIND-MAgPIE 3.2-4.6 IntegratedPhysicalDamages (median)] | Fragmented World | DEU | Price¦Primary Energy¦Gas | US$2010/GJ | Price¦Primary Energy¦Gas | fuel_supply | gas | 2030 | 4.6153 | Price¦Primary Energy¦Gas
Downscaling[REMIND-MAgPIE 3.2-4.6 IntegratedPhysicalDamages (median)] | Fragmented World | DEU | Price¦Primary Energy¦Gas | US$2010/GJ | Price¦Primary Energy¦Gas | fuel_supply | gas | 2035 | 5.1579 | Price¦Primary Energy¦Gas
Downscaling[REMIND-MAgPIE 3.2-4.6 IntegratedPhysicalDamages (median)] | Fragmented World | DEU | Price¦Primary Energy¦Gas | US$2010/GJ | Price¦Primary Energy¦Gas | fuel_supply | gas | 2040 | 5.1806 | Price¦Primary Energy¦Gas
Downscaling[REMIND-MAgPIE 3.2-4.6 IntegratedPhysicalDamages (median)] | Fragmented World | DEU | Price¦Primary Energy¦Gas | US$2010/GJ | Price¦Primary Energy¦Gas | fuel_supply | gas | 2045 | 5.5095 | Price¦Primary Energy¦Gas
Downscaling[REMIND-MAgPIE 3.2-4.6 IntegratedPhysicalDamages (median)] | Fragmented World | DEU | Price¦Primary Energy¦Gas | US$2010/GJ | Price¦Primary Energy¦Gas | fuel_supply | gas | 2050 | 5.3321 | Price¦Primary Energy¦Gas
Downscaling[REMIND-MAgPIE 3.2-4.6 IntegratedPhysicalDamages (median)] | Fragmented World | DEU | Price¦Primary Energy¦Gas | US$2010/GJ | Price¦Primary Energy¦Gas | fuel_supply | gas | 2055 | 5.1763 | Price¦Primary Energy¦Gas
Downscaling[REMIND-MAgPIE 3.2-4.6 IntegratedPhysicalDamages (median)] | Fragmented World | DEU | Price¦Primary Energy¦Gas | US$2010/GJ | Price¦Primary Energy¦Gas | fuel_supply | gas | 2060 | 5.9523 | Price¦Primary Energy¦Gas
Downscaling[REMIND-MAgPIE 3.2-4.6 IntegratedPhysicalDamages (median)] | Fragmented World | DEU | Price¦Primary Energy¦Gas | US$2010/GJ | Price¦Primary Energy¦Gas | fuel_supply | gas | 2065 | 5.8333 | Price¦Primary Energy¦Gas
Downscaling[REMIND-MAgPIE 3.2-4.6 IntegratedPhysicalDamages (median)] | Fragmented World | DEU | Price¦Primary Energy¦Gas | US$2010/GJ | Price¦Primary Energy¦Gas | fuel_supply | gas | 2070 | 5.7142 | Price¦Primary Energy¦Gas
Downscaling[REMIND-MAgPIE 3.2-4.6 IntegratedPhysicalDamages (median)] | Fragmented World | DEU | Price¦Primary Energy¦Gas | US$2010/GJ | Price¦Primary Energy¦Gas | fuel_supply | gas | 2075 | 5.7313 | Price¦Primary Energy¦Gas
Downscaling[REMIND-MAgPIE 3.2-4.6 IntegratedPhysicalDamages (median)] | Fragmented World | DEU | Price¦Primary Energy¦Gas | US$2010/GJ | Price¦Primary Energy¦Gas | fuel_supply | gas | 2080 | 5.7484 | Price¦Primary Energy¦Gas
Downscaling[REMIND-MAgPIE 3.2-4.6 IntegratedPhysicalDamages (median)] | Fragmented World | DEU | Price¦Primary Energy¦Gas | US$2010/GJ | Price¦Primary Energy¦Gas | fuel_supply | gas | 2085 | 5.7743 | Price¦Primary Energy¦Gas
Downscaling[REMIND-MAgPIE 3.2-4.6 IntegratedPhysicalDamages (median)] | Fragmented World | DEU | Price¦Primary Energy¦Gas | US$2010/GJ | Price¦Primary Energy¦Gas | fuel_supply | gas | 2090 | 5.8002 | Price¦Primary Energy¦Gas
Downscaling[REMIND-MAgPIE 3.2-4.6 IntegratedPhysicalDamages (median)] | Fragmented World | DEU | Price¦Primary Energy¦Gas | US$2010/GJ | Price¦Primary Energy¦Gas | fuel_supply | gas | 2095 | 5.8457 | Price¦Primary Energy¦Gas
Downscaling[REMIND-MAgPIE 3.2-4.6 IntegratedPhysicalDamages (median)] | Fragmented World | DEU | Price¦Primary Energy¦Gas | US$2010/GJ | Price¦Primary Energy¦Gas | fuel_supply | gas | 2100 | 5.8912 | Price¦Primary Energy¦Gas
Downscaling[REMIND-MAgPIE 3.2-4.6 IntegratedPhysicalDamages (median)] | Fragmented World | DEU | Price¦Secondary Energy¦Liquids¦Oil | US$2010/GJ | Price¦Secondary Energy¦Liquids¦Oil | fuel_supply | oil | 2020 | 82.2847 | Price¦Secondary Energy¦Liquids¦Oil
Downscaling[REMIND-MAgPIE 3.2-4.6 IntegratedPhysicalDamages (median)] | Fragmented World | DEU | Price¦Secondary Energy¦Liquids¦Oil | US$2010/GJ | Price¦Secondary Energy¦Liquids¦Oil | fuel_supply | oil | 2025 | 95.1154 | Price¦Secondary Energy¦Liquids¦Oil
Downscaling[REMIND-MAgPIE 3.2-4.6 IntegratedPhysicalDamages (median)] | Fragmented World | DEU | Price¦Secondary Energy¦Liquids¦Oil | US$2010/GJ | Price¦Secondary Energy¦Liquids¦Oil | fuel_supply | oil | 2030 | 86.1677 | Price¦Secondary Energy¦Liquids¦Oil
Downscaling[REMIND-MAgPIE 3.2-4.6 IntegratedPhysicalDamages (median)] | Fragmented World | DEU | Price¦Secondary Energy¦Liquids¦Oil | US$2010/GJ | Price¦Secondary Energy¦Liquids¦Oil | fuel_supply | oil | 2035 | 71.6493 | Price¦Secondary Energy¦Liquids¦Oil
Downscaling[REMIND-MAgPIE 3.2-4.6 IntegratedPhysicalDamages (median)] | Fragmented World | DEU | Price¦Secondary Energy¦Liquids¦Oil | US$2010/GJ | Price¦Secondary Energy¦Liquids¦Oil | fuel_supply | oil | 2040 | 101.7138 | Price¦Secondary Energy¦Liquids¦Oil
Downscaling[REMIND-MAgPIE 3.2-4.6 IntegratedPhysicalDamages (median)] | Fragmented World | DEU | Price¦Secondary Energy¦Liquids¦Oil | US$2010/GJ | Price¦Secondary Energy¦Liquids¦Oil | fuel_supply | oil | 2045 | 127.9225 | Price¦Secondary Energy¦Liquids¦Oil
Downscaling[REMIND-MAgPIE 3.2-4.6 IntegratedPhysicalDamages (median)] | Fragmented World | DEU | Price¦Secondary Energy¦Liquids¦Oil | US$2010/GJ | Price¦Secondary Energy¦Liquids¦Oil | fuel_supply | oil | 2050 | 131.0716 | Price¦Secondary Energy¦Liquids¦Oil
Downscaling[REMIND-MAgPIE 3.2-4.6 IntegratedPhysicalDamages (median)] | Fragmented World | DEU | Price¦Secondary Energy¦Liquids¦Oil | US$2010/GJ | Price¦Secondary Energy¦Liquids¦Oil | fuel_supply | oil | 2055 | 143.881 | Price¦Secondary Energy¦Liquids¦Oil
Downscaling[REMIND-MAgPIE 3.2-4.6 IntegratedPhysicalDamages (median)] | Fragmented World | DEU | Price¦Secondary Energy¦Liquids¦Oil | US$2010/GJ | Price¦Secondary Energy¦Liquids¦Oil | fuel_supply | oil | 2060 | 227.4295 | Price¦Secondary Energy¦Liquids¦Oil
Downscaling[REMIND-MAgPIE 3.2-4.6 IntegratedPhysicalDamages (median)] | Fragmented World | DEU | Price¦Secondary Energy¦Liquids¦Oil | US$2010/GJ | Price¦Secondary Energy¦Liquids¦Oil | fuel_supply | oil | 2065 | 285.2497 | Price¦Secondary Energy¦Liquids¦Oil
Downscaling[REMIND-MAgPIE 3.2-4.6 IntegratedPhysicalDamages (median)] | Fragmented World | DEU | Price¦Secondary Energy¦Liquids¦Oil | US$2010/GJ | Price¦Secondary Energy¦Liquids¦Oil | fuel_supply | oil | 2070 | 343.0699 | Price¦Secondary Energy¦Liquids¦Oil
Downscaling[REMIND-MAgPIE 3.2-4.6 IntegratedPhysicalDamages (median)] | Fragmented World | DEU | Price¦Secondary Energy¦Liquids¦Oil | US$2010/GJ | Price¦Secondary Energy¦Liquids¦Oil | fuel_supply | oil | 2075 | 336.9266 | Price¦Secondary Energy¦Liquids¦Oil
Downscaling[REMIND-MAgPIE 3.2-4.6 IntegratedPhysicalDamages (median)] | Fragmented World | DEU | Price¦Secondary Energy¦Liquids¦Oil | US$2010/GJ | Price¦Secondary Energy¦Liquids¦Oil | fuel_supply | oil | 2080 | 330.7833 | Price¦Secondary Energy¦Liquids¦Oil
Downscaling[REMIND-MAgPIE 3.2-4.6 IntegratedPhysicalDamages (median)] | Fragmented World | DEU | Price¦Secondary Energy¦Liquids¦Oil | US$2010/GJ | Price¦Secondary Energy¦Liquids¦Oil | fuel_supply | oil | 2085 | 316.617 | Price¦Secondary Energy¦Liquids¦Oil
Downscaling[REMIND-MAgPIE 3.2-4.6 IntegratedPhysicalDamages (median)] | Fragmented World | DEU | Price¦Secondary Energy¦Liquids¦Oil | US$2010/GJ | Price¦Secondary Energy¦Liquids¦Oil | fuel_supply | oil | 2090 | 302.4506 | Price¦Secondary Energy¦Liquids¦Oil
Downscaling[REMIND-MAgPIE 3.2-4.6 IntegratedPhysicalDamages (median)] | Fragmented World | DEU | Price¦Secondary Energy¦Liquids¦Oil | US$2010/GJ | Price¦Secondary Energy¦Liquids¦Oil | fuel_supply | oil | 2095 | 321.138 | Price¦Secondary Energy¦Liquids¦Oil
Downscaling[REMIND-MAgPIE 3.2-4.6 IntegratedPhysicalDamages (median)] | Fragmented World | DEU | Price¦Secondary Energy¦Liquids¦Oil | US$2010/GJ | Price¦Secondary Energy¦Liquids¦Oil | fuel_supply | oil | 2100 | 339.8253 | Price¦Secondary Energy¦Liquids¦Oil
Downscaling[REMIND-MAgPIE 3.2-4.6 IntegratedPhysicalDamages (median)] | Fragmented World | DEU | Emissions¦CO2 | Mt CO2/yr | Emissions¦CO2 | scenarios - CO2 abatement | CO2 | 2020 | 571.9306 | Emissions¦CO2
Downscaling[REMIND-MAgPIE 3.2-4.6 IntegratedPhysicalDamages (median)] | Fragmented World | DEU | Emissions¦CO2 | Mt CO2/yr | Emissions¦CO2 | scenarios - CO2 abatement | CO2 | 2025 | 420.0704 | Emissions¦CO2
Downscaling[REMIND-MAgPIE 3.2-4.6 IntegratedPhysicalDamages (median)] | Fragmented World | DEU | Emissions¦CO2 | Mt CO2/yr | Emissions¦CO2 | scenarios - CO2 abatement | CO2 | 2030 | 295.6088 | Emissions¦CO2
Downscaling[REMIND-MAgPIE 3.2-4.6 IntegratedPhysicalDamages (median)] | Fragmented World | DEU | Emissions¦CO2 | Mt CO2/yr | Emissions¦CO2 | scenarios - CO2 abatement | CO2 | 2035 | 190.2281 | Emissions¦CO2
Downscaling[REMIND-MAgPIE 3.2-4.6 IntegratedPhysicalDamages (median)] | Fragmented World | DEU | Emissions¦CO2 | Mt CO2/yr | Emissions¦CO2 | scenarios - CO2 abatement | CO2 | 2040 | 55.7144 | Emissions¦CO2
Downscaling[REMIND-MAgPIE 3.2-4.6 IntegratedPhysicalDamages (median)] | Fragmented World | DEU | Emissions¦CO2 | Mt CO2/yr | Emissions¦CO2 | scenarios - CO2 abatement | CO2 | 2045 | 6.9679 | Emissions¦CO2
Downscaling[REMIND-MAgPIE 3.2-4.6 IntegratedPhysicalDamages (median)] | Fragmented World | DEU | Emissions¦CO2 | Mt CO2/yr | Emissions¦CO2 | scenarios - CO2 abatement | CO2 | 2050 | -21.0837 | Emissions¦CO2
Downscaling[REMIND-MAgPIE 3.2-4.6 IntegratedPhysicalDamages (median)] | Fragmented World | DEU | Emissions¦CO2 | Mt CO2/yr | Emissions¦CO2 | scenarios - CO2 abatement | CO2 | 2055 | -26.8007 | Emissions¦CO2
Downscaling[REMIND-MAgPIE 3.2-4.6 IntegratedPhysicalDamages (median)] | Fragmented World | DEU | Emissions¦CO2 | Mt CO2/yr | Emissions¦CO2 | scenarios - CO2 abatement | CO2 | 2060 | -30.7748 | Emissions¦CO2
Downscaling[REMIND-MAgPIE 3.2-4.6 IntegratedPhysicalDamages (median)] | Fragmented World | DEU | Emissions¦CO2 | Mt CO2/yr | Emissions¦CO2 | scenarios - CO2 abatement | CO2 | 2065 | -31.755 | Emissions¦CO2
Downscaling[REMIND-MAgPIE 3.2-4.6 IntegratedPhysicalDamages (median)] | Fragmented World | DEU | Emissions¦CO2 | Mt CO2/yr | Emissions¦CO2 | scenarios - CO2 abatement | CO2 | 2070 | -32.6206 | Emissions¦CO2
Downscaling[REMIND-MAgPIE 3.2-4.6 IntegratedPhysicalDamages (median)] | Fragmented World | DEU | Emissions¦CO2 | Mt CO2/yr | Emissions¦CO2 | scenarios - CO2 abatement | CO2 | 2075 | -33.299 | Emissions¦CO2
Downscaling[REMIND-MAgPIE 3.2-4.6 IntegratedPhysicalDamages (median)] | Fragmented World | DEU | Emissions¦CO2 | Mt CO2/yr | Emissions¦CO2 | scenarios - CO2 abatement | CO2 | 2080 | -34.0442 | Emissions¦CO2
Downscaling[REMIND-MAgPIE 3.2-4.6 IntegratedPhysicalDamages (median)] | Fragmented World | DEU | Emissions¦CO2 | Mt CO2/yr | Emissions¦CO2 | scenarios - CO2 abatement | CO2 | 2085 | -36.1572 | Emissions¦CO2
Downscaling[REMIND-MAgPIE 3.2-4.6 IntegratedPhysicalDamages (median)] | Fragmented World | DEU | Emissions¦CO2 | Mt CO2/yr | Emissions¦CO2 | scenarios - CO2 abatement | CO2 | 2090 | -38.7478 | Emissions¦CO2
Downscaling[REMIND-MAgPIE 3.2-4.6 IntegratedPhysicalDamages (median)] | Fragmented World | DEU | Emissions¦CO2 | Mt CO2/yr | Emissions¦CO2 | scenarios - CO2 abatement | CO2 | 2095 | -34.2703 | Emissions¦CO2
Downscaling[REMIND-MAgPIE 3.2-4.6 IntegratedPhysicalDamages (median)] | Fragmented World | DEU | Emissions¦CO2 | Mt CO2/yr | Emissions¦CO2 | scenarios - CO2 abatement | CO2 | 2100 | -29.7139 | Emissions¦CO2
Downscaling[REMIND-MAgPIE 3.2-4.6 IntegratedPhysicalDamages (median)] | Fragmented World | DEU | Emissions¦CO2¦Energy | Mt CO2/yr | Emissions¦CO2¦Energy | scenarios - CO2 abatement | CO2 | 2020 | 604.986 | Emissions¦CO2¦Energy
Downscaling[REMIND-MAgPIE 3.2-4.6 IntegratedPhysicalDamages (median)] | Fragmented World | DEU | Emissions¦CO2¦Energy | Mt CO2/yr | Emissions¦CO2¦Energy | scenarios - CO2 abatement | CO2 | 2025 | 427.5383 | Emissions¦CO2¦Energy
Downscaling[REMIND-MAgPIE 3.2-4.6 IntegratedPhysicalDamages (median)] | Fragmented World | DEU | Emissions¦CO2¦Energy | Mt CO2/yr | Emissions¦CO2¦Energy | scenarios - CO2 abatement | CO2 | 2030 | 310.7134 | Emissions¦CO2¦Energy
Downscaling[REMIND-MAgPIE 3.2-4.6 IntegratedPhysicalDamages (median)] | Fragmented World | DEU | Emissions¦CO2¦Energy | Mt CO2/yr | Emissions¦CO2¦Energy | scenarios - CO2 abatement | CO2 | 2035 | 215.9261 | Emissions¦CO2¦Energy
Downscaling[REMIND-MAgPIE 3.2-4.6 IntegratedPhysicalDamages (median)] | Fragmented World | DEU | Emissions¦CO2¦Energy | Mt CO2/yr | Emissions¦CO2¦Energy | scenarios - CO2 abatement | CO2 | 2040 | 89.8534 | Emissions¦CO2¦Energy
Downscaling[REMIND-MAgPIE 3.2-4.6 IntegratedPhysicalDamages (median)] | Fragmented World | DEU | Emissions¦CO2¦Energy | Mt CO2/yr | Emissions¦CO2¦Energy | scenarios - CO2 abatement | CO2 | 2045 | 48.7544 | Emissions¦CO2¦Energy
Downscaling[REMIND-MAgPIE 3.2-4.6 IntegratedPhysicalDamages (median)] | Fragmented World | DEU | Emissions¦CO2¦Energy | Mt CO2/yr | Emissions¦CO2¦Energy | scenarios - CO2 abatement | CO2 | 2050 | 25.8263 | Emissions¦CO2¦Energy
Downscaling[REMIND-MAgPIE 3.2-4.6 IntegratedPhysicalDamages (median)] | Fragmented World | DEU | Emissions¦CO2¦Energy | Mt CO2/yr | Emissions¦CO2¦Energy | scenarios - CO2 abatement | CO2 | 2055 | 17.7596 | Emissions¦CO2¦Energy
Downscaling[REMIND-MAgPIE 3.2-4.6 IntegratedPhysicalDamages (median)] | Fragmented World | DEU | Emissions¦CO2¦Energy | Mt CO2/yr | Emissions¦CO2¦Energy | scenarios - CO2 abatement | CO2 | 2060 | 9.9384 | Emissions¦CO2¦Energy
Downscaling[REMIND-MAgPIE 3.2-4.6 IntegratedPhysicalDamages (median)] | Fragmented World | DEU | Emissions¦CO2¦Energy | Mt CO2/yr | Emissions¦CO2¦Energy | scenarios - CO2 abatement | CO2 | 2065 | 6.5333 | Emissions¦CO2¦Energy
Downscaling[REMIND-MAgPIE 3.2-4.6 IntegratedPhysicalDamages (median)] | Fragmented World | DEU | Emissions¦CO2¦Energy | Mt CO2/yr | Emissions¦CO2¦Energy | scenarios - CO2 abatement | CO2 | 2070 | 3.2419 | Emissions¦CO2¦Energy
Downscaling[REMIND-MAgPIE 3.2-4.6 IntegratedPhysicalDamages (median)] | Fragmented World | DEU | Emissions¦CO2¦Energy | Mt CO2/yr | Emissions¦CO2¦Energy | scenarios - CO2 abatement | CO2 | 2075 | 3.525 | Emissions¦CO2¦Energy
Downscaling[REMIND-MAgPIE 3.2-4.6 IntegratedPhysicalDamages (median)] | Fragmented World | DEU | Emissions¦CO2¦Energy | Mt CO2/yr | Emissions¦CO2¦Energy | scenarios - CO2 abatement | CO2 | 2080 | 3.7165 | Emissions¦CO2¦Energy
Downscaling[REMIND-MAgPIE 3.2-4.6 IntegratedPhysicalDamages (median)] | Fragmented World | DEU | Emissions¦CO2¦Energy | Mt CO2/yr | Emissions¦CO2¦Energy | scenarios - CO2 abatement | CO2 | 2085 | 0.5404 | Emissions¦CO2¦Energy
Downscaling[REMIND-MAgPIE 3.2-4.6 IntegratedPhysicalDamages (median)] | Fragmented World | DEU | Emissions¦CO2¦Energy | Mt CO2/yr | Emissions¦CO2¦Energy | scenarios - CO2 abatement | CO2 | 2090 | -3.0821 | Emissions¦CO2¦Energy
Downscaling[REMIND-MAgPIE 3.2-4.6 IntegratedPhysicalDamages (median)] | Fragmented World | DEU | Emissions¦CO2¦Energy | Mt CO2/yr | Emissions¦CO2¦Energy | scenarios - CO2 abatement | CO2 | 2095 | -4.8641 | Emissions¦CO2¦Energy
Downscaling[REMIND-MAgPIE 3.2-4.6 IntegratedPhysicalDamages (median)] | Fragmented World | DEU | Emissions¦CO2¦Energy | Mt CO2/yr | Emissions¦CO2¦Energy | scenarios - CO2 abatement | CO2 | 2100 | -6.5664 | Emissions¦CO2¦Energy
Downscaling[REMIND-MAgPIE 3.2-4.6 IntegratedPhysicalDamages (median)] | Low demand | DEU | Carbon Sequestration¦CCS | Mt CO2/yr | Carbon Sequestration¦CCS | CCS potential |  | 2020 | 0 | Carbon Sequestration¦CCS
Downscaling[REMIND-MAgPIE 3.2-4.6 IntegratedPhysicalDamages (median)] | Low demand | DEU | Carbon Sequestration¦CCS | Mt CO2/yr | Carbon Sequestration¦CCS | CCS potential |  | 2025 | 0.6562 | Carbon Sequestration¦CCS
Downscaling[REMIND-MAgPIE 3.2-4.6 IntegratedPhysicalDamages (median)] | Low demand | DEU | Carbon Sequestration¦CCS | Mt CO2/yr | Carbon Sequestration¦CCS | CCS potential |  | 2030 | 12.1081 | Carbon Sequestration¦CCS
Downscaling[REMIND-MAgPIE 3.2-4.6 IntegratedPhysicalDamages (median)] | Low demand | DEU | Carbon Sequestration¦CCS | Mt CO2/yr | Carbon Sequestration¦CCS | CCS potential |  | 2035 | 25.7573 | Carbon Sequestration¦CCS
Downscaling[REMIND-MAgPIE 3.2-4.6 IntegratedPhysicalDamages (median)] | Low demand | DEU | Carbon Sequestration¦CCS | Mt CO2/yr | Carbon Sequestration¦CCS | CCS potential |  | 2040 | 38.1185 | Carbon Sequestration¦CCS
Downscaling[REMIND-MAgPIE 3.2-4.6 IntegratedPhysicalDamages (median)] | Low demand | DEU | Carbon Sequestration¦CCS | Mt CO2/yr | Carbon Sequestration¦CCS | CCS potential |  | 2045 | 45.2967 | Carbon Sequestration¦CCS
Downscaling[REMIND-MAgPIE 3.2-4.6 IntegratedPhysicalDamages (median)] | Low demand | DEU | Carbon Sequestration¦CCS | Mt CO2/yr | Carbon Sequestration¦CCS | CCS potential |  | 2050 | 45.2603 | Carbon Sequestration¦CCS
Downscaling[REMIND-MAgPIE 3.2-4.6 IntegratedPhysicalDamages (median)] | Low demand | DEU | Carbon Sequestration¦CCS | Mt CO2/yr | Carbon Sequestration¦CCS | CCS potential |  | 2055 | 42.0898 | Carbon Sequestration¦CCS
Downscaling[REMIND-MAgPIE 3.2-4.6 IntegratedPhysicalDamages (median)] | Low demand | DEU | Carbon Sequestration¦CCS | Mt CO2/yr | Carbon Sequestration¦CCS | CCS potential |  | 2060 | 37.1841 | Carbon Sequestration¦CCS
Downscaling[REMIND-MAgPIE 3.2-4.6 IntegratedPhysicalDamages (median)] | Low demand | DEU | Carbon Sequestration¦CCS | Mt CO2/yr | Carbon Sequestration¦CCS | CCS potential |  | 2065 | 34.8289 | Carbon Sequestration¦CCS
Downscaling[REMIND-MAgPIE 3.2-4.6 IntegratedPhysicalDamages (median)] | Low demand | DEU | Carbon Sequestration¦CCS | Mt CO2/yr | Carbon Sequestration¦CCS | CCS potential |  | 2070 | 32.6843 | Carbon Sequestration¦CCS
Downscaling[REMIND-MAgPIE 3.2-4.6 IntegratedPhysicalDamages (median)] | Low demand | DEU | Carbon Sequestration¦CCS | Mt CO2/yr | Carbon Sequestration¦CCS | CCS potential |  | 2075 | 32.393 | Carbon Sequestration¦CCS
Downscaling[REMIND-MAgPIE 3.2-4.6 IntegratedPhysicalDamages (median)] | Low demand | DEU | Carbon Sequestration¦CCS | Mt CO2/yr | Carbon Sequestration¦CCS | CCS potential |  | 2080 | 32.0671 | Carbon Sequestration¦CCS
Downscaling[REMIND-MAgPIE 3.2-4.6 IntegratedPhysicalDamages (median)] | Low demand | DEU | Carbon Sequestration¦CCS | Mt CO2/yr | Carbon Sequestration¦CCS | CCS potential |  | 2085 | 32.4032 | Carbon Sequestration¦CCS
Downscaling[REMIND-MAgPIE 3.2-4.6 IntegratedPhysicalDamages (median)] | Low demand | DEU | Carbon Sequestration¦CCS | Mt CO2/yr | Carbon Sequestration¦CCS | CCS potential |  | 2090 | 32.7839 | Carbon Sequestration¦CCS
Downscaling[REMIND-MAgPIE 3.2-4.6 IntegratedPhysicalDamages (median)] | Low demand | DEU | Carbon Sequestration¦CCS | Mt CO2/yr | Carbon Sequestration¦CCS | CCS potential |  | 2095 | 33.4496 | Carbon Sequestration¦CCS
Downscaling[REMIND-MAgPIE 3.2-4.6 IntegratedPhysicalDamages (median)] | Low demand | DEU | Carbon Sequestration¦CCS | Mt CO2/yr | Carbon Sequestration¦CCS | CCS potential |  | 2100 | 33.922 | Carbon Sequestration¦CCS
Downscaling[REMIND-MAgPIE 3.2-4.6 IntegratedPhysicalDamages (median)] | Low demand | DEU | Final Energy¦Industry¦Electricity | EJ/yr | Final Energy¦Industry¦Electricity | demand_projection | elc_industry | 2020 | 0.9401 | Final Energy¦Industry¦Electricity
Downscaling[REMIND-MAgPIE 3.2-4.6 IntegratedPhysicalDamages (median)] | Low demand | DEU | Final Energy¦Industry¦Electricity | EJ/yr | Final Energy¦Industry¦Electricity | demand_projection | elc_industry | 2025 | 0.6217 | Final Energy¦Industry¦Electricity
Downscaling[REMIND-MAgPIE 3.2-4.6 IntegratedPhysicalDamages (median)] | Low demand | DEU | Final Energy¦Industry¦Electricity | EJ/yr | Final Energy¦Industry¦Electricity | demand_projection | elc_industry | 2030 | 0.4877 | Final Energy¦Industry¦Electricity
Downscaling[REMIND-MAgPIE 3.2-4.6 IntegratedPhysicalDamages (median)] | Low demand | DEU | Final Energy¦Industry¦Electricity | EJ/yr | Final Energy¦Industry¦Electricity | demand_projection | elc_industry | 2035 | 0.4645 | Final Energy¦Industry¦Electricity
Downscaling[REMIND-MAgPIE 3.2-4.6 IntegratedPhysicalDamages (median)] | Low demand | DEU | Final Energy¦Industry¦Electricity | EJ/yr | Final Energy¦Industry¦Electricity | demand_projection | elc_industry | 2040 | 0.4265 | Final Energy¦Industry¦Electricity
Downscaling[REMIND-MAgPIE 3.2-4.6 IntegratedPhysicalDamages (median)] | Low demand | DEU | Final Energy¦Industry¦Electricity | EJ/yr | Final Energy¦Industry¦Electricity | demand_projection | elc_industry | 2045 | 0.3836 | Final Energy¦Industry¦Electricity
Downscaling[REMIND-MAgPIE 3.2-4.6 IntegratedPhysicalDamages (median)] | Low demand | DEU | Final Energy¦Industry¦Electricity | EJ/yr | Final Energy¦Industry¦Electricity | demand_projection | elc_industry | 2050 | 0.3671 | Final Energy¦Industry¦Electricity
Downscaling[REMIND-MAgPIE 3.2-4.6 IntegratedPhysicalDamages (median)] | Low demand | DEU | Final Energy¦Industry¦Electricity | EJ/yr | Final Energy¦Industry¦Electricity | demand_projection | elc_industry | 2055 | 0.3098 | Final Energy¦Industry¦Electricity
Downscaling[REMIND-MAgPIE 3.2-4.6 IntegratedPhysicalDamages (median)] | Low demand | DEU | Final Energy¦Industry¦Electricity | EJ/yr | Final Energy¦Industry¦Electricity | demand_projection | elc_industry | 2060 | 0.2665 | Final Energy¦Industry¦Electricity
Downscaling[REMIND-MAgPIE 3.2-4.6 IntegratedPhysicalDamages (median)] | Low demand | DEU | Final Energy¦Industry¦Electricity | EJ/yr | Final Energy¦Industry¦Electricity | demand_projection | elc_industry | 2065 | 0.2524 | Final Energy¦Industry¦Electricity
Downscaling[REMIND-MAgPIE 3.2-4.6 IntegratedPhysicalDamages (median)] | Low demand | DEU | Final Energy¦Industry¦Electricity | EJ/yr | Final Energy¦Industry¦Electricity | demand_projection | elc_industry | 2070 | 0.237 | Final Energy¦Industry¦Electricity
Downscaling[REMIND-MAgPIE 3.2-4.6 IntegratedPhysicalDamages (median)] | Low demand | DEU | Final Energy¦Industry¦Electricity | EJ/yr | Final Energy¦Industry¦Electricity | demand_projection | elc_industry | 2075 | 0.2236 | Final Energy¦Industry¦Electricity
Downscaling[REMIND-MAgPIE 3.2-4.6 IntegratedPhysicalDamages (median)] | Low demand | DEU | Final Energy¦Industry¦Electricity | EJ/yr | Final Energy¦Industry¦Electricity | demand_projection | elc_industry | 2080 | 0.2122 | Final Energy¦Industry¦Electricity
Downscaling[REMIND-MAgPIE 3.2-4.6 IntegratedPhysicalDamages (median)] | Low demand | DEU | Final Energy¦Industry¦Electricity | EJ/yr | Final Energy¦Industry¦Electricity | demand_projection | elc_industry | 2085 | 0.2036 | Final Energy¦Industry¦Electricity
Downscaling[REMIND-MAgPIE 3.2-4.6 IntegratedPhysicalDamages (median)] | Low demand | DEU | Final Energy¦Industry¦Electricity | EJ/yr | Final Energy¦Industry¦Electricity | demand_projection | elc_industry | 2090 | 0.1962 | Final Energy¦Industry¦Electricity
Downscaling[REMIND-MAgPIE 3.2-4.6 IntegratedPhysicalDamages (median)] | Low demand | DEU | Final Energy¦Industry¦Electricity | EJ/yr | Final Energy¦Industry¦Electricity | demand_projection | elc_industry | 2095 | 0.1885 | Final Energy¦Industry¦Electricity
Downscaling[REMIND-MAgPIE 3.2-4.6 IntegratedPhysicalDamages (median)] | Low demand | DEU | Final Energy¦Industry¦Electricity | EJ/yr | Final Energy¦Industry¦Electricity | demand_projection | elc_industry | 2100 | 0.1806 | Final Energy¦Industry¦Electricity
Downscaling[REMIND-MAgPIE 3.2-4.6 IntegratedPhysicalDamages (median)] | Low demand | DEU | Final Energy¦Residential and Commercial¦Electricity | EJ/yr | Final Energy¦Residential and Commercial¦Electricity | demand_projection | elc_buildings | 2020 | 1.1439 | Final Energy¦Residential and Commercial¦Electricity
Downscaling[REMIND-MAgPIE 3.2-4.6 IntegratedPhysicalDamages (median)] | Low demand | DEU | Final Energy¦Residential and Commercial¦Electricity | EJ/yr | Final Energy¦Residential and Commercial¦Electricity | demand_projection | elc_buildings | 2025 | 1.0905 | Final Energy¦Residential and Commercial¦Electricity
Downscaling[REMIND-MAgPIE 3.2-4.6 IntegratedPhysicalDamages (median)] | Low demand | DEU | Final Energy¦Residential and Commercial¦Electricity | EJ/yr | Final Energy¦Residential and Commercial¦Electricity | demand_projection | elc_buildings | 2030 | 1.0221 | Final Energy¦Residential and Commercial¦Electricity
Downscaling[REMIND-MAgPIE 3.2-4.6 IntegratedPhysicalDamages (median)] | Low demand | DEU | Final Energy¦Residential and Commercial¦Electricity | EJ/yr | Final Energy¦Residential and Commercial¦Electricity | demand_projection | elc_buildings | 2035 | 1.1072 | Final Energy¦Residential and Commercial¦Electricity
Downscaling[REMIND-MAgPIE 3.2-4.6 IntegratedPhysicalDamages (median)] | Low demand | DEU | Final Energy¦Residential and Commercial¦Electricity | EJ/yr | Final Energy¦Residential and Commercial¦Electricity | demand_projection | elc_buildings | 2040 | 1.1189 | Final Energy¦Residential and Commercial¦Electricity
Downscaling[REMIND-MAgPIE 3.2-4.6 IntegratedPhysicalDamages (median)] | Low demand | DEU | Final Energy¦Residential and Commercial¦Electricity | EJ/yr | Final Energy¦Residential and Commercial¦Electricity | demand_projection | elc_buildings | 2045 | 1.099 | Final Energy¦Residential and Commercial¦Electricity
Downscaling[REMIND-MAgPIE 3.2-4.6 IntegratedPhysicalDamages (median)] | Low demand | DEU | Final Energy¦Residential and Commercial¦Electricity | EJ/yr | Final Energy¦Residential and Commercial¦Electricity | demand_projection | elc_buildings | 2050 | 1.0983 | Final Energy¦Residential and Commercial¦Electricity
Downscaling[REMIND-MAgPIE 3.2-4.6 IntegratedPhysicalDamages (median)] | Low demand | DEU | Final Energy¦Residential and Commercial¦Electricity | EJ/yr | Final Energy¦Residential and Commercial¦Electricity | demand_projection | elc_buildings | 2055 | 0.9645 | Final Energy¦Residential and Commercial¦Electricity
Downscaling[REMIND-MAgPIE 3.2-4.6 IntegratedPhysicalDamages (median)] | Low demand | DEU | Final Energy¦Residential and Commercial¦Electricity | EJ/yr | Final Energy¦Residential and Commercial¦Electricity | demand_projection | elc_buildings | 2060 | 0.9143 | Final Energy¦Residential and Commercial¦Electricity
Downscaling[REMIND-MAgPIE 3.2-4.6 IntegratedPhysicalDamages (median)] | Low demand | DEU | Final Energy¦Residential and Commercial¦Electricity | EJ/yr | Final Energy¦Residential and Commercial¦Electricity | demand_projection | elc_buildings | 2065 | 0.9104 | Final Energy¦Residential and Commercial¦Electricity
Downscaling[REMIND-MAgPIE 3.2-4.6 IntegratedPhysicalDamages (median)] | Low demand | DEU | Final Energy¦Residential and Commercial¦Electricity | EJ/yr | Final Energy¦Residential and Commercial¦Electricity | demand_projection | elc_buildings | 2070 | 0.9007 | Final Energy¦Residential and Commercial¦Electricity
Downscaling[REMIND-MAgPIE 3.2-4.6 IntegratedPhysicalDamages (median)] | Low demand | DEU | Final Energy¦Residential and Commercial¦Electricity | EJ/yr | Final Energy¦Residential and Commercial¦Electricity | demand_projection | elc_buildings | 2075 | 0.9222 | Final Energy¦Residential and Commercial¦Electricity
Downscaling[REMIND-MAgPIE 3.2-4.6 IntegratedPhysicalDamages (median)] | Low demand | DEU | Final Energy¦Residential and Commercial¦Electricity | EJ/yr | Final Energy¦Residential and Commercial¦Electricity | demand_projection | elc_buildings | 2080 | 0.9475 | Final Energy¦Residential and Commercial¦Electricity
Downscaling[REMIND-MAgPIE 3.2-4.6 IntegratedPhysicalDamages (median)] | Low demand | DEU | Final Energy¦Residential and Commercial¦Electricity | EJ/yr | Final Energy¦Residential and Commercial¦Electricity | demand_projection | elc_buildings | 2085 | 0.969 | Final Energy¦Residential and Commercial¦Electricity
Downscaling[REMIND-MAgPIE 3.2-4.6 IntegratedPhysicalDamages (median)] | Low demand | DEU | Final Energy¦Residential and Commercial¦Electricity | EJ/yr | Final Energy¦Residential and Commercial¦Electricity | demand_projection | elc_buildings | 2090 | 0.9922 | Final Energy¦Residential and Commercial¦Electricity
Downscaling[REMIND-MAgPIE 3.2-4.6 IntegratedPhysicalDamages (median)] | Low demand | DEU | Final Energy¦Residential and Commercial¦Electricity | EJ/yr | Final Energy¦Residential and Commercial¦Electricity | demand_projection | elc_buildings | 2095 | 1.0191 | Final Energy¦Residential and Commercial¦Electricity
Downscaling[REMIND-MAgPIE 3.2-4.6 IntegratedPhysicalDamages (median)] | Low demand | DEU | Final Energy¦Residential and Commercial¦Electricity | EJ/yr | Final Energy¦Residential and Commercial¦Electricity | demand_projection | elc_buildings | 2100 | 1.0429 | Final Energy¦Residential and Commercial¦Electricity
Downscaling[REMIND-MAgPIE 3.2-4.6 IntegratedPhysicalDamages (median)] | Low demand | DEU | Final Energy¦Transportation¦Electricity | EJ/yr | Final Energy¦Transportation¦Electricity | demand_projection | elc_transport | 2020 | 0.0787 | Final Energy¦Transportation¦Electricity
Downscaling[REMIND-MAgPIE 3.2-4.6 IntegratedPhysicalDamages (median)] | Low demand | DEU | Final Energy¦Transportation¦Electricity | EJ/yr | Final Energy¦Transportation¦Electricity | demand_projection | elc_transport | 2025 | 0.2036 | Final Energy¦Transportation¦Electricity
Downscaling[REMIND-MAgPIE 3.2-4.6 IntegratedPhysicalDamages (median)] | Low demand | DEU | Final Energy¦Transportation¦Electricity | EJ/yr | Final Energy¦Transportation¦Electricity | demand_projection | elc_transport | 2030 | 0.2887 | Final Energy¦Transportation¦Electricity
Downscaling[REMIND-MAgPIE 3.2-4.6 IntegratedPhysicalDamages (median)] | Low demand | DEU | Final Energy¦Transportation¦Electricity | EJ/yr | Final Energy¦Transportation¦Electricity | demand_projection | elc_transport | 2035 | 0.405 | Final Energy¦Transportation¦Electricity
Downscaling[REMIND-MAgPIE 3.2-4.6 IntegratedPhysicalDamages (median)] | Low demand | DEU | Final Energy¦Transportation¦Electricity | EJ/yr | Final Energy¦Transportation¦Electricity | demand_projection | elc_transport | 2040 | 0.4813 | Final Energy¦Transportation¦Electricity
Downscaling[REMIND-MAgPIE 3.2-4.6 IntegratedPhysicalDamages (median)] | Low demand | DEU | Final Energy¦Transportation¦Electricity | EJ/yr | Final Energy¦Transportation¦Electricity | demand_projection | elc_transport | 2045 | 0.4439 | Final Energy¦Transportation¦Electricity
Downscaling[REMIND-MAgPIE 3.2-4.6 IntegratedPhysicalDamages (median)] | Low demand | DEU | Final Energy¦Transportation¦Electricity | EJ/yr | Final Energy¦Transportation¦Electricity | demand_projection | elc_transport | 2050 | 0.344 | Final Energy¦Transportation¦Electricity
Downscaling[REMIND-MAgPIE 3.2-4.6 IntegratedPhysicalDamages (median)] | Low demand | DEU | Final Energy¦Transportation¦Electricity | EJ/yr | Final Energy¦Transportation¦Electricity | demand_projection | elc_transport | 2055 | 0.3708 | Final Energy¦Transportation¦Electricity
Downscaling[REMIND-MAgPIE 3.2-4.6 IntegratedPhysicalDamages (median)] | Low demand | DEU | Final Energy¦Transportation¦Electricity | EJ/yr | Final Energy¦Transportation¦Electricity | demand_projection | elc_transport | 2060 | 0.3688 | Final Energy¦Transportation¦Electricity
Downscaling[REMIND-MAgPIE 3.2-4.6 IntegratedPhysicalDamages (median)] | Low demand | DEU | Final Energy¦Transportation¦Electricity | EJ/yr | Final Energy¦Transportation¦Electricity | demand_projection | elc_transport | 2065 | 0.3577 | Final Energy¦Transportation¦Electricity
Downscaling[REMIND-MAgPIE 3.2-4.6 IntegratedPhysicalDamages (median)] | Low demand | DEU | Final Energy¦Transportation¦Electricity | EJ/yr | Final Energy¦Transportation¦Electricity | demand_projection | elc_transport | 2070 | 0.3601 | Final Energy¦Transportation¦Electricity
Downscaling[REMIND-MAgPIE 3.2-4.6 IntegratedPhysicalDamages (median)] | Low demand | DEU | Final Energy¦Transportation¦Electricity | EJ/yr | Final Energy¦Transportation¦Electricity | demand_projection | elc_transport | 2075 | 0.3662 | Final Energy¦Transportation¦Electricity
Downscaling[REMIND-MAgPIE 3.2-4.6 IntegratedPhysicalDamages (median)] | Low demand | DEU | Final Energy¦Transportation¦Electricity | EJ/yr | Final Energy¦Transportation¦Electricity | demand_projection | elc_transport | 2080 | 0.3668 | Final Energy¦Transportation¦Electricity
Downscaling[REMIND-MAgPIE 3.2-4.6 IntegratedPhysicalDamages (median)] | Low demand | DEU | Final Energy¦Transportation¦Electricity | EJ/yr | Final Energy¦Transportation¦Electricity | demand_projection | elc_transport | 2085 | 0.3638 | Final Energy¦Transportation¦Electricity
Downscaling[REMIND-MAgPIE 3.2-4.6 IntegratedPhysicalDamages (median)] | Low demand | DEU | Final Energy¦Transportation¦Electricity | EJ/yr | Final Energy¦Transportation¦Electricity | demand_projection | elc_transport | 2090 | 0.3619 | Final Energy¦Transportation¦Electricity
Downscaling[REMIND-MAgPIE 3.2-4.6 IntegratedPhysicalDamages (median)] | Low demand | DEU | Final Energy¦Transportation¦Electricity | EJ/yr | Final Energy¦Transportation¦Electricity | demand_projection | elc_transport | 2095 | 0.358 | Final Energy¦Transportation¦Electricity
Downscaling[REMIND-MAgPIE 3.2-4.6 IntegratedPhysicalDamages (median)] | Low demand | DEU | Final Energy¦Transportation¦Electricity | EJ/yr | Final Energy¦Transportation¦Electricity | demand_projection | elc_transport | 2100 | 0.354 | Final Energy¦Transportation¦Electricity
Downscaling[REMIND-MAgPIE 3.2-4.6 IntegratedPhysicalDamages (median)] | Low demand | DEU | Secondary Energy¦Hydrogen | EJ/yr | Secondary Energy¦Hydrogen | demand_projection | hydrogen_allsect | 2020 | 0.0118 | Secondary Energy¦Hydrogen
Downscaling[REMIND-MAgPIE 3.2-4.6 IntegratedPhysicalDamages (median)] | Low demand | DEU | Secondary Energy¦Hydrogen | EJ/yr | Secondary Energy¦Hydrogen | demand_projection | hydrogen_allsect | 2025 | 0.0307 | Secondary Energy¦Hydrogen
Downscaling[REMIND-MAgPIE 3.2-4.6 IntegratedPhysicalDamages (median)] | Low demand | DEU | Secondary Energy¦Hydrogen | EJ/yr | Secondary Energy¦Hydrogen | demand_projection | hydrogen_allsect | 2030 | 0.0476 | Secondary Energy¦Hydrogen
Downscaling[REMIND-MAgPIE 3.2-4.6 IntegratedPhysicalDamages (median)] | Low demand | DEU | Secondary Energy¦Hydrogen | EJ/yr | Secondary Energy¦Hydrogen | demand_projection | hydrogen_allsect | 2035 | 0.0616 | Secondary Energy¦Hydrogen
Downscaling[REMIND-MAgPIE 3.2-4.6 IntegratedPhysicalDamages (median)] | Low demand | DEU | Secondary Energy¦Hydrogen | EJ/yr | Secondary Energy¦Hydrogen | demand_projection | hydrogen_allsect | 2040 | 0.0809 | Secondary Energy¦Hydrogen
Downscaling[REMIND-MAgPIE 3.2-4.6 IntegratedPhysicalDamages (median)] | Low demand | DEU | Secondary Energy¦Hydrogen | EJ/yr | Secondary Energy¦Hydrogen | demand_projection | hydrogen_allsect | 2045 | 0.089 | Secondary Energy¦Hydrogen
Downscaling[REMIND-MAgPIE 3.2-4.6 IntegratedPhysicalDamages (median)] | Low demand | DEU | Secondary Energy¦Hydrogen | EJ/yr | Secondary Energy¦Hydrogen | demand_projection | hydrogen_allsect | 2050 | 0.097 | Secondary Energy¦Hydrogen
Downscaling[REMIND-MAgPIE 3.2-4.6 IntegratedPhysicalDamages (median)] | Low demand | DEU | Secondary Energy¦Hydrogen | EJ/yr | Secondary Energy¦Hydrogen | demand_projection | hydrogen_allsect | 2055 | 0.1159 | Secondary Energy¦Hydrogen
Downscaling[REMIND-MAgPIE 3.2-4.6 IntegratedPhysicalDamages (median)] | Low demand | DEU | Secondary Energy¦Hydrogen | EJ/yr | Secondary Energy¦Hydrogen | demand_projection | hydrogen_allsect | 2060 | 0.154 | Secondary Energy¦Hydrogen
Downscaling[REMIND-MAgPIE 3.2-4.6 IntegratedPhysicalDamages (median)] | Low demand | DEU | Secondary Energy¦Hydrogen | EJ/yr | Secondary Energy¦Hydrogen | demand_projection | hydrogen_allsect | 2065 | 0.1552 | Secondary Energy¦Hydrogen
Downscaling[REMIND-MAgPIE 3.2-4.6 IntegratedPhysicalDamages (median)] | Low demand | DEU | Secondary Energy¦Hydrogen | EJ/yr | Secondary Energy¦Hydrogen | demand_projection | hydrogen_allsect | 2070 | 0.1534 | Secondary Energy¦Hydrogen
Downscaling[REMIND-MAgPIE 3.2-4.6 IntegratedPhysicalDamages (median)] | Low demand | DEU | Secondary Energy¦Hydrogen | EJ/yr | Secondary Energy¦Hydrogen | demand_projection | hydrogen_allsect | 2075 | 0.1452 | Secondary Energy¦Hydrogen
Downscaling[REMIND-MAgPIE 3.2-4.6 IntegratedPhysicalDamages (median)] | Low demand | DEU | Secondary Energy¦Hydrogen | EJ/yr | Secondary Energy¦Hydrogen | demand_projection | hydrogen_allsect | 2080 | 0.1375 | Secondary Energy¦Hydrogen
Downscaling[REMIND-MAgPIE 3.2-4.6 IntegratedPhysicalDamages (median)] | Low demand | DEU | Secondary Energy¦Hydrogen | EJ/yr | Secondary Energy¦Hydrogen | demand_projection | hydrogen_allsect | 2085 | 0.1344 | Secondary Energy¦Hydrogen
Downscaling[REMIND-MAgPIE 3.2-4.6 IntegratedPhysicalDamages (median)] | Low demand | DEU | Secondary Energy¦Hydrogen | EJ/yr | Secondary Energy¦Hydrogen | demand_projection | hydrogen_allsect | 2090 | 0.1316 | Secondary Energy¦Hydrogen
Downscaling[REMIND-MAgPIE 3.2-4.6 IntegratedPhysicalDamages (median)] | Low demand | DEU | Secondary Energy¦Hydrogen | EJ/yr | Secondary Energy¦Hydrogen | demand_projection | hydrogen_allsect | 2095 | 0.1292 | Secondary Energy¦Hydrogen
Downscaling[REMIND-MAgPIE 3.2-4.6 IntegratedPhysicalDamages (median)] | Low demand | DEU | Secondary Energy¦Hydrogen | EJ/yr | Secondary Energy¦Hydrogen | demand_projection | hydrogen_allsect | 2100 | 0.126 | Secondary Energy¦Hydrogen
Downscaling[REMIND-MAgPIE 3.2-4.6 IntegratedPhysicalDamages (median)] | Low demand | DEU | Secondary Energy¦Electricity¦Coal | EJ/yr | Secondary Energy¦Electricity¦Coal | elec_co2 |  | 2020 | 0.6837 | Secondary Energy¦Electricity¦Coal | 94
Downscaling[REMIND-MAgPIE 3.2-4.6 IntegratedPhysicalDamages (median)] | Low demand | DEU | Secondary Energy¦Electricity¦Coal | EJ/yr | Secondary Energy¦Electricity¦Coal | elec_co2 |  | 2025 | 0.213 | Secondary Energy¦Electricity¦Coal | 94
Downscaling[REMIND-MAgPIE 3.2-4.6 IntegratedPhysicalDamages (median)] | Low demand | DEU | Secondary Energy¦Electricity¦Coal | EJ/yr | Secondary Energy¦Electricity¦Coal | elec_co2 |  | 2030 | 0.0006 | Secondary Energy¦Electricity¦Coal | 94
Downscaling[REMIND-MAgPIE 3.2-4.6 IntegratedPhysicalDamages (median)] | Low demand | DEU | Secondary Energy¦Electricity¦Coal | EJ/yr | Secondary Energy¦Electricity¦Coal | elec_co2 |  | 2035 | 0.0004 | Secondary Energy¦Electricity¦Coal | 94
Downscaling[REMIND-MAgPIE 3.2-4.6 IntegratedPhysicalDamages (median)] | Low demand | DEU | Secondary Energy¦Electricity¦Coal | EJ/yr | Secondary Energy¦Electricity¦Coal | elec_co2 |  | 2040 | 0.0003 | Secondary Energy¦Electricity¦Coal | 94
Downscaling[REMIND-MAgPIE 3.2-4.6 IntegratedPhysicalDamages (median)] | Low demand | DEU | Secondary Energy¦Electricity¦Coal | EJ/yr | Secondary Energy¦Electricity¦Coal | elec_co2 |  | 2045 | 0.0002 | Secondary Energy¦Electricity¦Coal | 94
Downscaling[REMIND-MAgPIE 3.2-4.6 IntegratedPhysicalDamages (median)] | Low demand | DEU | Secondary Energy¦Electricity¦Coal | EJ/yr | Secondary Energy¦Electricity¦Coal | elec_co2 |  | 2050 | 0 | Secondary Energy¦Electricity¦Coal | 94
Downscaling[REMIND-MAgPIE 3.2-4.6 IntegratedPhysicalDamages (median)] | Low demand | DEU | Secondary Energy¦Electricity¦Coal | EJ/yr | Secondary Energy¦Electricity¦Coal | elec_co2 |  | 2055 | 0 | Secondary Energy¦Electricity¦Coal | 94
Downscaling[REMIND-MAgPIE 3.2-4.6 IntegratedPhysicalDamages (median)] | Low demand | DEU | Secondary Energy¦Electricity¦Coal | EJ/yr | Secondary Energy¦Electricity¦Coal | elec_co2 |  | 2060 | 0 | Secondary Energy¦Electricity¦Coal | 94
Downscaling[REMIND-MAgPIE 3.2-4.6 IntegratedPhysicalDamages (median)] | Low demand | DEU | Secondary Energy¦Electricity¦Coal | EJ/yr | Secondary Energy¦Electricity¦Coal | elec_co2 |  | 2065 | 0 | Secondary Energy¦Electricity¦Coal | 94
Downscaling[REMIND-MAgPIE 3.2-4.6 IntegratedPhysicalDamages (median)] | Low demand | DEU | Secondary Energy¦Electricity¦Coal | EJ/yr | Secondary Energy¦Electricity¦Coal | elec_co2 |  | 2070 | 0 | Secondary Energy¦Electricity¦Coal | 94
Downscaling[REMIND-MAgPIE 3.2-4.6 IntegratedPhysicalDamages (median)] | Low demand | DEU | Secondary Energy¦Electricity¦Coal | EJ/yr | Secondary Energy¦Electricity¦Coal | elec_co2 |  | 2075 | 0 | Secondary Energy¦Electricity¦Coal | 94
Downscaling[REMIND-MAgPIE 3.2-4.6 IntegratedPhysicalDamages (median)] | Low demand | DEU | Secondary Energy¦Electricity¦Coal | EJ/yr | Secondary Energy¦Electricity¦Coal | elec_co2 |  | 2080 | 0 | Secondary Energy¦Electricity¦Coal | 94
Downscaling[REMIND-MAgPIE 3.2-4.6 IntegratedPhysicalDamages (median)] | Low demand | DEU | Secondary Energy¦Electricity¦Coal | EJ/yr | Secondary Energy¦Electricity¦Coal | elec_co2 |  | 2085 | 0 | Secondary Energy¦Electricity¦Coal | 94
Downscaling[REMIND-MAgPIE 3.2-4.6 IntegratedPhysicalDamages (median)] | Low demand | DEU | Secondary Energy¦Electricity¦Coal | EJ/yr | Secondary Energy¦Electricity¦Coal | elec_co2 |  | 2090 | 0 | Secondary Energy¦Electricity¦Coal | 94
Downscaling[REMIND-MAgPIE 3.2-4.6 IntegratedPhysicalDamages (median)] | Low demand | DEU | Secondary Energy¦Electricity¦Coal | EJ/yr | Secondary Energy¦Electricity¦Coal | elec_co2 |  | 2095 | 0 | Secondary Energy¦Electricity¦Coal | 94
Downscaling[REMIND-MAgPIE 3.2-4.6 IntegratedPhysicalDamages (median)] | Low demand | DEU | Secondary Energy¦Electricity¦Coal | EJ/yr | Secondary Energy¦Electricity¦Coal | elec_co2 |  | 2100 | 0 | Secondary Energy¦Electricity¦Coal | 94
Downscaling[REMIND-MAgPIE 3.2-4.6 IntegratedPhysicalDamages (median)] | Low demand | DEU | Secondary Energy¦Electricity¦Gas | EJ/yr | Secondary Energy¦Electricity¦Gas | elec_co2 |  | 2020 | 0.4526 | Secondary Energy¦Electricity¦Gas | 55
Downscaling[REMIND-MAgPIE 3.2-4.6 IntegratedPhysicalDamages (median)] | Low demand | DEU | Secondary Energy¦Electricity¦Gas | EJ/yr | Secondary Energy¦Electricity¦Gas | elec_co2 |  | 2025 | 0.3928 | Secondary Energy¦Electricity¦Gas | 55
Downscaling[REMIND-MAgPIE 3.2-4.6 IntegratedPhysicalDamages (median)] | Low demand | DEU | Secondary Energy¦Electricity¦Gas | EJ/yr | Secondary Energy¦Electricity¦Gas | elec_co2 |  | 2030 | 0.0611 | Secondary Energy¦Electricity¦Gas | 55
Downscaling[REMIND-MAgPIE 3.2-4.6 IntegratedPhysicalDamages (median)] | Low demand | DEU | Secondary Energy¦Electricity¦Gas | EJ/yr | Secondary Energy¦Electricity¦Gas | elec_co2 |  | 2035 | 0.0021 | Secondary Energy¦Electricity¦Gas | 55
Downscaling[REMIND-MAgPIE 3.2-4.6 IntegratedPhysicalDamages (median)] | Low demand | DEU | Secondary Energy¦Electricity¦Gas | EJ/yr | Secondary Energy¦Electricity¦Gas | elec_co2 |  | 2040 | 0.0007 | Secondary Energy¦Electricity¦Gas | 55
Downscaling[REMIND-MAgPIE 3.2-4.6 IntegratedPhysicalDamages (median)] | Low demand | DEU | Secondary Energy¦Electricity¦Gas | EJ/yr | Secondary Energy¦Electricity¦Gas | elec_co2 |  | 2045 | 0.0005 | Secondary Energy¦Electricity¦Gas | 55
Downscaling[REMIND-MAgPIE 3.2-4.6 IntegratedPhysicalDamages (median)] | Low demand | DEU | Secondary Energy¦Electricity¦Gas | EJ/yr | Secondary Energy¦Electricity¦Gas | elec_co2 |  | 2050 | 0.0003 | Secondary Energy¦Electricity¦Gas | 55
Downscaling[REMIND-MAgPIE 3.2-4.6 IntegratedPhysicalDamages (median)] | Low demand | DEU | Secondary Energy¦Electricity¦Gas | EJ/yr | Secondary Energy¦Electricity¦Gas | elec_co2 |  | 2055 | 0.0002 | Secondary Energy¦Electricity¦Gas | 55
Downscaling[REMIND-MAgPIE 3.2-4.6 IntegratedPhysicalDamages (median)] | Low demand | DEU | Secondary Energy¦Electricity¦Gas | EJ/yr | Secondary Energy¦Electricity¦Gas | elec_co2 |  | 2060 | 0.0001 | Secondary Energy¦Electricity¦Gas | 55
Downscaling[REMIND-MAgPIE 3.2-4.6 IntegratedPhysicalDamages (median)] | Low demand | DEU | Secondary Energy¦Electricity¦Gas | EJ/yr | Secondary Energy¦Electricity¦Gas | elec_co2 |  | 2065 | 0 | Secondary Energy¦Electricity¦Gas | 55
Downscaling[REMIND-MAgPIE 3.2-4.6 IntegratedPhysicalDamages (median)] | Low demand | DEU | Secondary Energy¦Electricity¦Gas | EJ/yr | Secondary Energy¦Electricity¦Gas | elec_co2 |  | 2070 | 0 | Secondary Energy¦Electricity¦Gas | 55
Downscaling[REMIND-MAgPIE 3.2-4.6 IntegratedPhysicalDamages (median)] | Low demand | DEU | Secondary Energy¦Electricity¦Gas | EJ/yr | Secondary Energy¦Electricity¦Gas | elec_co2 |  | 2075 | 0 | Secondary Energy¦Electricity¦Gas | 55
Downscaling[REMIND-MAgPIE 3.2-4.6 IntegratedPhysicalDamages (median)] | Low demand | DEU | Secondary Energy¦Electricity¦Gas | EJ/yr | Secondary Energy¦Electricity¦Gas | elec_co2 |  | 2080 | 0 | Secondary Energy¦Electricity¦Gas | 55
Downscaling[REMIND-MAgPIE 3.2-4.6 IntegratedPhysicalDamages (median)] | Low demand | DEU | Secondary Energy¦Electricity¦Gas | EJ/yr | Secondary Energy¦Electricity¦Gas | elec_co2 |  | 2085 | 0 | Secondary Energy¦Electricity¦Gas | 55
Downscaling[REMIND-MAgPIE 3.2-4.6 IntegratedPhysicalDamages (median)] | Low demand | DEU | Secondary Energy¦Electricity¦Gas | EJ/yr | Secondary Energy¦Electricity¦Gas | elec_co2 |  | 2090 | 0 | Secondary Energy¦Electricity¦Gas | 55
Downscaling[REMIND-MAgPIE 3.2-4.6 IntegratedPhysicalDamages (median)] | Low demand | DEU | Secondary Energy¦Electricity¦Gas | EJ/yr | Secondary Energy¦Electricity¦Gas | elec_co2 |  | 2095 | 0 | Secondary Energy¦Electricity¦Gas | 55
Downscaling[REMIND-MAgPIE 3.2-4.6 IntegratedPhysicalDamages (median)] | Low demand | DEU | Secondary Energy¦Electricity¦Gas | EJ/yr | Secondary Energy¦Electricity¦Gas | elec_co2 |  | 2100 | 0 | Secondary Energy¦Electricity¦Gas | 55
Downscaling[REMIND-MAgPIE 3.2-4.6 IntegratedPhysicalDamages (median)] | Low demand | DEU | Secondary Energy¦Electricity¦Oil | EJ/yr | Secondary Energy¦Electricity¦Oil | elec_co2 |  | 2020 | 0.0163 | Secondary Energy¦Electricity¦Oil | 70
Downscaling[REMIND-MAgPIE 3.2-4.6 IntegratedPhysicalDamages (median)] | Low demand | DEU | Secondary Energy¦Electricity¦Oil | EJ/yr | Secondary Energy¦Electricity¦Oil | elec_co2 |  | 2025 | 0.009 | Secondary Energy¦Electricity¦Oil | 70
Downscaling[REMIND-MAgPIE 3.2-4.6 IntegratedPhysicalDamages (median)] | Low demand | DEU | Secondary Energy¦Electricity¦Oil | EJ/yr | Secondary Energy¦Electricity¦Oil | elec_co2 |  | 2030 | 0.0032 | Secondary Energy¦Electricity¦Oil | 70
Downscaling[REMIND-MAgPIE 3.2-4.6 IntegratedPhysicalDamages (median)] | Low demand | DEU | Secondary Energy¦Electricity¦Oil | EJ/yr | Secondary Energy¦Electricity¦Oil | elec_co2 |  | 2035 | 0 | Secondary Energy¦Electricity¦Oil | 70
Downscaling[REMIND-MAgPIE 3.2-4.6 IntegratedPhysicalDamages (median)] | Low demand | DEU | Secondary Energy¦Electricity¦Oil | EJ/yr | Secondary Energy¦Electricity¦Oil | elec_co2 |  | 2040 | 0 | Secondary Energy¦Electricity¦Oil | 70
Downscaling[REMIND-MAgPIE 3.2-4.6 IntegratedPhysicalDamages (median)] | Low demand | DEU | Secondary Energy¦Electricity¦Oil | EJ/yr | Secondary Energy¦Electricity¦Oil | elec_co2 |  | 2045 | 0 | Secondary Energy¦Electricity¦Oil | 70
Downscaling[REMIND-MAgPIE 3.2-4.6 IntegratedPhysicalDamages (median)] | Low demand | DEU | Secondary Energy¦Electricity¦Oil | EJ/yr | Secondary Energy¦Electricity¦Oil | elec_co2 |  | 2050 | 0 | Secondary Energy¦Electricity¦Oil | 70
Downscaling[REMIND-MAgPIE 3.2-4.6 IntegratedPhysicalDamages (median)] | Low demand | DEU | Secondary Energy¦Electricity¦Oil | EJ/yr | Secondary Energy¦Electricity¦Oil | elec_co2 |  | 2055 | 0 | Secondary Energy¦Electricity¦Oil | 70
Downscaling[REMIND-MAgPIE 3.2-4.6 IntegratedPhysicalDamages (median)] | Low demand | DEU | Secondary Energy¦Electricity¦Oil | EJ/yr | Secondary Energy¦Electricity¦Oil | elec_co2 |  | 2060 | 0 | Secondary Energy¦Electricity¦Oil | 70
Downscaling[REMIND-MAgPIE 3.2-4.6 IntegratedPhysicalDamages (median)] | Low demand | DEU | Secondary Energy¦Electricity¦Oil | EJ/yr | Secondary Energy¦Electricity¦Oil | elec_co2 |  | 2065 | 0 | Secondary Energy¦Electricity¦Oil | 70
Downscaling[REMIND-MAgPIE 3.2-4.6 IntegratedPhysicalDamages (median)] | Low demand | DEU | Secondary Energy¦Electricity¦Oil | EJ/yr | Secondary Energy¦Electricity¦Oil | elec_co2 |  | 2070 | 0 | Secondary Energy¦Electricity¦Oil | 70
Downscaling[REMIND-MAgPIE 3.2-4.6 IntegratedPhysicalDamages (median)] | Low demand | DEU | Secondary Energy¦Electricity¦Oil | EJ/yr | Secondary Energy¦Electricity¦Oil | elec_co2 |  | 2075 | 0 | Secondary Energy¦Electricity¦Oil | 70
Downscaling[REMIND-MAgPIE 3.2-4.6 IntegratedPhysicalDamages (median)] | Low demand | DEU | Secondary Energy¦Electricity¦Oil | EJ/yr | Secondary Energy¦Electricity¦Oil | elec_co2 |  | 2080 | 0 | Secondary Energy¦Electricity¦Oil | 70
Downscaling[REMIND-MAgPIE 3.2-4.6 IntegratedPhysicalDamages (median)] | Low demand | DEU | Secondary Energy¦Electricity¦Oil | EJ/yr | Secondary Energy¦Electricity¦Oil | elec_co2 |  | 2085 | 0 | Secondary Energy¦Electricity¦Oil | 70
Downscaling[REMIND-MAgPIE 3.2-4.6 IntegratedPhysicalDamages (median)] | Low demand | DEU | Secondary Energy¦Electricity¦Oil | EJ/yr | Secondary Energy¦Electricity¦Oil | elec_co2 |  | 2090 | 0 | Secondary Energy¦Electricity¦Oil | 70
Downscaling[REMIND-MAgPIE 3.2-4.6 IntegratedPhysicalDamages (median)] | Low demand | DEU | Secondary Energy¦Electricity¦Oil | EJ/yr | Secondary Energy¦Electricity¦Oil | elec_co2 |  | 2095 | 0 | Secondary Energy¦Electricity¦Oil | 70
Downscaling[REMIND-MAgPIE 3.2-4.6 IntegratedPhysicalDamages (median)] | Low demand | DEU | Secondary Energy¦Electricity¦Oil | EJ/yr | Secondary Energy¦Electricity¦Oil | elec_co2 |  | 2100 | 0 | Secondary Energy¦Electricity¦Oil | 70
Downscaling[REMIND-MAgPIE 3.2-4.6 IntegratedPhysicalDamages (median)] | Low demand | DEU | Price¦Primary Energy¦Biomass | US$2010/GJ | Price¦Primary Energy¦Biomass | fuel_supply | bioenergy | 2020 | 5.3799 | Price¦Primary Energy¦Biomass
Downscaling[REMIND-MAgPIE 3.2-4.6 IntegratedPhysicalDamages (median)] | Low demand | DEU | Price¦Primary Energy¦Biomass | US$2010/GJ | Price¦Primary Energy¦Biomass | fuel_supply | bioenergy | 2025 | 5.3771 | Price¦Primary Energy¦Biomass
Downscaling[REMIND-MAgPIE 3.2-4.6 IntegratedPhysicalDamages (median)] | Low demand | DEU | Price¦Primary Energy¦Biomass | US$2010/GJ | Price¦Primary Energy¦Biomass | fuel_supply | bioenergy | 2030 | 5.1274 | Price¦Primary Energy¦Biomass
Downscaling[REMIND-MAgPIE 3.2-4.6 IntegratedPhysicalDamages (median)] | Low demand | DEU | Price¦Primary Energy¦Biomass | US$2010/GJ | Price¦Primary Energy¦Biomass | fuel_supply | bioenergy | 2035 | 7.6123 | Price¦Primary Energy¦Biomass
Downscaling[REMIND-MAgPIE 3.2-4.6 IntegratedPhysicalDamages (median)] | Low demand | DEU | Price¦Primary Energy¦Biomass | US$2010/GJ | Price¦Primary Energy¦Biomass | fuel_supply | bioenergy | 2040 | 9.0837 | Price¦Primary Energy¦Biomass
Downscaling[REMIND-MAgPIE 3.2-4.6 IntegratedPhysicalDamages (median)] | Low demand | DEU | Price¦Primary Energy¦Biomass | US$2010/GJ | Price¦Primary Energy¦Biomass | fuel_supply | bioenergy | 2045 | 10.5746 | Price¦Primary Energy¦Biomass
Downscaling[REMIND-MAgPIE 3.2-4.6 IntegratedPhysicalDamages (median)] | Low demand | DEU | Price¦Primary Energy¦Biomass | US$2010/GJ | Price¦Primary Energy¦Biomass | fuel_supply | bioenergy | 2050 | 12.7847 | Price¦Primary Energy¦Biomass
Downscaling[REMIND-MAgPIE 3.2-4.6 IntegratedPhysicalDamages (median)] | Low demand | DEU | Price¦Primary Energy¦Biomass | US$2010/GJ | Price¦Primary Energy¦Biomass | fuel_supply | bioenergy | 2055 | 10.7571 | Price¦Primary Energy¦Biomass
Downscaling[REMIND-MAgPIE 3.2-4.6 IntegratedPhysicalDamages (median)] | Low demand | DEU | Price¦Primary Energy¦Biomass | US$2010/GJ | Price¦Primary Energy¦Biomass | fuel_supply | bioenergy | 2060 | 25.0166 | Price¦Primary Energy¦Biomass
Downscaling[REMIND-MAgPIE 3.2-4.6 IntegratedPhysicalDamages (median)] | Low demand | DEU | Price¦Primary Energy¦Biomass | US$2010/GJ | Price¦Primary Energy¦Biomass | fuel_supply | bioenergy | 2065 | 21.6328 | Price¦Primary Energy¦Biomass
Downscaling[REMIND-MAgPIE 3.2-4.6 IntegratedPhysicalDamages (median)] | Low demand | DEU | Price¦Primary Energy¦Biomass | US$2010/GJ | Price¦Primary Energy¦Biomass | fuel_supply | bioenergy | 2070 | 18.2491 | Price¦Primary Energy¦Biomass
Downscaling[REMIND-MAgPIE 3.2-4.6 IntegratedPhysicalDamages (median)] | Low demand | DEU | Price¦Primary Energy¦Biomass | US$2010/GJ | Price¦Primary Energy¦Biomass | fuel_supply | bioenergy | 2075 | 17.2438 | Price¦Primary Energy¦Biomass
Downscaling[REMIND-MAgPIE 3.2-4.6 IntegratedPhysicalDamages (median)] | Low demand | DEU | Price¦Primary Energy¦Biomass | US$2010/GJ | Price¦Primary Energy¦Biomass | fuel_supply | bioenergy | 2080 | 16.2384 | Price¦Primary Energy¦Biomass
Downscaling[REMIND-MAgPIE 3.2-4.6 IntegratedPhysicalDamages (median)] | Low demand | DEU | Price¦Primary Energy¦Biomass | US$2010/GJ | Price¦Primary Energy¦Biomass | fuel_supply | bioenergy | 2085 | 16.2698 | Price¦Primary Energy¦Biomass
Downscaling[REMIND-MAgPIE 3.2-4.6 IntegratedPhysicalDamages (median)] | Low demand | DEU | Price¦Primary Energy¦Biomass | US$2010/GJ | Price¦Primary Energy¦Biomass | fuel_supply | bioenergy | 2090 | 16.3011 | Price¦Primary Energy¦Biomass
Downscaling[REMIND-MAgPIE 3.2-4.6 IntegratedPhysicalDamages (median)] | Low demand | DEU | Price¦Primary Energy¦Biomass | US$2010/GJ | Price¦Primary Energy¦Biomass | fuel_supply | bioenergy | 2095 | 17.0369 | Price¦Primary Energy¦Biomass
Downscaling[REMIND-MAgPIE 3.2-4.6 IntegratedPhysicalDamages (median)] | Low demand | DEU | Price¦Primary Energy¦Biomass | US$2010/GJ | Price¦Primary Energy¦Biomass | fuel_supply | bioenergy | 2100 | 17.7727 | Price¦Primary Energy¦Biomass
Downscaling[REMIND-MAgPIE 3.2-4.6 IntegratedPhysicalDamages (median)] | Low demand | DEU | Price¦Primary Energy¦Coal | US$2010/GJ | Price¦Primary Energy¦Coal | fuel_supply | coal | 2020 | 2.0344 | Price¦Primary Energy¦Coal
Downscaling[REMIND-MAgPIE 3.2-4.6 IntegratedPhysicalDamages (median)] | Low demand | DEU | Price¦Primary Energy¦Coal | US$2010/GJ | Price¦Primary Energy¦Coal | fuel_supply | coal | 2025 | 2.3545 | Price¦Primary Energy¦Coal
Downscaling[REMIND-MAgPIE 3.2-4.6 IntegratedPhysicalDamages (median)] | Low demand | DEU | Price¦Primary Energy¦Coal | US$2010/GJ | Price¦Primary Energy¦Coal | fuel_supply | coal | 2030 | 1.6187 | Price¦Primary Energy¦Coal
Downscaling[REMIND-MAgPIE 3.2-4.6 IntegratedPhysicalDamages (median)] | Low demand | DEU | Price¦Primary Energy¦Coal | US$2010/GJ | Price¦Primary Energy¦Coal | fuel_supply | coal | 2035 | 1.2396 | Price¦Primary Energy¦Coal
Downscaling[REMIND-MAgPIE 3.2-4.6 IntegratedPhysicalDamages (median)] | Low demand | DEU | Price¦Primary Energy¦Coal | US$2010/GJ | Price¦Primary Energy¦Coal | fuel_supply | coal | 2040 | 1.3752 | Price¦Primary Energy¦Coal
Downscaling[REMIND-MAgPIE 3.2-4.6 IntegratedPhysicalDamages (median)] | Low demand | DEU | Price¦Primary Energy¦Coal | US$2010/GJ | Price¦Primary Energy¦Coal | fuel_supply | coal | 2045 | 1.3066 | Price¦Primary Energy¦Coal
Downscaling[REMIND-MAgPIE 3.2-4.6 IntegratedPhysicalDamages (median)] | Low demand | DEU | Price¦Primary Energy¦Coal | US$2010/GJ | Price¦Primary Energy¦Coal | fuel_supply | coal | 2050 | 1.6311 | Price¦Primary Energy¦Coal
Downscaling[REMIND-MAgPIE 3.2-4.6 IntegratedPhysicalDamages (median)] | Low demand | DEU | Price¦Primary Energy¦Coal | US$2010/GJ | Price¦Primary Energy¦Coal | fuel_supply | coal | 2055 | 1.5836 | Price¦Primary Energy¦Coal
Downscaling[REMIND-MAgPIE 3.2-4.6 IntegratedPhysicalDamages (median)] | Low demand | DEU | Price¦Primary Energy¦Coal | US$2010/GJ | Price¦Primary Energy¦Coal | fuel_supply | coal | 2060 | 1.5558 | Price¦Primary Energy¦Coal
Downscaling[REMIND-MAgPIE 3.2-4.6 IntegratedPhysicalDamages (median)] | Low demand | DEU | Price¦Primary Energy¦Coal | US$2010/GJ | Price¦Primary Energy¦Coal | fuel_supply | coal | 2065 | 1.6948 | Price¦Primary Energy¦Coal
Downscaling[REMIND-MAgPIE 3.2-4.6 IntegratedPhysicalDamages (median)] | Low demand | DEU | Price¦Primary Energy¦Coal | US$2010/GJ | Price¦Primary Energy¦Coal | fuel_supply | coal | 2070 | 1.8338 | Price¦Primary Energy¦Coal
Downscaling[REMIND-MAgPIE 3.2-4.6 IntegratedPhysicalDamages (median)] | Low demand | DEU | Price¦Primary Energy¦Coal | US$2010/GJ | Price¦Primary Energy¦Coal | fuel_supply | coal | 2075 | 1.9006 | Price¦Primary Energy¦Coal
Downscaling[REMIND-MAgPIE 3.2-4.6 IntegratedPhysicalDamages (median)] | Low demand | DEU | Price¦Primary Energy¦Coal | US$2010/GJ | Price¦Primary Energy¦Coal | fuel_supply | coal | 2080 | 1.9675 | Price¦Primary Energy¦Coal
Downscaling[REMIND-MAgPIE 3.2-4.6 IntegratedPhysicalDamages (median)] | Low demand | DEU | Price¦Primary Energy¦Coal | US$2010/GJ | Price¦Primary Energy¦Coal | fuel_supply | coal | 2085 | 1.9414 | Price¦Primary Energy¦Coal
Downscaling[REMIND-MAgPIE 3.2-4.6 IntegratedPhysicalDamages (median)] | Low demand | DEU | Price¦Primary Energy¦Coal | US$2010/GJ | Price¦Primary Energy¦Coal | fuel_supply | coal | 2090 | 1.9154 | Price¦Primary Energy¦Coal
Downscaling[REMIND-MAgPIE 3.2-4.6 IntegratedPhysicalDamages (median)] | Low demand | DEU | Price¦Primary Energy¦Coal | US$2010/GJ | Price¦Primary Energy¦Coal | fuel_supply | coal | 2095 | 1.7557 | Price¦Primary Energy¦Coal
Downscaling[REMIND-MAgPIE 3.2-4.6 IntegratedPhysicalDamages (median)] | Low demand | DEU | Price¦Primary Energy¦Coal | US$2010/GJ | Price¦Primary Energy¦Coal | fuel_supply | coal | 2100 | 1.596 | Price¦Primary Energy¦Coal
Downscaling[REMIND-MAgPIE 3.2-4.6 IntegratedPhysicalDamages (median)] | Low demand | DEU | Price¦Primary Energy¦Gas | US$2010/GJ | Price¦Primary Energy¦Gas | fuel_supply | gas | 2020 | 3.9711 | Price¦Primary Energy¦Gas
Downscaling[REMIND-MAgPIE 3.2-4.6 IntegratedPhysicalDamages (median)] | Low demand | DEU | Price¦Primary Energy¦Gas | US$2010/GJ | Price¦Primary Energy¦Gas | fuel_supply | gas | 2025 | 4.7094 | Price¦Primary Energy¦Gas
Downscaling[REMIND-MAgPIE 3.2-4.6 IntegratedPhysicalDamages (median)] | Low demand | DEU | Price¦Primary Energy¦Gas | US$2010/GJ | Price¦Primary Energy¦Gas | fuel_supply | gas | 2030 | 4.3698 | Price¦Primary Energy¦Gas
Downscaling[REMIND-MAgPIE 3.2-4.6 IntegratedPhysicalDamages (median)] | Low demand | DEU | Price¦Primary Energy¦Gas | US$2010/GJ | Price¦Primary Energy¦Gas | fuel_supply | gas | 2035 | 5.2282 | Price¦Primary Energy¦Gas
Downscaling[REMIND-MAgPIE 3.2-4.6 IntegratedPhysicalDamages (median)] | Low demand | DEU | Price¦Primary Energy¦Gas | US$2010/GJ | Price¦Primary Energy¦Gas | fuel_supply | gas | 2040 | 4.6666 | Price¦Primary Energy¦Gas
Downscaling[REMIND-MAgPIE 3.2-4.6 IntegratedPhysicalDamages (median)] | Low demand | DEU | Price¦Primary Energy¦Gas | US$2010/GJ | Price¦Primary Energy¦Gas | fuel_supply | gas | 2045 | 4.0626 | Price¦Primary Energy¦Gas
Downscaling[REMIND-MAgPIE 3.2-4.6 IntegratedPhysicalDamages (median)] | Low demand | DEU | Price¦Primary Energy¦Gas | US$2010/GJ | Price¦Primary Energy¦Gas | fuel_supply | gas | 2050 | 4.1708 | Price¦Primary Energy¦Gas
Downscaling[REMIND-MAgPIE 3.2-4.6 IntegratedPhysicalDamages (median)] | Low demand | DEU | Price¦Primary Energy¦Gas | US$2010/GJ | Price¦Primary Energy¦Gas | fuel_supply | gas | 2055 | 4.0255 | Price¦Primary Energy¦Gas
Downscaling[REMIND-MAgPIE 3.2-4.6 IntegratedPhysicalDamages (median)] | Low demand | DEU | Price¦Primary Energy¦Gas | US$2010/GJ | Price¦Primary Energy¦Gas | fuel_supply | gas | 2060 | 5.084 | Price¦Primary Energy¦Gas
Downscaling[REMIND-MAgPIE 3.2-4.6 IntegratedPhysicalDamages (median)] | Low demand | DEU | Price¦Primary Energy¦Gas | US$2010/GJ | Price¦Primary Energy¦Gas | fuel_supply | gas | 2065 | 5.2117 | Price¦Primary Energy¦Gas
Downscaling[REMIND-MAgPIE 3.2-4.6 IntegratedPhysicalDamages (median)] | Low demand | DEU | Price¦Primary Energy¦Gas | US$2010/GJ | Price¦Primary Energy¦Gas | fuel_supply | gas | 2070 | 5.3394 | Price¦Primary Energy¦Gas
Downscaling[REMIND-MAgPIE 3.2-4.6 IntegratedPhysicalDamages (median)] | Low demand | DEU | Price¦Primary Energy¦Gas | US$2010/GJ | Price¦Primary Energy¦Gas | fuel_supply | gas | 2075 | 5.1995 | Price¦Primary Energy¦Gas
Downscaling[REMIND-MAgPIE 3.2-4.6 IntegratedPhysicalDamages (median)] | Low demand | DEU | Price¦Primary Energy¦Gas | US$2010/GJ | Price¦Primary Energy¦Gas | fuel_supply | gas | 2080 | 5.0597 | Price¦Primary Energy¦Gas
Downscaling[REMIND-MAgPIE 3.2-4.6 IntegratedPhysicalDamages (median)] | Low demand | DEU | Price¦Primary Energy¦Gas | US$2010/GJ | Price¦Primary Energy¦Gas | fuel_supply | gas | 2085 | 4.9988 | Price¦Primary Energy¦Gas
Downscaling[REMIND-MAgPIE 3.2-4.6 IntegratedPhysicalDamages (median)] | Low demand | DEU | Price¦Primary Energy¦Gas | US$2010/GJ | Price¦Primary Energy¦Gas | fuel_supply | gas | 2090 | 4.9379 | Price¦Primary Energy¦Gas
Downscaling[REMIND-MAgPIE 3.2-4.6 IntegratedPhysicalDamages (median)] | Low demand | DEU | Price¦Primary Energy¦Gas | US$2010/GJ | Price¦Primary Energy¦Gas | fuel_supply | gas | 2095 | 4.4491 | Price¦Primary Energy¦Gas
Downscaling[REMIND-MAgPIE 3.2-4.6 IntegratedPhysicalDamages (median)] | Low demand | DEU | Price¦Primary Energy¦Gas | US$2010/GJ | Price¦Primary Energy¦Gas | fuel_supply | gas | 2100 | 3.9603 | Price¦Primary Energy¦Gas
Downscaling[REMIND-MAgPIE 3.2-4.6 IntegratedPhysicalDamages (median)] | Low demand | DEU | Price¦Secondary Energy¦Liquids¦Oil | US$2010/GJ | Price¦Secondary Energy¦Liquids¦Oil | fuel_supply | oil | 2020 | 82.2847 | Price¦Secondary Energy¦Liquids¦Oil
Downscaling[REMIND-MAgPIE 3.2-4.6 IntegratedPhysicalDamages (median)] | Low demand | DEU | Price¦Secondary Energy¦Liquids¦Oil | US$2010/GJ | Price¦Secondary Energy¦Liquids¦Oil | fuel_supply | oil | 2025 | 42.1944 | Price¦Secondary Energy¦Liquids¦Oil
Downscaling[REMIND-MAgPIE 3.2-4.6 IntegratedPhysicalDamages (median)] | Low demand | DEU | Price¦Secondary Energy¦Liquids¦Oil | US$2010/GJ | Price¦Secondary Energy¦Liquids¦Oil | fuel_supply | oil | 2030 | 78.9855 | Price¦Secondary Energy¦Liquids¦Oil
Downscaling[REMIND-MAgPIE 3.2-4.6 IntegratedPhysicalDamages (median)] | Low demand | DEU | Price¦Secondary Energy¦Liquids¦Oil | US$2010/GJ | Price¦Secondary Energy¦Liquids¦Oil | fuel_supply | oil | 2035 | 85.02 | Price¦Secondary Energy¦Liquids¦Oil
Downscaling[REMIND-MAgPIE 3.2-4.6 IntegratedPhysicalDamages (median)] | Low demand | DEU | Price¦Secondary Energy¦Liquids¦Oil | US$2010/GJ | Price¦Secondary Energy¦Liquids¦Oil | fuel_supply | oil | 2040 | 99.0357 | Price¦Secondary Energy¦Liquids¦Oil
Downscaling[REMIND-MAgPIE 3.2-4.6 IntegratedPhysicalDamages (median)] | Low demand | DEU | Price¦Secondary Energy¦Liquids¦Oil | US$2010/GJ | Price¦Secondary Energy¦Liquids¦Oil | fuel_supply | oil | 2045 | 93.7113 | Price¦Secondary Energy¦Liquids¦Oil
Downscaling[REMIND-MAgPIE 3.2-4.6 IntegratedPhysicalDamages (median)] | Low demand | DEU | Price¦Secondary Energy¦Liquids¦Oil | US$2010/GJ | Price¦Secondary Energy¦Liquids¦Oil | fuel_supply | oil | 2050 | 128.7473 | Price¦Secondary Energy¦Liquids¦Oil
Downscaling[REMIND-MAgPIE 3.2-4.6 IntegratedPhysicalDamages (median)] | Low demand | DEU | Price¦Secondary Energy¦Liquids¦Oil | US$2010/GJ | Price¦Secondary Energy¦Liquids¦Oil | fuel_supply | oil | 2055 | 143.8135 | Price¦Secondary Energy¦Liquids¦Oil
Downscaling[REMIND-MAgPIE 3.2-4.6 IntegratedPhysicalDamages (median)] | Low demand | DEU | Price¦Secondary Energy¦Liquids¦Oil | US$2010/GJ | Price¦Secondary Energy¦Liquids¦Oil | fuel_supply | oil | 2060 | 212.2618 | Price¦Secondary Energy¦Liquids¦Oil
Downscaling[REMIND-MAgPIE 3.2-4.6 IntegratedPhysicalDamages (median)] | Low demand | DEU | Price¦Secondary Energy¦Liquids¦Oil | US$2010/GJ | Price¦Secondary Energy¦Liquids¦Oil | fuel_supply | oil | 2065 | 268.0314 | Price¦Secondary Energy¦Liquids¦Oil
Downscaling[REMIND-MAgPIE 3.2-4.6 IntegratedPhysicalDamages (median)] | Low demand | DEU | Price¦Secondary Energy¦Liquids¦Oil | US$2010/GJ | Price¦Secondary Energy¦Liquids¦Oil | fuel_supply | oil | 2070 | 323.8011 | Price¦Secondary Energy¦Liquids¦Oil
Downscaling[REMIND-MAgPIE 3.2-4.6 IntegratedPhysicalDamages (median)] | Low demand | DEU | Price¦Secondary Energy¦Liquids¦Oil | US$2010/GJ | Price¦Secondary Energy¦Liquids¦Oil | fuel_supply | oil | 2075 | 311.118 | Price¦Secondary Energy¦Liquids¦Oil
Downscaling[REMIND-MAgPIE 3.2-4.6 IntegratedPhysicalDamages (median)] | Low demand | DEU | Price¦Secondary Energy¦Liquids¦Oil | US$2010/GJ | Price¦Secondary Energy¦Liquids¦Oil | fuel_supply | oil | 2080 | 298.4349 | Price¦Secondary Energy¦Liquids¦Oil
Downscaling[REMIND-MAgPIE 3.2-4.6 IntegratedPhysicalDamages (median)] | Low demand | DEU | Price¦Secondary Energy¦Liquids¦Oil | US$2010/GJ | Price¦Secondary Energy¦Liquids¦Oil | fuel_supply | oil | 2085 | 288.8432 | Price¦Secondary Energy¦Liquids¦Oil
Downscaling[REMIND-MAgPIE 3.2-4.6 IntegratedPhysicalDamages (median)] | Low demand | DEU | Price¦Secondary Energy¦Liquids¦Oil | US$2010/GJ | Price¦Secondary Energy¦Liquids¦Oil | fuel_supply | oil | 2090 | 279.2514 | Price¦Secondary Energy¦Liquids¦Oil
Downscaling[REMIND-MAgPIE 3.2-4.6 IntegratedPhysicalDamages (median)] | Low demand | DEU | Price¦Secondary Energy¦Liquids¦Oil | US$2010/GJ | Price¦Secondary Energy¦Liquids¦Oil | fuel_supply | oil | 2095 | 314.0304 | Price¦Secondary Energy¦Liquids¦Oil
Downscaling[REMIND-MAgPIE 3.2-4.6 IntegratedPhysicalDamages (median)] | Low demand | DEU | Price¦Secondary Energy¦Liquids¦Oil | US$2010/GJ | Price¦Secondary Energy¦Liquids¦Oil | fuel_supply | oil | 2100 | 348.8093 | Price¦Secondary Energy¦Liquids¦Oil
Downscaling[REMIND-MAgPIE 3.2-4.6 IntegratedPhysicalDamages (median)] | Low demand | DEU | Emissions¦CO2 | Mt CO2/yr | Emissions¦CO2 | scenarios - CO2 abatement | CO2 | 2020 | 564.5578 | Emissions¦CO2
Downscaling[REMIND-MAgPIE 3.2-4.6 IntegratedPhysicalDamages (median)] | Low demand | DEU | Emissions¦CO2 | Mt CO2/yr | Emissions¦CO2 | scenarios - CO2 abatement | CO2 | 2025 | 323.8078 | Emissions¦CO2
Downscaling[REMIND-MAgPIE 3.2-4.6 IntegratedPhysicalDamages (median)] | Low demand | DEU | Emissions¦CO2 | Mt CO2/yr | Emissions¦CO2 | scenarios - CO2 abatement | CO2 | 2030 | 116.2552 | Emissions¦CO2
Downscaling[REMIND-MAgPIE 3.2-4.6 IntegratedPhysicalDamages (median)] | Low demand | DEU | Emissions¦CO2 | Mt CO2/yr | Emissions¦CO2 | scenarios - CO2 abatement | CO2 | 2035 | 31.5872 | Emissions¦CO2
Downscaling[REMIND-MAgPIE 3.2-4.6 IntegratedPhysicalDamages (median)] | Low demand | DEU | Emissions¦CO2 | Mt CO2/yr | Emissions¦CO2 | scenarios - CO2 abatement | CO2 | 2040 | -26.5121 | Emissions¦CO2
Downscaling[REMIND-MAgPIE 3.2-4.6 IntegratedPhysicalDamages (median)] | Low demand | DEU | Emissions¦CO2 | Mt CO2/yr | Emissions¦CO2 | scenarios - CO2 abatement | CO2 | 2045 | -59.9843 | Emissions¦CO2
Downscaling[REMIND-MAgPIE 3.2-4.6 IntegratedPhysicalDamages (median)] | Low demand | DEU | Emissions¦CO2 | Mt CO2/yr | Emissions¦CO2 | scenarios - CO2 abatement | CO2 | 2050 | -70.5317 | Emissions¦CO2
Downscaling[REMIND-MAgPIE 3.2-4.6 IntegratedPhysicalDamages (median)] | Low demand | DEU | Emissions¦CO2 | Mt CO2/yr | Emissions¦CO2 | scenarios - CO2 abatement | CO2 | 2055 | -71.8974 | Emissions¦CO2
Downscaling[REMIND-MAgPIE 3.2-4.6 IntegratedPhysicalDamages (median)] | Low demand | DEU | Emissions¦CO2 | Mt CO2/yr | Emissions¦CO2 | scenarios - CO2 abatement | CO2 | 2060 | -67.2346 | Emissions¦CO2
Downscaling[REMIND-MAgPIE 3.2-4.6 IntegratedPhysicalDamages (median)] | Low demand | DEU | Emissions¦CO2 | Mt CO2/yr | Emissions¦CO2 | scenarios - CO2 abatement | CO2 | 2065 | -60.0451 | Emissions¦CO2
Downscaling[REMIND-MAgPIE 3.2-4.6 IntegratedPhysicalDamages (median)] | Low demand | DEU | Emissions¦CO2 | Mt CO2/yr | Emissions¦CO2 | scenarios - CO2 abatement | CO2 | 2070 | -53.1021 | Emissions¦CO2
Downscaling[REMIND-MAgPIE 3.2-4.6 IntegratedPhysicalDamages (median)] | Low demand | DEU | Emissions¦CO2 | Mt CO2/yr | Emissions¦CO2 | scenarios - CO2 abatement | CO2 | 2075 | -58.1844 | Emissions¦CO2
Downscaling[REMIND-MAgPIE 3.2-4.6 IntegratedPhysicalDamages (median)] | Low demand | DEU | Emissions¦CO2 | Mt CO2/yr | Emissions¦CO2 | scenarios - CO2 abatement | CO2 | 2080 | -63.1986 | Emissions¦CO2
Downscaling[REMIND-MAgPIE 3.2-4.6 IntegratedPhysicalDamages (median)] | Low demand | DEU | Emissions¦CO2 | Mt CO2/yr | Emissions¦CO2 | scenarios - CO2 abatement | CO2 | 2085 | -60.4215 | Emissions¦CO2
Downscaling[REMIND-MAgPIE 3.2-4.6 IntegratedPhysicalDamages (median)] | Low demand | DEU | Emissions¦CO2 | Mt CO2/yr | Emissions¦CO2 | scenarios - CO2 abatement | CO2 | 2090 | -57.66 | Emissions¦CO2
Downscaling[REMIND-MAgPIE 3.2-4.6 IntegratedPhysicalDamages (median)] | Low demand | DEU | Emissions¦CO2 | Mt CO2/yr | Emissions¦CO2 | scenarios - CO2 abatement | CO2 | 2095 | -61.5063 | Emissions¦CO2
Downscaling[REMIND-MAgPIE 3.2-4.6 IntegratedPhysicalDamages (median)] | Low demand | DEU | Emissions¦CO2 | Mt CO2/yr | Emissions¦CO2 | scenarios - CO2 abatement | CO2 | 2100 | -65.1834 | Emissions¦CO2
Downscaling[REMIND-MAgPIE 3.2-4.6 IntegratedPhysicalDamages (median)] | Low demand | DEU | Emissions¦CO2¦Energy | Mt CO2/yr | Emissions¦CO2¦Energy | scenarios - CO2 abatement | CO2 | 2020 | 597.2757 | Emissions¦CO2¦Energy
Downscaling[REMIND-MAgPIE 3.2-4.6 IntegratedPhysicalDamages (median)] | Low demand | DEU | Emissions¦CO2¦Energy | Mt CO2/yr | Emissions¦CO2¦Energy | scenarios - CO2 abatement | CO2 | 2025 | 337.5893 | Emissions¦CO2¦Energy
Downscaling[REMIND-MAgPIE 3.2-4.6 IntegratedPhysicalDamages (median)] | Low demand | DEU | Emissions¦CO2¦Energy | Mt CO2/yr | Emissions¦CO2¦Energy | scenarios - CO2 abatement | CO2 | 2030 | 140.53 | Emissions¦CO2¦Energy
Downscaling[REMIND-MAgPIE 3.2-4.6 IntegratedPhysicalDamages (median)] | Low demand | DEU | Emissions¦CO2¦Energy | Mt CO2/yr | Emissions¦CO2¦Energy | scenarios - CO2 abatement | CO2 | 2035 | 61.4819 | Emissions¦CO2¦Energy
Downscaling[REMIND-MAgPIE 3.2-4.6 IntegratedPhysicalDamages (median)] | Low demand | DEU | Emissions¦CO2¦Energy | Mt CO2/yr | Emissions¦CO2¦Energy | scenarios - CO2 abatement | CO2 | 2040 | 7.2737 | Emissions¦CO2¦Energy
Downscaling[REMIND-MAgPIE 3.2-4.6 IntegratedPhysicalDamages (median)] | Low demand | DEU | Emissions¦CO2¦Energy | Mt CO2/yr | Emissions¦CO2¦Energy | scenarios - CO2 abatement | CO2 | 2045 | -21.9237 | Emissions¦CO2¦Energy
Downscaling[REMIND-MAgPIE 3.2-4.6 IntegratedPhysicalDamages (median)] | Low demand | DEU | Emissions¦CO2¦Energy | Mt CO2/yr | Emissions¦CO2¦Energy | scenarios - CO2 abatement | CO2 | 2050 | -28.6622 | Emissions¦CO2¦Energy
Downscaling[REMIND-MAgPIE 3.2-4.6 IntegratedPhysicalDamages (median)] | Low demand | DEU | Emissions¦CO2¦Energy | Mt CO2/yr | Emissions¦CO2¦Energy | scenarios - CO2 abatement | CO2 | 2055 | -29.2779 | Emissions¦CO2¦Energy
Downscaling[REMIND-MAgPIE 3.2-4.6 IntegratedPhysicalDamages (median)] | Low demand | DEU | Emissions¦CO2¦Energy | Mt CO2/yr | Emissions¦CO2¦Energy | scenarios - CO2 abatement | CO2 | 2060 | -26.6678 | Emissions¦CO2¦Energy
Downscaling[REMIND-MAgPIE 3.2-4.6 IntegratedPhysicalDamages (median)] | Low demand | DEU | Emissions¦CO2¦Energy | Mt CO2/yr | Emissions¦CO2¦Energy | scenarios - CO2 abatement | CO2 | 2065 | -26.0239 | Emissions¦CO2¦Energy
Downscaling[REMIND-MAgPIE 3.2-4.6 IntegratedPhysicalDamages (median)] | Low demand | DEU | Emissions¦CO2¦Energy | Mt CO2/yr | Emissions¦CO2¦Energy | scenarios - CO2 abatement | CO2 | 2070 | -25.5953 | Emissions¦CO2¦Energy
Downscaling[REMIND-MAgPIE 3.2-4.6 IntegratedPhysicalDamages (median)] | Low demand | DEU | Emissions¦CO2¦Energy | Mt CO2/yr | Emissions¦CO2¦Energy | scenarios - CO2 abatement | CO2 | 2075 | -26.0449 | Emissions¦CO2¦Energy
Downscaling[REMIND-MAgPIE 3.2-4.6 IntegratedPhysicalDamages (median)] | Low demand | DEU | Emissions¦CO2¦Energy | Mt CO2/yr | Emissions¦CO2¦Energy | scenarios - CO2 abatement | CO2 | 2080 | -26.434 | Emissions¦CO2¦Energy
Downscaling[REMIND-MAgPIE 3.2-4.6 IntegratedPhysicalDamages (median)] | Low demand | DEU | Emissions¦CO2¦Energy | Mt CO2/yr | Emissions¦CO2¦Energy | scenarios - CO2 abatement | CO2 | 2085 | -27.269 | Emissions¦CO2¦Energy
Downscaling[REMIND-MAgPIE 3.2-4.6 IntegratedPhysicalDamages (median)] | Low demand | DEU | Emissions¦CO2¦Energy | Mt CO2/yr | Emissions¦CO2¦Energy | scenarios - CO2 abatement | CO2 | 2090 | -28.1298 | Emissions¦CO2¦Energy
Downscaling[REMIND-MAgPIE 3.2-4.6 IntegratedPhysicalDamages (median)] | Low demand | DEU | Emissions¦CO2¦Energy | Mt CO2/yr | Emissions¦CO2¦Energy | scenarios - CO2 abatement | CO2 | 2095 | -29.3164 | Emissions¦CO2¦Energy
Downscaling[REMIND-MAgPIE 3.2-4.6 IntegratedPhysicalDamages (median)] | Low demand | DEU | Emissions¦CO2¦Energy | Mt CO2/yr | Emissions¦CO2¦Energy | scenarios - CO2 abatement | CO2 | 2100 | -30.3244 | Emissions¦CO2¦Energy
Downscaling[REMIND-MAgPIE 3.2-4.6 IntegratedPhysicalDamages (median)] | Nationally Determined Contributions (NDCs) | DEU | Carbon Sequestration¦CCS | Mt CO2/yr | Carbon Sequestration¦CCS | CCS potential |  | 2020 | 0 | Carbon Sequestration¦CCS
Downscaling[REMIND-MAgPIE 3.2-4.6 IntegratedPhysicalDamages (median)] | Nationally Determined Contributions (NDCs) | DEU | Carbon Sequestration¦CCS | Mt CO2/yr | Carbon Sequestration¦CCS | CCS potential |  | 2025 | 0.6907 | Carbon Sequestration¦CCS
Downscaling[REMIND-MAgPIE 3.2-4.6 IntegratedPhysicalDamages (median)] | Nationally Determined Contributions (NDCs) | DEU | Carbon Sequestration¦CCS | Mt CO2/yr | Carbon Sequestration¦CCS | CCS potential |  | 2030 | 5.194 | Carbon Sequestration¦CCS
Downscaling[REMIND-MAgPIE 3.2-4.6 IntegratedPhysicalDamages (median)] | Nationally Determined Contributions (NDCs) | DEU | Carbon Sequestration¦CCS | Mt CO2/yr | Carbon Sequestration¦CCS | CCS potential |  | 2035 | 12.2329 | Carbon Sequestration¦CCS
Downscaling[REMIND-MAgPIE 3.2-4.6 IntegratedPhysicalDamages (median)] | Nationally Determined Contributions (NDCs) | DEU | Carbon Sequestration¦CCS | Mt CO2/yr | Carbon Sequestration¦CCS | CCS potential |  | 2040 | 19.9187 | Carbon Sequestration¦CCS
Downscaling[REMIND-MAgPIE 3.2-4.6 IntegratedPhysicalDamages (median)] | Nationally Determined Contributions (NDCs) | DEU | Carbon Sequestration¦CCS | Mt CO2/yr | Carbon Sequestration¦CCS | CCS potential |  | 2045 | 21.9955 | Carbon Sequestration¦CCS
Downscaling[REMIND-MAgPIE 3.2-4.6 IntegratedPhysicalDamages (median)] | Nationally Determined Contributions (NDCs) | DEU | Carbon Sequestration¦CCS | Mt CO2/yr | Carbon Sequestration¦CCS | CCS potential |  | 2050 | 22.8866 | Carbon Sequestration¦CCS
Downscaling[REMIND-MAgPIE 3.2-4.6 IntegratedPhysicalDamages (median)] | Nationally Determined Contributions (NDCs) | DEU | Carbon Sequestration¦CCS | Mt CO2/yr | Carbon Sequestration¦CCS | CCS potential |  | 2055 | 22.6854 | Carbon Sequestration¦CCS
Downscaling[REMIND-MAgPIE 3.2-4.6 IntegratedPhysicalDamages (median)] | Nationally Determined Contributions (NDCs) | DEU | Carbon Sequestration¦CCS | Mt CO2/yr | Carbon Sequestration¦CCS | CCS potential |  | 2060 | 21.1136 | Carbon Sequestration¦CCS
Downscaling[REMIND-MAgPIE 3.2-4.6 IntegratedPhysicalDamages (median)] | Nationally Determined Contributions (NDCs) | DEU | Carbon Sequestration¦CCS | Mt CO2/yr | Carbon Sequestration¦CCS | CCS potential |  | 2065 | 18.4647 | Carbon Sequestration¦CCS
Downscaling[REMIND-MAgPIE 3.2-4.6 IntegratedPhysicalDamages (median)] | Nationally Determined Contributions (NDCs) | DEU | Carbon Sequestration¦CCS | Mt CO2/yr | Carbon Sequestration¦CCS | CCS potential |  | 2070 | 16.0948 | Carbon Sequestration¦CCS
Downscaling[REMIND-MAgPIE 3.2-4.6 IntegratedPhysicalDamages (median)] | Nationally Determined Contributions (NDCs) | DEU | Carbon Sequestration¦CCS | Mt CO2/yr | Carbon Sequestration¦CCS | CCS potential |  | 2075 | 12.2316 | Carbon Sequestration¦CCS
Downscaling[REMIND-MAgPIE 3.2-4.6 IntegratedPhysicalDamages (median)] | Nationally Determined Contributions (NDCs) | DEU | Carbon Sequestration¦CCS | Mt CO2/yr | Carbon Sequestration¦CCS | CCS potential |  | 2080 | 8.1499 | Carbon Sequestration¦CCS
Downscaling[REMIND-MAgPIE 3.2-4.6 IntegratedPhysicalDamages (median)] | Nationally Determined Contributions (NDCs) | DEU | Carbon Sequestration¦CCS | Mt CO2/yr | Carbon Sequestration¦CCS | CCS potential |  | 2085 | 7.7262 | Carbon Sequestration¦CCS
Downscaling[REMIND-MAgPIE 3.2-4.6 IntegratedPhysicalDamages (median)] | Nationally Determined Contributions (NDCs) | DEU | Carbon Sequestration¦CCS | Mt CO2/yr | Carbon Sequestration¦CCS | CCS potential |  | 2090 | 7.3175 | Carbon Sequestration¦CCS
Downscaling[REMIND-MAgPIE 3.2-4.6 IntegratedPhysicalDamages (median)] | Nationally Determined Contributions (NDCs) | DEU | Carbon Sequestration¦CCS | Mt CO2/yr | Carbon Sequestration¦CCS | CCS potential |  | 2095 | 8.5501 | Carbon Sequestration¦CCS
Downscaling[REMIND-MAgPIE 3.2-4.6 IntegratedPhysicalDamages (median)] | Nationally Determined Contributions (NDCs) | DEU | Carbon Sequestration¦CCS | Mt CO2/yr | Carbon Sequestration¦CCS | CCS potential |  | 2100 | 9.7247 | Carbon Sequestration¦CCS
Downscaling[REMIND-MAgPIE 3.2-4.6 IntegratedPhysicalDamages (median)] | Nationally Determined Contributions (NDCs) | DEU | Final Energy¦Industry¦Electricity | EJ/yr | Final Energy¦Industry¦Electricity | demand_projection | elc_industry | 2020 | 0.9443 | Final Energy¦Industry¦Electricity
Downscaling[REMIND-MAgPIE 3.2-4.6 IntegratedPhysicalDamages (median)] | Nationally Determined Contributions (NDCs) | DEU | Final Energy¦Industry¦Electricity | EJ/yr | Final Energy¦Industry¦Electricity | demand_projection | elc_industry | 2025 | 0.883 | Final Energy¦Industry¦Electricity
Downscaling[REMIND-MAgPIE 3.2-4.6 IntegratedPhysicalDamages (median)] | Nationally Determined Contributions (NDCs) | DEU | Final Energy¦Industry¦Electricity | EJ/yr | Final Energy¦Industry¦Electricity | demand_projection | elc_industry | 2030 | 0.8476 | Final Energy¦Industry¦Electricity
Downscaling[REMIND-MAgPIE 3.2-4.6 IntegratedPhysicalDamages (median)] | Nationally Determined Contributions (NDCs) | DEU | Final Energy¦Industry¦Electricity | EJ/yr | Final Energy¦Industry¦Electricity | demand_projection | elc_industry | 2035 | 0.9047 | Final Energy¦Industry¦Electricity
Downscaling[REMIND-MAgPIE 3.2-4.6 IntegratedPhysicalDamages (median)] | Nationally Determined Contributions (NDCs) | DEU | Final Energy¦Industry¦Electricity | EJ/yr | Final Energy¦Industry¦Electricity | demand_projection | elc_industry | 2040 | 0.8824 | Final Energy¦Industry¦Electricity
Downscaling[REMIND-MAgPIE 3.2-4.6 IntegratedPhysicalDamages (median)] | Nationally Determined Contributions (NDCs) | DEU | Final Energy¦Industry¦Electricity | EJ/yr | Final Energy¦Industry¦Electricity | demand_projection | elc_industry | 2045 | 0.8423 | Final Energy¦Industry¦Electricity
Downscaling[REMIND-MAgPIE 3.2-4.6 IntegratedPhysicalDamages (median)] | Nationally Determined Contributions (NDCs) | DEU | Final Energy¦Industry¦Electricity | EJ/yr | Final Energy¦Industry¦Electricity | demand_projection | elc_industry | 2050 | 0.7802 | Final Energy¦Industry¦Electricity
Downscaling[REMIND-MAgPIE 3.2-4.6 IntegratedPhysicalDamages (median)] | Nationally Determined Contributions (NDCs) | DEU | Final Energy¦Industry¦Electricity | EJ/yr | Final Energy¦Industry¦Electricity | demand_projection | elc_industry | 2055 | 0.7196 | Final Energy¦Industry¦Electricity
Downscaling[REMIND-MAgPIE 3.2-4.6 IntegratedPhysicalDamages (median)] | Nationally Determined Contributions (NDCs) | DEU | Final Energy¦Industry¦Electricity | EJ/yr | Final Energy¦Industry¦Electricity | demand_projection | elc_industry | 2060 | 0.6397 | Final Energy¦Industry¦Electricity
Downscaling[REMIND-MAgPIE 3.2-4.6 IntegratedPhysicalDamages (median)] | Nationally Determined Contributions (NDCs) | DEU | Final Energy¦Industry¦Electricity | EJ/yr | Final Energy¦Industry¦Electricity | demand_projection | elc_industry | 2065 | 0.5891 | Final Energy¦Industry¦Electricity
Downscaling[REMIND-MAgPIE 3.2-4.6 IntegratedPhysicalDamages (median)] | Nationally Determined Contributions (NDCs) | DEU | Final Energy¦Industry¦Electricity | EJ/yr | Final Energy¦Industry¦Electricity | demand_projection | elc_industry | 2070 | 0.541 | Final Energy¦Industry¦Electricity
Downscaling[REMIND-MAgPIE 3.2-4.6 IntegratedPhysicalDamages (median)] | Nationally Determined Contributions (NDCs) | DEU | Final Energy¦Industry¦Electricity | EJ/yr | Final Energy¦Industry¦Electricity | demand_projection | elc_industry | 2075 | 0.4824 | Final Energy¦Industry¦Electricity
Downscaling[REMIND-MAgPIE 3.2-4.6 IntegratedPhysicalDamages (median)] | Nationally Determined Contributions (NDCs) | DEU | Final Energy¦Industry¦Electricity | EJ/yr | Final Energy¦Industry¦Electricity | demand_projection | elc_industry | 2080 | 0.431 | Final Energy¦Industry¦Electricity
Downscaling[REMIND-MAgPIE 3.2-4.6 IntegratedPhysicalDamages (median)] | Nationally Determined Contributions (NDCs) | DEU | Final Energy¦Industry¦Electricity | EJ/yr | Final Energy¦Industry¦Electricity | demand_projection | elc_industry | 2085 | 0.3987 | Final Energy¦Industry¦Electricity
Downscaling[REMIND-MAgPIE 3.2-4.6 IntegratedPhysicalDamages (median)] | Nationally Determined Contributions (NDCs) | DEU | Final Energy¦Industry¦Electricity | EJ/yr | Final Energy¦Industry¦Electricity | demand_projection | elc_industry | 2090 | 0.3705 | Final Energy¦Industry¦Electricity
Downscaling[REMIND-MAgPIE 3.2-4.6 IntegratedPhysicalDamages (median)] | Nationally Determined Contributions (NDCs) | DEU | Final Energy¦Industry¦Electricity | EJ/yr | Final Energy¦Industry¦Electricity | demand_projection | elc_industry | 2095 | 0.3419 | Final Energy¦Industry¦Electricity
Downscaling[REMIND-MAgPIE 3.2-4.6 IntegratedPhysicalDamages (median)] | Nationally Determined Contributions (NDCs) | DEU | Final Energy¦Industry¦Electricity | EJ/yr | Final Energy¦Industry¦Electricity | demand_projection | elc_industry | 2100 | 0.3142 | Final Energy¦Industry¦Electricity
Downscaling[REMIND-MAgPIE 3.2-4.6 IntegratedPhysicalDamages (median)] | Nationally Determined Contributions (NDCs) | DEU | Final Energy¦Residential and Commercial¦Electricity | EJ/yr | Final Energy¦Residential and Commercial¦Electricity | demand_projection | elc_buildings | 2020 | 1.0854 | Final Energy¦Residential and Commercial¦Electricity
Downscaling[REMIND-MAgPIE 3.2-4.6 IntegratedPhysicalDamages (median)] | Nationally Determined Contributions (NDCs) | DEU | Final Energy¦Residential and Commercial¦Electricity | EJ/yr | Final Energy¦Residential and Commercial¦Electricity | demand_projection | elc_buildings | 2025 | 1.0175 | Final Energy¦Residential and Commercial¦Electricity
Downscaling[REMIND-MAgPIE 3.2-4.6 IntegratedPhysicalDamages (median)] | Nationally Determined Contributions (NDCs) | DEU | Final Energy¦Residential and Commercial¦Electricity | EJ/yr | Final Energy¦Residential and Commercial¦Electricity | demand_projection | elc_buildings | 2030 | 1.0442 | Final Energy¦Residential and Commercial¦Electricity
Downscaling[REMIND-MAgPIE 3.2-4.6 IntegratedPhysicalDamages (median)] | Nationally Determined Contributions (NDCs) | DEU | Final Energy¦Residential and Commercial¦Electricity | EJ/yr | Final Energy¦Residential and Commercial¦Electricity | demand_projection | elc_buildings | 2035 | 1.0893 | Final Energy¦Residential and Commercial¦Electricity
Downscaling[REMIND-MAgPIE 3.2-4.6 IntegratedPhysicalDamages (median)] | Nationally Determined Contributions (NDCs) | DEU | Final Energy¦Residential and Commercial¦Electricity | EJ/yr | Final Energy¦Residential and Commercial¦Electricity | demand_projection | elc_buildings | 2040 | 1.0937 | Final Energy¦Residential and Commercial¦Electricity
Downscaling[REMIND-MAgPIE 3.2-4.6 IntegratedPhysicalDamages (median)] | Nationally Determined Contributions (NDCs) | DEU | Final Energy¦Residential and Commercial¦Electricity | EJ/yr | Final Energy¦Residential and Commercial¦Electricity | demand_projection | elc_buildings | 2045 | 1.0696 | Final Energy¦Residential and Commercial¦Electricity
Downscaling[REMIND-MAgPIE 3.2-4.6 IntegratedPhysicalDamages (median)] | Nationally Determined Contributions (NDCs) | DEU | Final Energy¦Residential and Commercial¦Electricity | EJ/yr | Final Energy¦Residential and Commercial¦Electricity | demand_projection | elc_buildings | 2050 | 1.034 | Final Energy¦Residential and Commercial¦Electricity
Downscaling[REMIND-MAgPIE 3.2-4.6 IntegratedPhysicalDamages (median)] | Nationally Determined Contributions (NDCs) | DEU | Final Energy¦Residential and Commercial¦Electricity | EJ/yr | Final Energy¦Residential and Commercial¦Electricity | demand_projection | elc_buildings | 2055 | 0.9735 | Final Energy¦Residential and Commercial¦Electricity
Downscaling[REMIND-MAgPIE 3.2-4.6 IntegratedPhysicalDamages (median)] | Nationally Determined Contributions (NDCs) | DEU | Final Energy¦Residential and Commercial¦Electricity | EJ/yr | Final Energy¦Residential and Commercial¦Electricity | demand_projection | elc_buildings | 2060 | 0.9724 | Final Energy¦Residential and Commercial¦Electricity
Downscaling[REMIND-MAgPIE 3.2-4.6 IntegratedPhysicalDamages (median)] | Nationally Determined Contributions (NDCs) | DEU | Final Energy¦Residential and Commercial¦Electricity | EJ/yr | Final Energy¦Residential and Commercial¦Electricity | demand_projection | elc_buildings | 2065 | 0.9649 | Final Energy¦Residential and Commercial¦Electricity
Downscaling[REMIND-MAgPIE 3.2-4.6 IntegratedPhysicalDamages (median)] | Nationally Determined Contributions (NDCs) | DEU | Final Energy¦Residential and Commercial¦Electricity | EJ/yr | Final Energy¦Residential and Commercial¦Electricity | demand_projection | elc_buildings | 2070 | 0.9505 | Final Energy¦Residential and Commercial¦Electricity
Downscaling[REMIND-MAgPIE 3.2-4.6 IntegratedPhysicalDamages (median)] | Nationally Determined Contributions (NDCs) | DEU | Final Energy¦Residential and Commercial¦Electricity | EJ/yr | Final Energy¦Residential and Commercial¦Electricity | demand_projection | elc_buildings | 2075 | 0.9492 | Final Energy¦Residential and Commercial¦Electricity
Downscaling[REMIND-MAgPIE 3.2-4.6 IntegratedPhysicalDamages (median)] | Nationally Determined Contributions (NDCs) | DEU | Final Energy¦Residential and Commercial¦Electricity | EJ/yr | Final Energy¦Residential and Commercial¦Electricity | demand_projection | elc_buildings | 2080 | 0.9587 | Final Energy¦Residential and Commercial¦Electricity
Downscaling[REMIND-MAgPIE 3.2-4.6 IntegratedPhysicalDamages (median)] | Nationally Determined Contributions (NDCs) | DEU | Final Energy¦Residential and Commercial¦Electricity | EJ/yr | Final Energy¦Residential and Commercial¦Electricity | demand_projection | elc_buildings | 2085 | 0.9847 | Final Energy¦Residential and Commercial¦Electricity
Downscaling[REMIND-MAgPIE 3.2-4.6 IntegratedPhysicalDamages (median)] | Nationally Determined Contributions (NDCs) | DEU | Final Energy¦Residential and Commercial¦Electricity | EJ/yr | Final Energy¦Residential and Commercial¦Electricity | demand_projection | elc_buildings | 2090 | 1.0172 | Final Energy¦Residential and Commercial¦Electricity
Downscaling[REMIND-MAgPIE 3.2-4.6 IntegratedPhysicalDamages (median)] | Nationally Determined Contributions (NDCs) | DEU | Final Energy¦Residential and Commercial¦Electricity | EJ/yr | Final Energy¦Residential and Commercial¦Electricity | demand_projection | elc_buildings | 2095 | 1.0567 | Final Energy¦Residential and Commercial¦Electricity
Downscaling[REMIND-MAgPIE 3.2-4.6 IntegratedPhysicalDamages (median)] | Nationally Determined Contributions (NDCs) | DEU | Final Energy¦Residential and Commercial¦Electricity | EJ/yr | Final Energy¦Residential and Commercial¦Electricity | demand_projection | elc_buildings | 2100 | 1.0936 | Final Energy¦Residential and Commercial¦Electricity
Downscaling[REMIND-MAgPIE 3.2-4.6 IntegratedPhysicalDamages (median)] | Nationally Determined Contributions (NDCs) | DEU | Final Energy¦Transportation¦Electricity | EJ/yr | Final Energy¦Transportation¦Electricity | demand_projection | elc_transport | 2020 | 0.0813 | Final Energy¦Transportation¦Electricity
Downscaling[REMIND-MAgPIE 3.2-4.6 IntegratedPhysicalDamages (median)] | Nationally Determined Contributions (NDCs) | DEU | Final Energy¦Transportation¦Electricity | EJ/yr | Final Energy¦Transportation¦Electricity | demand_projection | elc_transport | 2025 | 0.1875 | Final Energy¦Transportation¦Electricity
Downscaling[REMIND-MAgPIE 3.2-4.6 IntegratedPhysicalDamages (median)] | Nationally Determined Contributions (NDCs) | DEU | Final Energy¦Transportation¦Electricity | EJ/yr | Final Energy¦Transportation¦Electricity | demand_projection | elc_transport | 2030 | 0.3302 | Final Energy¦Transportation¦Electricity
Downscaling[REMIND-MAgPIE 3.2-4.6 IntegratedPhysicalDamages (median)] | Nationally Determined Contributions (NDCs) | DEU | Final Energy¦Transportation¦Electricity | EJ/yr | Final Energy¦Transportation¦Electricity | demand_projection | elc_transport | 2035 | 0.4296 | Final Energy¦Transportation¦Electricity
Downscaling[REMIND-MAgPIE 3.2-4.6 IntegratedPhysicalDamages (median)] | Nationally Determined Contributions (NDCs) | DEU | Final Energy¦Transportation¦Electricity | EJ/yr | Final Energy¦Transportation¦Electricity | demand_projection | elc_transport | 2040 | 0.4529 | Final Energy¦Transportation¦Electricity
Downscaling[REMIND-MAgPIE 3.2-4.6 IntegratedPhysicalDamages (median)] | Nationally Determined Contributions (NDCs) | DEU | Final Energy¦Transportation¦Electricity | EJ/yr | Final Energy¦Transportation¦Electricity | demand_projection | elc_transport | 2045 | 0.4564 | Final Energy¦Transportation¦Electricity
Downscaling[REMIND-MAgPIE 3.2-4.6 IntegratedPhysicalDamages (median)] | Nationally Determined Contributions (NDCs) | DEU | Final Energy¦Transportation¦Electricity | EJ/yr | Final Energy¦Transportation¦Electricity | demand_projection | elc_transport | 2050 | 0.4521 | Final Energy¦Transportation¦Electricity
Downscaling[REMIND-MAgPIE 3.2-4.6 IntegratedPhysicalDamages (median)] | Nationally Determined Contributions (NDCs) | DEU | Final Energy¦Transportation¦Electricity | EJ/yr | Final Energy¦Transportation¦Electricity | demand_projection | elc_transport | 2055 | 0.456 | Final Energy¦Transportation¦Electricity
Downscaling[REMIND-MAgPIE 3.2-4.6 IntegratedPhysicalDamages (median)] | Nationally Determined Contributions (NDCs) | DEU | Final Energy¦Transportation¦Electricity | EJ/yr | Final Energy¦Transportation¦Electricity | demand_projection | elc_transport | 2060 | 0.4566 | Final Energy¦Transportation¦Electricity
Downscaling[REMIND-MAgPIE 3.2-4.6 IntegratedPhysicalDamages (median)] | Nationally Determined Contributions (NDCs) | DEU | Final Energy¦Transportation¦Electricity | EJ/yr | Final Energy¦Transportation¦Electricity | demand_projection | elc_transport | 2065 | 0.4398 | Final Energy¦Transportation¦Electricity
Downscaling[REMIND-MAgPIE 3.2-4.6 IntegratedPhysicalDamages (median)] | Nationally Determined Contributions (NDCs) | DEU | Final Energy¦Transportation¦Electricity | EJ/yr | Final Energy¦Transportation¦Electricity | demand_projection | elc_transport | 2070 | 0.4342 | Final Energy¦Transportation¦Electricity
Downscaling[REMIND-MAgPIE 3.2-4.6 IntegratedPhysicalDamages (median)] | Nationally Determined Contributions (NDCs) | DEU | Final Energy¦Transportation¦Electricity | EJ/yr | Final Energy¦Transportation¦Electricity | demand_projection | elc_transport | 2075 | 0.4222 | Final Energy¦Transportation¦Electricity
Downscaling[REMIND-MAgPIE 3.2-4.6 IntegratedPhysicalDamages (median)] | Nationally Determined Contributions (NDCs) | DEU | Final Energy¦Transportation¦Electricity | EJ/yr | Final Energy¦Transportation¦Electricity | demand_projection | elc_transport | 2080 | 0.4059 | Final Energy¦Transportation¦Electricity
Downscaling[REMIND-MAgPIE 3.2-4.6 IntegratedPhysicalDamages (median)] | Nationally Determined Contributions (NDCs) | DEU | Final Energy¦Transportation¦Electricity | EJ/yr | Final Energy¦Transportation¦Electricity | demand_projection | elc_transport | 2085 | 0.3982 | Final Energy¦Transportation¦Electricity
Downscaling[REMIND-MAgPIE 3.2-4.6 IntegratedPhysicalDamages (median)] | Nationally Determined Contributions (NDCs) | DEU | Final Energy¦Transportation¦Electricity | EJ/yr | Final Energy¦Transportation¦Electricity | demand_projection | elc_transport | 2090 | 0.3964 | Final Energy¦Transportation¦Electricity
Downscaling[REMIND-MAgPIE 3.2-4.6 IntegratedPhysicalDamages (median)] | Nationally Determined Contributions (NDCs) | DEU | Final Energy¦Transportation¦Electricity | EJ/yr | Final Energy¦Transportation¦Electricity | demand_projection | elc_transport | 2095 | 0.3961 | Final Energy¦Transportation¦Electricity
Downscaling[REMIND-MAgPIE 3.2-4.6 IntegratedPhysicalDamages (median)] | Nationally Determined Contributions (NDCs) | DEU | Final Energy¦Transportation¦Electricity | EJ/yr | Final Energy¦Transportation¦Electricity | demand_projection | elc_transport | 2100 | 0.3961 | Final Energy¦Transportation¦Electricity
Downscaling[REMIND-MAgPIE 3.2-4.6 IntegratedPhysicalDamages (median)] | Nationally Determined Contributions (NDCs) | DEU | Secondary Energy¦Hydrogen | EJ/yr | Secondary Energy¦Hydrogen | demand_projection | hydrogen_allsect | 2020 | 0.0125 | Secondary Energy¦Hydrogen
Downscaling[REMIND-MAgPIE 3.2-4.6 IntegratedPhysicalDamages (median)] | Nationally Determined Contributions (NDCs) | DEU | Secondary Energy¦Hydrogen | EJ/yr | Secondary Energy¦Hydrogen | demand_projection | hydrogen_allsect | 2025 | 0.0445 | Secondary Energy¦Hydrogen
Downscaling[REMIND-MAgPIE 3.2-4.6 IntegratedPhysicalDamages (median)] | Nationally Determined Contributions (NDCs) | DEU | Secondary Energy¦Hydrogen | EJ/yr | Secondary Energy¦Hydrogen | demand_projection | hydrogen_allsect | 2030 | 0.0669 | Secondary Energy¦Hydrogen
Downscaling[REMIND-MAgPIE 3.2-4.6 IntegratedPhysicalDamages (median)] | Nationally Determined Contributions (NDCs) | DEU | Secondary Energy¦Hydrogen | EJ/yr | Secondary Energy¦Hydrogen | demand_projection | hydrogen_allsect | 2035 | 0.09 | Secondary Energy¦Hydrogen
Downscaling[REMIND-MAgPIE 3.2-4.6 IntegratedPhysicalDamages (median)] | Nationally Determined Contributions (NDCs) | DEU | Secondary Energy¦Hydrogen | EJ/yr | Secondary Energy¦Hydrogen | demand_projection | hydrogen_allsect | 2040 | 0.1289 | Secondary Energy¦Hydrogen
Downscaling[REMIND-MAgPIE 3.2-4.6 IntegratedPhysicalDamages (median)] | Nationally Determined Contributions (NDCs) | DEU | Secondary Energy¦Hydrogen | EJ/yr | Secondary Energy¦Hydrogen | demand_projection | hydrogen_allsect | 2045 | 0.2093 | Secondary Energy¦Hydrogen
Downscaling[REMIND-MAgPIE 3.2-4.6 IntegratedPhysicalDamages (median)] | Nationally Determined Contributions (NDCs) | DEU | Secondary Energy¦Hydrogen | EJ/yr | Secondary Energy¦Hydrogen | demand_projection | hydrogen_allsect | 2050 | 0.287 | Secondary Energy¦Hydrogen
Downscaling[REMIND-MAgPIE 3.2-4.6 IntegratedPhysicalDamages (median)] | Nationally Determined Contributions (NDCs) | DEU | Secondary Energy¦Hydrogen | EJ/yr | Secondary Energy¦Hydrogen | demand_projection | hydrogen_allsect | 2055 | 0.3451 | Secondary Energy¦Hydrogen
Downscaling[REMIND-MAgPIE 3.2-4.6 IntegratedPhysicalDamages (median)] | Nationally Determined Contributions (NDCs) | DEU | Secondary Energy¦Hydrogen | EJ/yr | Secondary Energy¦Hydrogen | demand_projection | hydrogen_allsect | 2060 | 0.408 | Secondary Energy¦Hydrogen
Downscaling[REMIND-MAgPIE 3.2-4.6 IntegratedPhysicalDamages (median)] | Nationally Determined Contributions (NDCs) | DEU | Secondary Energy¦Hydrogen | EJ/yr | Secondary Energy¦Hydrogen | demand_projection | hydrogen_allsect | 2065 | 0.3973 | Secondary Energy¦Hydrogen
Downscaling[REMIND-MAgPIE 3.2-4.6 IntegratedPhysicalDamages (median)] | Nationally Determined Contributions (NDCs) | DEU | Secondary Energy¦Hydrogen | EJ/yr | Secondary Energy¦Hydrogen | demand_projection | hydrogen_allsect | 2070 | 0.3821 | Secondary Energy¦Hydrogen
Downscaling[REMIND-MAgPIE 3.2-4.6 IntegratedPhysicalDamages (median)] | Nationally Determined Contributions (NDCs) | DEU | Secondary Energy¦Hydrogen | EJ/yr | Secondary Energy¦Hydrogen | demand_projection | hydrogen_allsect | 2075 | 0.3803 | Secondary Energy¦Hydrogen
Downscaling[REMIND-MAgPIE 3.2-4.6 IntegratedPhysicalDamages (median)] | Nationally Determined Contributions (NDCs) | DEU | Secondary Energy¦Hydrogen | EJ/yr | Secondary Energy¦Hydrogen | demand_projection | hydrogen_allsect | 2080 | 0.3666 | Secondary Energy¦Hydrogen
Downscaling[REMIND-MAgPIE 3.2-4.6 IntegratedPhysicalDamages (median)] | Nationally Determined Contributions (NDCs) | DEU | Secondary Energy¦Hydrogen | EJ/yr | Secondary Energy¦Hydrogen | demand_projection | hydrogen_allsect | 2085 | 0.3666 | Secondary Energy¦Hydrogen
Downscaling[REMIND-MAgPIE 3.2-4.6 IntegratedPhysicalDamages (median)] | Nationally Determined Contributions (NDCs) | DEU | Secondary Energy¦Hydrogen | EJ/yr | Secondary Energy¦Hydrogen | demand_projection | hydrogen_allsect | 2090 | 0.3663 | Secondary Energy¦Hydrogen
Downscaling[REMIND-MAgPIE 3.2-4.6 IntegratedPhysicalDamages (median)] | Nationally Determined Contributions (NDCs) | DEU | Secondary Energy¦Hydrogen | EJ/yr | Secondary Energy¦Hydrogen | demand_projection | hydrogen_allsect | 2095 | 0.3592 | Secondary Energy¦Hydrogen
Downscaling[REMIND-MAgPIE 3.2-4.6 IntegratedPhysicalDamages (median)] | Nationally Determined Contributions (NDCs) | DEU | Secondary Energy¦Hydrogen | EJ/yr | Secondary Energy¦Hydrogen | demand_projection | hydrogen_allsect | 2100 | 0.3509 | Secondary Energy¦Hydrogen
Downscaling[REMIND-MAgPIE 3.2-4.6 IntegratedPhysicalDamages (median)] | Nationally Determined Contributions (NDCs) | DEU | Secondary Energy¦Electricity¦Coal | EJ/yr | Secondary Energy¦Electricity¦Coal | elec_co2 |  | 2020 | 0.6794 | Secondary Energy¦Electricity¦Coal | 94
Downscaling[REMIND-MAgPIE 3.2-4.6 IntegratedPhysicalDamages (median)] | Nationally Determined Contributions (NDCs) | DEU | Secondary Energy¦Electricity¦Coal | EJ/yr | Secondary Energy¦Electricity¦Coal | elec_co2 |  | 2025 | 0.222 | Secondary Energy¦Electricity¦Coal | 94
Downscaling[REMIND-MAgPIE 3.2-4.6 IntegratedPhysicalDamages (median)] | Nationally Determined Contributions (NDCs) | DEU | Secondary Energy¦Electricity¦Coal | EJ/yr | Secondary Energy¦Electricity¦Coal | elec_co2 |  | 2030 | 0.0007 | Secondary Energy¦Electricity¦Coal | 94
Downscaling[REMIND-MAgPIE 3.2-4.6 IntegratedPhysicalDamages (median)] | Nationally Determined Contributions (NDCs) | DEU | Secondary Energy¦Electricity¦Coal | EJ/yr | Secondary Energy¦Electricity¦Coal | elec_co2 |  | 2035 | 0.0006 | Secondary Energy¦Electricity¦Coal | 94
Downscaling[REMIND-MAgPIE 3.2-4.6 IntegratedPhysicalDamages (median)] | Nationally Determined Contributions (NDCs) | DEU | Secondary Energy¦Electricity¦Coal | EJ/yr | Secondary Energy¦Electricity¦Coal | elec_co2 |  | 2040 | 0.0004 | Secondary Energy¦Electricity¦Coal | 94
Downscaling[REMIND-MAgPIE 3.2-4.6 IntegratedPhysicalDamages (median)] | Nationally Determined Contributions (NDCs) | DEU | Secondary Energy¦Electricity¦Coal | EJ/yr | Secondary Energy¦Electricity¦Coal | elec_co2 |  | 2045 | 0.0003 | Secondary Energy¦Electricity¦Coal | 94
Downscaling[REMIND-MAgPIE 3.2-4.6 IntegratedPhysicalDamages (median)] | Nationally Determined Contributions (NDCs) | DEU | Secondary Energy¦Electricity¦Coal | EJ/yr | Secondary Energy¦Electricity¦Coal | elec_co2 |  | 2050 | 0.0001 | Secondary Energy¦Electricity¦Coal | 94
Downscaling[REMIND-MAgPIE 3.2-4.6 IntegratedPhysicalDamages (median)] | Nationally Determined Contributions (NDCs) | DEU | Secondary Energy¦Electricity¦Coal | EJ/yr | Secondary Energy¦Electricity¦Coal | elec_co2 |  | 2055 | 0 | Secondary Energy¦Electricity¦Coal | 94
Downscaling[REMIND-MAgPIE 3.2-4.6 IntegratedPhysicalDamages (median)] | Nationally Determined Contributions (NDCs) | DEU | Secondary Energy¦Electricity¦Coal | EJ/yr | Secondary Energy¦Electricity¦Coal | elec_co2 |  | 2060 | 0 | Secondary Energy¦Electricity¦Coal | 94
Downscaling[REMIND-MAgPIE 3.2-4.6 IntegratedPhysicalDamages (median)] | Nationally Determined Contributions (NDCs) | DEU | Secondary Energy¦Electricity¦Coal | EJ/yr | Secondary Energy¦Electricity¦Coal | elec_co2 |  | 2065 | 0 | Secondary Energy¦Electricity¦Coal | 94
Downscaling[REMIND-MAgPIE 3.2-4.6 IntegratedPhysicalDamages (median)] | Nationally Determined Contributions (NDCs) | DEU | Secondary Energy¦Electricity¦Coal | EJ/yr | Secondary Energy¦Electricity¦Coal | elec_co2 |  | 2070 | 0 | Secondary Energy¦Electricity¦Coal | 94
Downscaling[REMIND-MAgPIE 3.2-4.6 IntegratedPhysicalDamages (median)] | Nationally Determined Contributions (NDCs) | DEU | Secondary Energy¦Electricity¦Coal | EJ/yr | Secondary Energy¦Electricity¦Coal | elec_co2 |  | 2075 | 0 | Secondary Energy¦Electricity¦Coal | 94
Downscaling[REMIND-MAgPIE 3.2-4.6 IntegratedPhysicalDamages (median)] | Nationally Determined Contributions (NDCs) | DEU | Secondary Energy¦Electricity¦Coal | EJ/yr | Secondary Energy¦Electricity¦Coal | elec_co2 |  | 2080 | 0 | Secondary Energy¦Electricity¦Coal | 94
Downscaling[REMIND-MAgPIE 3.2-4.6 IntegratedPhysicalDamages (median)] | Nationally Determined Contributions (NDCs) | DEU | Secondary Energy¦Electricity¦Coal | EJ/yr | Secondary Energy¦Electricity¦Coal | elec_co2 |  | 2085 | 0 | Secondary Energy¦Electricity¦Coal | 94
Downscaling[REMIND-MAgPIE 3.2-4.6 IntegratedPhysicalDamages (median)] | Nationally Determined Contributions (NDCs) | DEU | Secondary Energy¦Electricity¦Coal | EJ/yr | Secondary Energy¦Electricity¦Coal | elec_co2 |  | 2090 | 0 | Secondary Energy¦Electricity¦Coal | 94
Downscaling[REMIND-MAgPIE 3.2-4.6 IntegratedPhysicalDamages (median)] | Nationally Determined Contributions (NDCs) | DEU | Secondary Energy¦Electricity¦Coal | EJ/yr | Secondary Energy¦Electricity¦Coal | elec_co2 |  | 2095 | 0 | Secondary Energy¦Electricity¦Coal | 94
Downscaling[REMIND-MAgPIE 3.2-4.6 IntegratedPhysicalDamages (median)] | Nationally Determined Contributions (NDCs) | DEU | Secondary Energy¦Electricity¦Coal | EJ/yr | Secondary Energy¦Electricity¦Coal | elec_co2 |  | 2100 | 0 | Secondary Energy¦Electricity¦Coal | 94
Downscaling[REMIND-MAgPIE 3.2-4.6 IntegratedPhysicalDamages (median)] | Nationally Determined Contributions (NDCs) | DEU | Secondary Energy¦Electricity¦Gas | EJ/yr | Secondary Energy¦Electricity¦Gas | elec_co2 |  | 2020 | 0.442 | Secondary Energy¦Electricity¦Gas | 55
Downscaling[REMIND-MAgPIE 3.2-4.6 IntegratedPhysicalDamages (median)] | Nationally Determined Contributions (NDCs) | DEU | Secondary Energy¦Electricity¦Gas | EJ/yr | Secondary Energy¦Electricity¦Gas | elec_co2 |  | 2025 | 0.4391 | Secondary Energy¦Electricity¦Gas | 55
Downscaling[REMIND-MAgPIE 3.2-4.6 IntegratedPhysicalDamages (median)] | Nationally Determined Contributions (NDCs) | DEU | Secondary Energy¦Electricity¦Gas | EJ/yr | Secondary Energy¦Electricity¦Gas | elec_co2 |  | 2030 | 0.1408 | Secondary Energy¦Electricity¦Gas | 55
Downscaling[REMIND-MAgPIE 3.2-4.6 IntegratedPhysicalDamages (median)] | Nationally Determined Contributions (NDCs) | DEU | Secondary Energy¦Electricity¦Gas | EJ/yr | Secondary Energy¦Electricity¦Gas | elec_co2 |  | 2035 | 0.0477 | Secondary Energy¦Electricity¦Gas | 55
Downscaling[REMIND-MAgPIE 3.2-4.6 IntegratedPhysicalDamages (median)] | Nationally Determined Contributions (NDCs) | DEU | Secondary Energy¦Electricity¦Gas | EJ/yr | Secondary Energy¦Electricity¦Gas | elec_co2 |  | 2040 | 0.0054 | Secondary Energy¦Electricity¦Gas | 55
Downscaling[REMIND-MAgPIE 3.2-4.6 IntegratedPhysicalDamages (median)] | Nationally Determined Contributions (NDCs) | DEU | Secondary Energy¦Electricity¦Gas | EJ/yr | Secondary Energy¦Electricity¦Gas | elec_co2 |  | 2045 | 0.0042 | Secondary Energy¦Electricity¦Gas | 55
Downscaling[REMIND-MAgPIE 3.2-4.6 IntegratedPhysicalDamages (median)] | Nationally Determined Contributions (NDCs) | DEU | Secondary Energy¦Electricity¦Gas | EJ/yr | Secondary Energy¦Electricity¦Gas | elec_co2 |  | 2050 | 0.003 | Secondary Energy¦Electricity¦Gas | 55
Downscaling[REMIND-MAgPIE 3.2-4.6 IntegratedPhysicalDamages (median)] | Nationally Determined Contributions (NDCs) | DEU | Secondary Energy¦Electricity¦Gas | EJ/yr | Secondary Energy¦Electricity¦Gas | elec_co2 |  | 2055 | 0.0019 | Secondary Energy¦Electricity¦Gas | 55
Downscaling[REMIND-MAgPIE 3.2-4.6 IntegratedPhysicalDamages (median)] | Nationally Determined Contributions (NDCs) | DEU | Secondary Energy¦Electricity¦Gas | EJ/yr | Secondary Energy¦Electricity¦Gas | elec_co2 |  | 2060 | 0.0015 | Secondary Energy¦Electricity¦Gas | 55
Downscaling[REMIND-MAgPIE 3.2-4.6 IntegratedPhysicalDamages (median)] | Nationally Determined Contributions (NDCs) | DEU | Secondary Energy¦Electricity¦Gas | EJ/yr | Secondary Energy¦Electricity¦Gas | elec_co2 |  | 2065 | 0.0009 | Secondary Energy¦Electricity¦Gas | 55
Downscaling[REMIND-MAgPIE 3.2-4.6 IntegratedPhysicalDamages (median)] | Nationally Determined Contributions (NDCs) | DEU | Secondary Energy¦Electricity¦Gas | EJ/yr | Secondary Energy¦Electricity¦Gas | elec_co2 |  | 2070 | 0.0003 | Secondary Energy¦Electricity¦Gas | 55
Downscaling[REMIND-MAgPIE 3.2-4.6 IntegratedPhysicalDamages (median)] | Nationally Determined Contributions (NDCs) | DEU | Secondary Energy¦Electricity¦Gas | EJ/yr | Secondary Energy¦Electricity¦Gas | elec_co2 |  | 2075 | 0.0001 | Secondary Energy¦Electricity¦Gas | 55
Downscaling[REMIND-MAgPIE 3.2-4.6 IntegratedPhysicalDamages (median)] | Nationally Determined Contributions (NDCs) | DEU | Secondary Energy¦Electricity¦Gas | EJ/yr | Secondary Energy¦Electricity¦Gas | elec_co2 |  | 2080 | 0 | Secondary Energy¦Electricity¦Gas | 55
Downscaling[REMIND-MAgPIE 3.2-4.6 IntegratedPhysicalDamages (median)] | Nationally Determined Contributions (NDCs) | DEU | Secondary Energy¦Electricity¦Gas | EJ/yr | Secondary Energy¦Electricity¦Gas | elec_co2 |  | 2085 | 0 | Secondary Energy¦Electricity¦Gas | 55
Downscaling[REMIND-MAgPIE 3.2-4.6 IntegratedPhysicalDamages (median)] | Nationally Determined Contributions (NDCs) | DEU | Secondary Energy¦Electricity¦Gas | EJ/yr | Secondary Energy¦Electricity¦Gas | elec_co2 |  | 2090 | 0 | Secondary Energy¦Electricity¦Gas | 55
Downscaling[REMIND-MAgPIE 3.2-4.6 IntegratedPhysicalDamages (median)] | Nationally Determined Contributions (NDCs) | DEU | Secondary Energy¦Electricity¦Gas | EJ/yr | Secondary Energy¦Electricity¦Gas | elec_co2 |  | 2095 | 0 | Secondary Energy¦Electricity¦Gas | 55
Downscaling[REMIND-MAgPIE 3.2-4.6 IntegratedPhysicalDamages (median)] | Nationally Determined Contributions (NDCs) | DEU | Secondary Energy¦Electricity¦Gas | EJ/yr | Secondary Energy¦Electricity¦Gas | elec_co2 |  | 2100 | 0 | Secondary Energy¦Electricity¦Gas | 55
Downscaling[REMIND-MAgPIE 3.2-4.6 IntegratedPhysicalDamages (median)] | Nationally Determined Contributions (NDCs) | DEU | Secondary Energy¦Electricity¦Oil | EJ/yr | Secondary Energy¦Electricity¦Oil | elec_co2 |  | 2020 | 0.016 | Secondary Energy¦Electricity¦Oil | 70
Downscaling[REMIND-MAgPIE 3.2-4.6 IntegratedPhysicalDamages (median)] | Nationally Determined Contributions (NDCs) | DEU | Secondary Energy¦Electricity¦Oil | EJ/yr | Secondary Energy¦Electricity¦Oil | elec_co2 |  | 2025 | 0.0096 | Secondary Energy¦Electricity¦Oil | 70
Downscaling[REMIND-MAgPIE 3.2-4.6 IntegratedPhysicalDamages (median)] | Nationally Determined Contributions (NDCs) | DEU | Secondary Energy¦Electricity¦Oil | EJ/yr | Secondary Energy¦Electricity¦Oil | elec_co2 |  | 2030 | 0.0036 | Secondary Energy¦Electricity¦Oil | 70
Downscaling[REMIND-MAgPIE 3.2-4.6 IntegratedPhysicalDamages (median)] | Nationally Determined Contributions (NDCs) | DEU | Secondary Energy¦Electricity¦Oil | EJ/yr | Secondary Energy¦Electricity¦Oil | elec_co2 |  | 2035 | 0 | Secondary Energy¦Electricity¦Oil | 70
Downscaling[REMIND-MAgPIE 3.2-4.6 IntegratedPhysicalDamages (median)] | Nationally Determined Contributions (NDCs) | DEU | Secondary Energy¦Electricity¦Oil | EJ/yr | Secondary Energy¦Electricity¦Oil | elec_co2 |  | 2040 | 0 | Secondary Energy¦Electricity¦Oil | 70
Downscaling[REMIND-MAgPIE 3.2-4.6 IntegratedPhysicalDamages (median)] | Nationally Determined Contributions (NDCs) | DEU | Secondary Energy¦Electricity¦Oil | EJ/yr | Secondary Energy¦Electricity¦Oil | elec_co2 |  | 2045 | 0 | Secondary Energy¦Electricity¦Oil | 70
Downscaling[REMIND-MAgPIE 3.2-4.6 IntegratedPhysicalDamages (median)] | Nationally Determined Contributions (NDCs) | DEU | Secondary Energy¦Electricity¦Oil | EJ/yr | Secondary Energy¦Electricity¦Oil | elec_co2 |  | 2050 | 0 | Secondary Energy¦Electricity¦Oil | 70
Downscaling[REMIND-MAgPIE 3.2-4.6 IntegratedPhysicalDamages (median)] | Nationally Determined Contributions (NDCs) | DEU | Secondary Energy¦Electricity¦Oil | EJ/yr | Secondary Energy¦Electricity¦Oil | elec_co2 |  | 2055 | 0 | Secondary Energy¦Electricity¦Oil | 70
Downscaling[REMIND-MAgPIE 3.2-4.6 IntegratedPhysicalDamages (median)] | Nationally Determined Contributions (NDCs) | DEU | Secondary Energy¦Electricity¦Oil | EJ/yr | Secondary Energy¦Electricity¦Oil | elec_co2 |  | 2060 | 0 | Secondary Energy¦Electricity¦Oil | 70
Downscaling[REMIND-MAgPIE 3.2-4.6 IntegratedPhysicalDamages (median)] | Nationally Determined Contributions (NDCs) | DEU | Secondary Energy¦Electricity¦Oil | EJ/yr | Secondary Energy¦Electricity¦Oil | elec_co2 |  | 2065 | 0 | Secondary Energy¦Electricity¦Oil | 70
Downscaling[REMIND-MAgPIE 3.2-4.6 IntegratedPhysicalDamages (median)] | Nationally Determined Contributions (NDCs) | DEU | Secondary Energy¦Electricity¦Oil | EJ/yr | Secondary Energy¦Electricity¦Oil | elec_co2 |  | 2070 | 0 | Secondary Energy¦Electricity¦Oil | 70
Downscaling[REMIND-MAgPIE 3.2-4.6 IntegratedPhysicalDamages (median)] | Nationally Determined Contributions (NDCs) | DEU | Secondary Energy¦Electricity¦Oil | EJ/yr | Secondary Energy¦Electricity¦Oil | elec_co2 |  | 2075 | 0 | Secondary Energy¦Electricity¦Oil | 70
Downscaling[REMIND-MAgPIE 3.2-4.6 IntegratedPhysicalDamages (median)] | Nationally Determined Contributions (NDCs) | DEU | Secondary Energy¦Electricity¦Oil | EJ/yr | Secondary Energy¦Electricity¦Oil | elec_co2 |  | 2080 | 0 | Secondary Energy¦Electricity¦Oil | 70
Downscaling[REMIND-MAgPIE 3.2-4.6 IntegratedPhysicalDamages (median)] | Nationally Determined Contributions (NDCs) | DEU | Secondary Energy¦Electricity¦Oil | EJ/yr | Secondary Energy¦Electricity¦Oil | elec_co2 |  | 2085 | 0 | Secondary Energy¦Electricity¦Oil | 70
Downscaling[REMIND-MAgPIE 3.2-4.6 IntegratedPhysicalDamages (median)] | Nationally Determined Contributions (NDCs) | DEU | Secondary Energy¦Electricity¦Oil | EJ/yr | Secondary Energy¦Electricity¦Oil | elec_co2 |  | 2090 | 0 | Secondary Energy¦Electricity¦Oil | 70
Downscaling[REMIND-MAgPIE 3.2-4.6 IntegratedPhysicalDamages (median)] | Nationally Determined Contributions (NDCs) | DEU | Secondary Energy¦Electricity¦Oil | EJ/yr | Secondary Energy¦Electricity¦Oil | elec_co2 |  | 2095 | 0 | Secondary Energy¦Electricity¦Oil | 70
Downscaling[REMIND-MAgPIE 3.2-4.6 IntegratedPhysicalDamages (median)] | Nationally Determined Contributions (NDCs) | DEU | Secondary Energy¦Electricity¦Oil | EJ/yr | Secondary Energy¦Electricity¦Oil | elec_co2 |  | 2100 | 0 | Secondary Energy¦Electricity¦Oil | 70
Downscaling[REMIND-MAgPIE 3.2-4.6 IntegratedPhysicalDamages (median)] | Nationally Determined Contributions (NDCs) | DEU | Price¦Primary Energy¦Biomass | US$2010/GJ | Price¦Primary Energy¦Biomass | fuel_supply | bioenergy | 2020 | 5.3799 | Price¦Primary Energy¦Biomass
Downscaling[REMIND-MAgPIE 3.2-4.6 IntegratedPhysicalDamages (median)] | Nationally Determined Contributions (NDCs) | DEU | Price¦Primary Energy¦Biomass | US$2010/GJ | Price¦Primary Energy¦Biomass | fuel_supply | bioenergy | 2025 | 5.8192 | Price¦Primary Energy¦Biomass
Downscaling[REMIND-MAgPIE 3.2-4.6 IntegratedPhysicalDamages (median)] | Nationally Determined Contributions (NDCs) | DEU | Price¦Primary Energy¦Biomass | US$2010/GJ | Price¦Primary Energy¦Biomass | fuel_supply | bioenergy | 2030 | 5.922 | Price¦Primary Energy¦Biomass
Downscaling[REMIND-MAgPIE 3.2-4.6 IntegratedPhysicalDamages (median)] | Nationally Determined Contributions (NDCs) | DEU | Price¦Primary Energy¦Biomass | US$2010/GJ | Price¦Primary Energy¦Biomass | fuel_supply | bioenergy | 2035 | 5.9838 | Price¦Primary Energy¦Biomass
Downscaling[REMIND-MAgPIE 3.2-4.6 IntegratedPhysicalDamages (median)] | Nationally Determined Contributions (NDCs) | DEU | Price¦Primary Energy¦Biomass | US$2010/GJ | Price¦Primary Energy¦Biomass | fuel_supply | bioenergy | 2040 | 5.4903 | Price¦Primary Energy¦Biomass
Downscaling[REMIND-MAgPIE 3.2-4.6 IntegratedPhysicalDamages (median)] | Nationally Determined Contributions (NDCs) | DEU | Price¦Primary Energy¦Biomass | US$2010/GJ | Price¦Primary Energy¦Biomass | fuel_supply | bioenergy | 2045 | 6.4584 | Price¦Primary Energy¦Biomass
Downscaling[REMIND-MAgPIE 3.2-4.6 IntegratedPhysicalDamages (median)] | Nationally Determined Contributions (NDCs) | DEU | Price¦Primary Energy¦Biomass | US$2010/GJ | Price¦Primary Energy¦Biomass | fuel_supply | bioenergy | 2050 | 7.4575 | Price¦Primary Energy¦Biomass
Downscaling[REMIND-MAgPIE 3.2-4.6 IntegratedPhysicalDamages (median)] | Nationally Determined Contributions (NDCs) | DEU | Price¦Primary Energy¦Biomass | US$2010/GJ | Price¦Primary Energy¦Biomass | fuel_supply | bioenergy | 2055 | 6.8936 | Price¦Primary Energy¦Biomass
Downscaling[REMIND-MAgPIE 3.2-4.6 IntegratedPhysicalDamages (median)] | Nationally Determined Contributions (NDCs) | DEU | Price¦Primary Energy¦Biomass | US$2010/GJ | Price¦Primary Energy¦Biomass | fuel_supply | bioenergy | 2060 | 13.0796 | Price¦Primary Energy¦Biomass
Downscaling[REMIND-MAgPIE 3.2-4.6 IntegratedPhysicalDamages (median)] | Nationally Determined Contributions (NDCs) | DEU | Price¦Primary Energy¦Biomass | US$2010/GJ | Price¦Primary Energy¦Biomass | fuel_supply | bioenergy | 2065 | 12.4004 | Price¦Primary Energy¦Biomass
Downscaling[REMIND-MAgPIE 3.2-4.6 IntegratedPhysicalDamages (median)] | Nationally Determined Contributions (NDCs) | DEU | Price¦Primary Energy¦Biomass | US$2010/GJ | Price¦Primary Energy¦Biomass | fuel_supply | bioenergy | 2070 | 11.7212 | Price¦Primary Energy¦Biomass
Downscaling[REMIND-MAgPIE 3.2-4.6 IntegratedPhysicalDamages (median)] | Nationally Determined Contributions (NDCs) | DEU | Price¦Primary Energy¦Biomass | US$2010/GJ | Price¦Primary Energy¦Biomass | fuel_supply | bioenergy | 2075 | 11.3427 | Price¦Primary Energy¦Biomass
Downscaling[REMIND-MAgPIE 3.2-4.6 IntegratedPhysicalDamages (median)] | Nationally Determined Contributions (NDCs) | DEU | Price¦Primary Energy¦Biomass | US$2010/GJ | Price¦Primary Energy¦Biomass | fuel_supply | bioenergy | 2080 | 10.9642 | Price¦Primary Energy¦Biomass
Downscaling[REMIND-MAgPIE 3.2-4.6 IntegratedPhysicalDamages (median)] | Nationally Determined Contributions (NDCs) | DEU | Price¦Primary Energy¦Biomass | US$2010/GJ | Price¦Primary Energy¦Biomass | fuel_supply | bioenergy | 2085 | 10.1534 | Price¦Primary Energy¦Biomass
Downscaling[REMIND-MAgPIE 3.2-4.6 IntegratedPhysicalDamages (median)] | Nationally Determined Contributions (NDCs) | DEU | Price¦Primary Energy¦Biomass | US$2010/GJ | Price¦Primary Energy¦Biomass | fuel_supply | bioenergy | 2090 | 9.3427 | Price¦Primary Energy¦Biomass
Downscaling[REMIND-MAgPIE 3.2-4.6 IntegratedPhysicalDamages (median)] | Nationally Determined Contributions (NDCs) | DEU | Price¦Primary Energy¦Biomass | US$2010/GJ | Price¦Primary Energy¦Biomass | fuel_supply | bioenergy | 2095 | 10.2685 | Price¦Primary Energy¦Biomass
Downscaling[REMIND-MAgPIE 3.2-4.6 IntegratedPhysicalDamages (median)] | Nationally Determined Contributions (NDCs) | DEU | Price¦Primary Energy¦Biomass | US$2010/GJ | Price¦Primary Energy¦Biomass | fuel_supply | bioenergy | 2100 | 11.1944 | Price¦Primary Energy¦Biomass
Downscaling[REMIND-MAgPIE 3.2-4.6 IntegratedPhysicalDamages (median)] | Nationally Determined Contributions (NDCs) | DEU | Price¦Primary Energy¦Coal | US$2010/GJ | Price¦Primary Energy¦Coal | fuel_supply | coal | 2020 | 2.0344 | Price¦Primary Energy¦Coal
Downscaling[REMIND-MAgPIE 3.2-4.6 IntegratedPhysicalDamages (median)] | Nationally Determined Contributions (NDCs) | DEU | Price¦Primary Energy¦Coal | US$2010/GJ | Price¦Primary Energy¦Coal | fuel_supply | coal | 2025 | 2.1189 | Price¦Primary Energy¦Coal
Downscaling[REMIND-MAgPIE 3.2-4.6 IntegratedPhysicalDamages (median)] | Nationally Determined Contributions (NDCs) | DEU | Price¦Primary Energy¦Coal | US$2010/GJ | Price¦Primary Energy¦Coal | fuel_supply | coal | 2030 | 2.0779 | Price¦Primary Energy¦Coal
Downscaling[REMIND-MAgPIE 3.2-4.6 IntegratedPhysicalDamages (median)] | Nationally Determined Contributions (NDCs) | DEU | Price¦Primary Energy¦Coal | US$2010/GJ | Price¦Primary Energy¦Coal | fuel_supply | coal | 2035 | 2.0644 | Price¦Primary Energy¦Coal
Downscaling[REMIND-MAgPIE 3.2-4.6 IntegratedPhysicalDamages (median)] | Nationally Determined Contributions (NDCs) | DEU | Price¦Primary Energy¦Coal | US$2010/GJ | Price¦Primary Energy¦Coal | fuel_supply | coal | 2040 | 1.9296 | Price¦Primary Energy¦Coal
Downscaling[REMIND-MAgPIE 3.2-4.6 IntegratedPhysicalDamages (median)] | Nationally Determined Contributions (NDCs) | DEU | Price¦Primary Energy¦Coal | US$2010/GJ | Price¦Primary Energy¦Coal | fuel_supply | coal | 2045 | 1.818 | Price¦Primary Energy¦Coal
Downscaling[REMIND-MAgPIE 3.2-4.6 IntegratedPhysicalDamages (median)] | Nationally Determined Contributions (NDCs) | DEU | Price¦Primary Energy¦Coal | US$2010/GJ | Price¦Primary Energy¦Coal | fuel_supply | coal | 2050 | 1.9054 | Price¦Primary Energy¦Coal
Downscaling[REMIND-MAgPIE 3.2-4.6 IntegratedPhysicalDamages (median)] | Nationally Determined Contributions (NDCs) | DEU | Price¦Primary Energy¦Coal | US$2010/GJ | Price¦Primary Energy¦Coal | fuel_supply | coal | 2055 | 1.8615 | Price¦Primary Energy¦Coal
Downscaling[REMIND-MAgPIE 3.2-4.6 IntegratedPhysicalDamages (median)] | Nationally Determined Contributions (NDCs) | DEU | Price¦Primary Energy¦Coal | US$2010/GJ | Price¦Primary Energy¦Coal | fuel_supply | coal | 2060 | 2.3619 | Price¦Primary Energy¦Coal
Downscaling[REMIND-MAgPIE 3.2-4.6 IntegratedPhysicalDamages (median)] | Nationally Determined Contributions (NDCs) | DEU | Price¦Primary Energy¦Coal | US$2010/GJ | Price¦Primary Energy¦Coal | fuel_supply | coal | 2065 | 2.2264 | Price¦Primary Energy¦Coal
Downscaling[REMIND-MAgPIE 3.2-4.6 IntegratedPhysicalDamages (median)] | Nationally Determined Contributions (NDCs) | DEU | Price¦Primary Energy¦Coal | US$2010/GJ | Price¦Primary Energy¦Coal | fuel_supply | coal | 2070 | 2.0909 | Price¦Primary Energy¦Coal
Downscaling[REMIND-MAgPIE 3.2-4.6 IntegratedPhysicalDamages (median)] | Nationally Determined Contributions (NDCs) | DEU | Price¦Primary Energy¦Coal | US$2010/GJ | Price¦Primary Energy¦Coal | fuel_supply | coal | 2075 | 2.2001 | Price¦Primary Energy¦Coal
Downscaling[REMIND-MAgPIE 3.2-4.6 IntegratedPhysicalDamages (median)] | Nationally Determined Contributions (NDCs) | DEU | Price¦Primary Energy¦Coal | US$2010/GJ | Price¦Primary Energy¦Coal | fuel_supply | coal | 2080 | 2.3093 | Price¦Primary Energy¦Coal
Downscaling[REMIND-MAgPIE 3.2-4.6 IntegratedPhysicalDamages (median)] | Nationally Determined Contributions (NDCs) | DEU | Price¦Primary Energy¦Coal | US$2010/GJ | Price¦Primary Energy¦Coal | fuel_supply | coal | 2085 | 2.3217 | Price¦Primary Energy¦Coal
Downscaling[REMIND-MAgPIE 3.2-4.6 IntegratedPhysicalDamages (median)] | Nationally Determined Contributions (NDCs) | DEU | Price¦Primary Energy¦Coal | US$2010/GJ | Price¦Primary Energy¦Coal | fuel_supply | coal | 2090 | 2.3342 | Price¦Primary Energy¦Coal
Downscaling[REMIND-MAgPIE 3.2-4.6 IntegratedPhysicalDamages (median)] | Nationally Determined Contributions (NDCs) | DEU | Price¦Primary Energy¦Coal | US$2010/GJ | Price¦Primary Energy¦Coal | fuel_supply | coal | 2095 | 2.3665 | Price¦Primary Energy¦Coal
Downscaling[REMIND-MAgPIE 3.2-4.6 IntegratedPhysicalDamages (median)] | Nationally Determined Contributions (NDCs) | DEU | Price¦Primary Energy¦Coal | US$2010/GJ | Price¦Primary Energy¦Coal | fuel_supply | coal | 2100 | 2.3988 | Price¦Primary Energy¦Coal
Downscaling[REMIND-MAgPIE 3.2-4.6 IntegratedPhysicalDamages (median)] | Nationally Determined Contributions (NDCs) | DEU | Price¦Primary Energy¦Gas | US$2010/GJ | Price¦Primary Energy¦Gas | fuel_supply | gas | 2020 | 3.9711 | Price¦Primary Energy¦Gas
Downscaling[REMIND-MAgPIE 3.2-4.6 IntegratedPhysicalDamages (median)] | Nationally Determined Contributions (NDCs) | DEU | Price¦Primary Energy¦Gas | US$2010/GJ | Price¦Primary Energy¦Gas | fuel_supply | gas | 2025 | 4.5414 | Price¦Primary Energy¦Gas
Downscaling[REMIND-MAgPIE 3.2-4.6 IntegratedPhysicalDamages (median)] | Nationally Determined Contributions (NDCs) | DEU | Price¦Primary Energy¦Gas | US$2010/GJ | Price¦Primary Energy¦Gas | fuel_supply | gas | 2030 | 4.3033 | Price¦Primary Energy¦Gas
Downscaling[REMIND-MAgPIE 3.2-4.6 IntegratedPhysicalDamages (median)] | Nationally Determined Contributions (NDCs) | DEU | Price¦Primary Energy¦Gas | US$2010/GJ | Price¦Primary Energy¦Gas | fuel_supply | gas | 2035 | 4.7504 | Price¦Primary Energy¦Gas
Downscaling[REMIND-MAgPIE 3.2-4.6 IntegratedPhysicalDamages (median)] | Nationally Determined Contributions (NDCs) | DEU | Price¦Primary Energy¦Gas | US$2010/GJ | Price¦Primary Energy¦Gas | fuel_supply | gas | 2040 | 5.0464 | Price¦Primary Energy¦Gas
Downscaling[REMIND-MAgPIE 3.2-4.6 IntegratedPhysicalDamages (median)] | Nationally Determined Contributions (NDCs) | DEU | Price¦Primary Energy¦Gas | US$2010/GJ | Price¦Primary Energy¦Gas | fuel_supply | gas | 2045 | 5.3894 | Price¦Primary Energy¦Gas
Downscaling[REMIND-MAgPIE 3.2-4.6 IntegratedPhysicalDamages (median)] | Nationally Determined Contributions (NDCs) | DEU | Price¦Primary Energy¦Gas | US$2010/GJ | Price¦Primary Energy¦Gas | fuel_supply | gas | 2050 | 5.354 | Price¦Primary Energy¦Gas
Downscaling[REMIND-MAgPIE 3.2-4.6 IntegratedPhysicalDamages (median)] | Nationally Determined Contributions (NDCs) | DEU | Price¦Primary Energy¦Gas | US$2010/GJ | Price¦Primary Energy¦Gas | fuel_supply | gas | 2055 | 5.0789 | Price¦Primary Energy¦Gas
Downscaling[REMIND-MAgPIE 3.2-4.6 IntegratedPhysicalDamages (median)] | Nationally Determined Contributions (NDCs) | DEU | Price¦Primary Energy¦Gas | US$2010/GJ | Price¦Primary Energy¦Gas | fuel_supply | gas | 2060 | 6.187 | Price¦Primary Energy¦Gas
Downscaling[REMIND-MAgPIE 3.2-4.6 IntegratedPhysicalDamages (median)] | Nationally Determined Contributions (NDCs) | DEU | Price¦Primary Energy¦Gas | US$2010/GJ | Price¦Primary Energy¦Gas | fuel_supply | gas | 2065 | 6.0172 | Price¦Primary Energy¦Gas
Downscaling[REMIND-MAgPIE 3.2-4.6 IntegratedPhysicalDamages (median)] | Nationally Determined Contributions (NDCs) | DEU | Price¦Primary Energy¦Gas | US$2010/GJ | Price¦Primary Energy¦Gas | fuel_supply | gas | 2070 | 5.8475 | Price¦Primary Energy¦Gas
Downscaling[REMIND-MAgPIE 3.2-4.6 IntegratedPhysicalDamages (median)] | Nationally Determined Contributions (NDCs) | DEU | Price¦Primary Energy¦Gas | US$2010/GJ | Price¦Primary Energy¦Gas | fuel_supply | gas | 2075 | 5.8534 | Price¦Primary Energy¦Gas
Downscaling[REMIND-MAgPIE 3.2-4.6 IntegratedPhysicalDamages (median)] | Nationally Determined Contributions (NDCs) | DEU | Price¦Primary Energy¦Gas | US$2010/GJ | Price¦Primary Energy¦Gas | fuel_supply | gas | 2080 | 5.8593 | Price¦Primary Energy¦Gas
Downscaling[REMIND-MAgPIE 3.2-4.6 IntegratedPhysicalDamages (median)] | Nationally Determined Contributions (NDCs) | DEU | Price¦Primary Energy¦Gas | US$2010/GJ | Price¦Primary Energy¦Gas | fuel_supply | gas | 2085 | 5.9374 | Price¦Primary Energy¦Gas
Downscaling[REMIND-MAgPIE 3.2-4.6 IntegratedPhysicalDamages (median)] | Nationally Determined Contributions (NDCs) | DEU | Price¦Primary Energy¦Gas | US$2010/GJ | Price¦Primary Energy¦Gas | fuel_supply | gas | 2090 | 6.0154 | Price¦Primary Energy¦Gas
Downscaling[REMIND-MAgPIE 3.2-4.6 IntegratedPhysicalDamages (median)] | Nationally Determined Contributions (NDCs) | DEU | Price¦Primary Energy¦Gas | US$2010/GJ | Price¦Primary Energy¦Gas | fuel_supply | gas | 2095 | 6.0334 | Price¦Primary Energy¦Gas
Downscaling[REMIND-MAgPIE 3.2-4.6 IntegratedPhysicalDamages (median)] | Nationally Determined Contributions (NDCs) | DEU | Price¦Primary Energy¦Gas | US$2010/GJ | Price¦Primary Energy¦Gas | fuel_supply | gas | 2100 | 6.0514 | Price¦Primary Energy¦Gas
Downscaling[REMIND-MAgPIE 3.2-4.6 IntegratedPhysicalDamages (median)] | Nationally Determined Contributions (NDCs) | DEU | Price¦Secondary Energy¦Liquids¦Oil | US$2010/GJ | Price¦Secondary Energy¦Liquids¦Oil | fuel_supply | oil | 2020 | 82.2847 | Price¦Secondary Energy¦Liquids¦Oil
Downscaling[REMIND-MAgPIE 3.2-4.6 IntegratedPhysicalDamages (median)] | Nationally Determined Contributions (NDCs) | DEU | Price¦Secondary Energy¦Liquids¦Oil | US$2010/GJ | Price¦Secondary Energy¦Liquids¦Oil | fuel_supply | oil | 2025 | 89.7989 | Price¦Secondary Energy¦Liquids¦Oil
Downscaling[REMIND-MAgPIE 3.2-4.6 IntegratedPhysicalDamages (median)] | Nationally Determined Contributions (NDCs) | DEU | Price¦Secondary Energy¦Liquids¦Oil | US$2010/GJ | Price¦Secondary Energy¦Liquids¦Oil | fuel_supply | oil | 2030 | 92.4161 | Price¦Secondary Energy¦Liquids¦Oil
Downscaling[REMIND-MAgPIE 3.2-4.6 IntegratedPhysicalDamages (median)] | Nationally Determined Contributions (NDCs) | DEU | Price¦Secondary Energy¦Liquids¦Oil | US$2010/GJ | Price¦Secondary Energy¦Liquids¦Oil | fuel_supply | oil | 2035 | 85.3092 | Price¦Secondary Energy¦Liquids¦Oil
Downscaling[REMIND-MAgPIE 3.2-4.6 IntegratedPhysicalDamages (median)] | Nationally Determined Contributions (NDCs) | DEU | Price¦Secondary Energy¦Liquids¦Oil | US$2010/GJ | Price¦Secondary Energy¦Liquids¦Oil | fuel_supply | oil | 2040 | 102.8316 | Price¦Secondary Energy¦Liquids¦Oil
Downscaling[REMIND-MAgPIE 3.2-4.6 IntegratedPhysicalDamages (median)] | Nationally Determined Contributions (NDCs) | DEU | Price¦Secondary Energy¦Liquids¦Oil | US$2010/GJ | Price¦Secondary Energy¦Liquids¦Oil | fuel_supply | oil | 2045 | 119.8551 | Price¦Secondary Energy¦Liquids¦Oil
Downscaling[REMIND-MAgPIE 3.2-4.6 IntegratedPhysicalDamages (median)] | Nationally Determined Contributions (NDCs) | DEU | Price¦Secondary Energy¦Liquids¦Oil | US$2010/GJ | Price¦Secondary Energy¦Liquids¦Oil | fuel_supply | oil | 2050 | 135.1989 | Price¦Secondary Energy¦Liquids¦Oil
Downscaling[REMIND-MAgPIE 3.2-4.6 IntegratedPhysicalDamages (median)] | Nationally Determined Contributions (NDCs) | DEU | Price¦Secondary Energy¦Liquids¦Oil | US$2010/GJ | Price¦Secondary Energy¦Liquids¦Oil | fuel_supply | oil | 2055 | 143.6486 | Price¦Secondary Energy¦Liquids¦Oil
Downscaling[REMIND-MAgPIE 3.2-4.6 IntegratedPhysicalDamages (median)] | Nationally Determined Contributions (NDCs) | DEU | Price¦Secondary Energy¦Liquids¦Oil | US$2010/GJ | Price¦Secondary Energy¦Liquids¦Oil | fuel_supply | oil | 2060 | 233.3516 | Price¦Secondary Energy¦Liquids¦Oil
Downscaling[REMIND-MAgPIE 3.2-4.6 IntegratedPhysicalDamages (median)] | Nationally Determined Contributions (NDCs) | DEU | Price¦Secondary Energy¦Liquids¦Oil | US$2010/GJ | Price¦Secondary Energy¦Liquids¦Oil | fuel_supply | oil | 2065 | 277.0253 | Price¦Secondary Energy¦Liquids¦Oil
Downscaling[REMIND-MAgPIE 3.2-4.6 IntegratedPhysicalDamages (median)] | Nationally Determined Contributions (NDCs) | DEU | Price¦Secondary Energy¦Liquids¦Oil | US$2010/GJ | Price¦Secondary Energy¦Liquids¦Oil | fuel_supply | oil | 2070 | 320.6989 | Price¦Secondary Energy¦Liquids¦Oil
Downscaling[REMIND-MAgPIE 3.2-4.6 IntegratedPhysicalDamages (median)] | Nationally Determined Contributions (NDCs) | DEU | Price¦Secondary Energy¦Liquids¦Oil | US$2010/GJ | Price¦Secondary Energy¦Liquids¦Oil | fuel_supply | oil | 2075 | 306.4302 | Price¦Secondary Energy¦Liquids¦Oil
Downscaling[REMIND-MAgPIE 3.2-4.6 IntegratedPhysicalDamages (median)] | Nationally Determined Contributions (NDCs) | DEU | Price¦Secondary Energy¦Liquids¦Oil | US$2010/GJ | Price¦Secondary Energy¦Liquids¦Oil | fuel_supply | oil | 2080 | 292.1614 | Price¦Secondary Energy¦Liquids¦Oil
Downscaling[REMIND-MAgPIE 3.2-4.6 IntegratedPhysicalDamages (median)] | Nationally Determined Contributions (NDCs) | DEU | Price¦Secondary Energy¦Liquids¦Oil | US$2010/GJ | Price¦Secondary Energy¦Liquids¦Oil | fuel_supply | oil | 2085 | 276.9022 | Price¦Secondary Energy¦Liquids¦Oil
Downscaling[REMIND-MAgPIE 3.2-4.6 IntegratedPhysicalDamages (median)] | Nationally Determined Contributions (NDCs) | DEU | Price¦Secondary Energy¦Liquids¦Oil | US$2010/GJ | Price¦Secondary Energy¦Liquids¦Oil | fuel_supply | oil | 2090 | 261.643 | Price¦Secondary Energy¦Liquids¦Oil
Downscaling[REMIND-MAgPIE 3.2-4.6 IntegratedPhysicalDamages (median)] | Nationally Determined Contributions (NDCs) | DEU | Price¦Secondary Energy¦Liquids¦Oil | US$2010/GJ | Price¦Secondary Energy¦Liquids¦Oil | fuel_supply | oil | 2095 | 276.7738 | Price¦Secondary Energy¦Liquids¦Oil
Downscaling[REMIND-MAgPIE 3.2-4.6 IntegratedPhysicalDamages (median)] | Nationally Determined Contributions (NDCs) | DEU | Price¦Secondary Energy¦Liquids¦Oil | US$2010/GJ | Price¦Secondary Energy¦Liquids¦Oil | fuel_supply | oil | 2100 | 291.9046 | Price¦Secondary Energy¦Liquids¦Oil
Downscaling[REMIND-MAgPIE 3.2-4.6 IntegratedPhysicalDamages (median)] | Nationally Determined Contributions (NDCs) | DEU | Emissions¦CO2 | Mt CO2/yr | Emissions¦CO2 | scenarios - CO2 abatement | CO2 | 2020 | 571.631 | Emissions¦CO2
Downscaling[REMIND-MAgPIE 3.2-4.6 IntegratedPhysicalDamages (median)] | Nationally Determined Contributions (NDCs) | DEU | Emissions¦CO2 | Mt CO2/yr | Emissions¦CO2 | scenarios - CO2 abatement | CO2 | 2025 | 390.4351 | Emissions¦CO2
Downscaling[REMIND-MAgPIE 3.2-4.6 IntegratedPhysicalDamages (median)] | Nationally Determined Contributions (NDCs) | DEU | Emissions¦CO2 | Mt CO2/yr | Emissions¦CO2 | scenarios - CO2 abatement | CO2 | 2030 | 199.1394 | Emissions¦CO2
Downscaling[REMIND-MAgPIE 3.2-4.6 IntegratedPhysicalDamages (median)] | Nationally Determined Contributions (NDCs) | DEU | Emissions¦CO2 | Mt CO2/yr | Emissions¦CO2 | scenarios - CO2 abatement | CO2 | 2035 | 109.8593 | Emissions¦CO2
Downscaling[REMIND-MAgPIE 3.2-4.6 IntegratedPhysicalDamages (median)] | Nationally Determined Contributions (NDCs) | DEU | Emissions¦CO2 | Mt CO2/yr | Emissions¦CO2 | scenarios - CO2 abatement | CO2 | 2040 | 42.2803 | Emissions¦CO2
Downscaling[REMIND-MAgPIE 3.2-4.6 IntegratedPhysicalDamages (median)] | Nationally Determined Contributions (NDCs) | DEU | Emissions¦CO2 | Mt CO2/yr | Emissions¦CO2 | scenarios - CO2 abatement | CO2 | 2045 | 6.0421 | Emissions¦CO2
Downscaling[REMIND-MAgPIE 3.2-4.6 IntegratedPhysicalDamages (median)] | Nationally Determined Contributions (NDCs) | DEU | Emissions¦CO2 | Mt CO2/yr | Emissions¦CO2 | scenarios - CO2 abatement | CO2 | 2050 | -18.6281 | Emissions¦CO2
Downscaling[REMIND-MAgPIE 3.2-4.6 IntegratedPhysicalDamages (median)] | Nationally Determined Contributions (NDCs) | DEU | Emissions¦CO2 | Mt CO2/yr | Emissions¦CO2 | scenarios - CO2 abatement | CO2 | 2055 | -24.4584 | Emissions¦CO2
Downscaling[REMIND-MAgPIE 3.2-4.6 IntegratedPhysicalDamages (median)] | Nationally Determined Contributions (NDCs) | DEU | Emissions¦CO2 | Mt CO2/yr | Emissions¦CO2 | scenarios - CO2 abatement | CO2 | 2060 | -30.0867 | Emissions¦CO2
Downscaling[REMIND-MAgPIE 3.2-4.6 IntegratedPhysicalDamages (median)] | Nationally Determined Contributions (NDCs) | DEU | Emissions¦CO2 | Mt CO2/yr | Emissions¦CO2 | scenarios - CO2 abatement | CO2 | 2065 | -30.4315 | Emissions¦CO2
Downscaling[REMIND-MAgPIE 3.2-4.6 IntegratedPhysicalDamages (median)] | Nationally Determined Contributions (NDCs) | DEU | Emissions¦CO2 | Mt CO2/yr | Emissions¦CO2 | scenarios - CO2 abatement | CO2 | 2070 | -31.0386 | Emissions¦CO2
Downscaling[REMIND-MAgPIE 3.2-4.6 IntegratedPhysicalDamages (median)] | Nationally Determined Contributions (NDCs) | DEU | Emissions¦CO2 | Mt CO2/yr | Emissions¦CO2 | scenarios - CO2 abatement | CO2 | 2075 | -30.0988 | Emissions¦CO2
Downscaling[REMIND-MAgPIE 3.2-4.6 IntegratedPhysicalDamages (median)] | Nationally Determined Contributions (NDCs) | DEU | Emissions¦CO2 | Mt CO2/yr | Emissions¦CO2 | scenarios - CO2 abatement | CO2 | 2080 | -29.0512 | Emissions¦CO2
Downscaling[REMIND-MAgPIE 3.2-4.6 IntegratedPhysicalDamages (median)] | Nationally Determined Contributions (NDCs) | DEU | Emissions¦CO2 | Mt CO2/yr | Emissions¦CO2 | scenarios - CO2 abatement | CO2 | 2085 | -28.0589 | Emissions¦CO2
Downscaling[REMIND-MAgPIE 3.2-4.6 IntegratedPhysicalDamages (median)] | Nationally Determined Contributions (NDCs) | DEU | Emissions¦CO2 | Mt CO2/yr | Emissions¦CO2 | scenarios - CO2 abatement | CO2 | 2090 | -27.1623 | Emissions¦CO2
Downscaling[REMIND-MAgPIE 3.2-4.6 IntegratedPhysicalDamages (median)] | Nationally Determined Contributions (NDCs) | DEU | Emissions¦CO2 | Mt CO2/yr | Emissions¦CO2 | scenarios - CO2 abatement | CO2 | 2095 | -22.8578 | Emissions¦CO2
Downscaling[REMIND-MAgPIE 3.2-4.6 IntegratedPhysicalDamages (median)] | Nationally Determined Contributions (NDCs) | DEU | Emissions¦CO2 | Mt CO2/yr | Emissions¦CO2 | scenarios - CO2 abatement | CO2 | 2100 | -18.5494 | Emissions¦CO2
Downscaling[REMIND-MAgPIE 3.2-4.6 IntegratedPhysicalDamages (median)] | Nationally Determined Contributions (NDCs) | DEU | Emissions¦CO2¦Energy | Mt CO2/yr | Emissions¦CO2¦Energy | scenarios - CO2 abatement | CO2 | 2020 | 604.5949 | Emissions¦CO2¦Energy
Downscaling[REMIND-MAgPIE 3.2-4.6 IntegratedPhysicalDamages (median)] | Nationally Determined Contributions (NDCs) | DEU | Emissions¦CO2¦Energy | Mt CO2/yr | Emissions¦CO2¦Energy | scenarios - CO2 abatement | CO2 | 2025 | 399.635 | Emissions¦CO2¦Energy
Downscaling[REMIND-MAgPIE 3.2-4.6 IntegratedPhysicalDamages (median)] | Nationally Determined Contributions (NDCs) | DEU | Emissions¦CO2¦Energy | Mt CO2/yr | Emissions¦CO2¦Energy | scenarios - CO2 abatement | CO2 | 2030 | 216.8899 | Emissions¦CO2¦Energy
Downscaling[REMIND-MAgPIE 3.2-4.6 IntegratedPhysicalDamages (median)] | Nationally Determined Contributions (NDCs) | DEU | Emissions¦CO2¦Energy | Mt CO2/yr | Emissions¦CO2¦Energy | scenarios - CO2 abatement | CO2 | 2035 | 134.4147 | Emissions¦CO2¦Energy
Downscaling[REMIND-MAgPIE 3.2-4.6 IntegratedPhysicalDamages (median)] | Nationally Determined Contributions (NDCs) | DEU | Emissions¦CO2¦Energy | Mt CO2/yr | Emissions¦CO2¦Energy | scenarios - CO2 abatement | CO2 | 2040 | 73.7089 | Emissions¦CO2¦Energy
Downscaling[REMIND-MAgPIE 3.2-4.6 IntegratedPhysicalDamages (median)] | Nationally Determined Contributions (NDCs) | DEU | Emissions¦CO2¦Energy | Mt CO2/yr | Emissions¦CO2¦Energy | scenarios - CO2 abatement | CO2 | 2045 | 42.6613 | Emissions¦CO2¦Energy
Downscaling[REMIND-MAgPIE 3.2-4.6 IntegratedPhysicalDamages (median)] | Nationally Determined Contributions (NDCs) | DEU | Emissions¦CO2¦Energy | Mt CO2/yr | Emissions¦CO2¦Energy | scenarios - CO2 abatement | CO2 | 2050 | 22.7644 | Emissions¦CO2¦Energy
Downscaling[REMIND-MAgPIE 3.2-4.6 IntegratedPhysicalDamages (median)] | Nationally Determined Contributions (NDCs) | DEU | Emissions¦CO2¦Energy | Mt CO2/yr | Emissions¦CO2¦Energy | scenarios - CO2 abatement | CO2 | 2055 | 14.7764 | Emissions¦CO2¦Energy
Downscaling[REMIND-MAgPIE 3.2-4.6 IntegratedPhysicalDamages (median)] | Nationally Determined Contributions (NDCs) | DEU | Emissions¦CO2¦Energy | Mt CO2/yr | Emissions¦CO2¦Energy | scenarios - CO2 abatement | CO2 | 2060 | 5.216 | Emissions¦CO2¦Energy
Downscaling[REMIND-MAgPIE 3.2-4.6 IntegratedPhysicalDamages (median)] | Nationally Determined Contributions (NDCs) | DEU | Emissions¦CO2¦Energy | Mt CO2/yr | Emissions¦CO2¦Energy | scenarios - CO2 abatement | CO2 | 2065 | 2.5123 | Emissions¦CO2¦Energy
Downscaling[REMIND-MAgPIE 3.2-4.6 IntegratedPhysicalDamages (median)] | Nationally Determined Contributions (NDCs) | DEU | Emissions¦CO2¦Energy | Mt CO2/yr | Emissions¦CO2¦Energy | scenarios - CO2 abatement | CO2 | 2070 | -0.4956 | Emissions¦CO2¦Energy
Downscaling[REMIND-MAgPIE 3.2-4.6 IntegratedPhysicalDamages (median)] | Nationally Determined Contributions (NDCs) | DEU | Emissions¦CO2¦Energy | Mt CO2/yr | Emissions¦CO2¦Energy | scenarios - CO2 abatement | CO2 | 2075 | 1.2469 | Emissions¦CO2¦Energy
Downscaling[REMIND-MAgPIE 3.2-4.6 IntegratedPhysicalDamages (median)] | Nationally Determined Contributions (NDCs) | DEU | Emissions¦CO2¦Energy | Mt CO2/yr | Emissions¦CO2¦Energy | scenarios - CO2 abatement | CO2 | 2080 | 3.2126 | Emissions¦CO2¦Energy
Downscaling[REMIND-MAgPIE 3.2-4.6 IntegratedPhysicalDamages (median)] | Nationally Determined Contributions (NDCs) | DEU | Emissions¦CO2¦Energy | Mt CO2/yr | Emissions¦CO2¦Energy | scenarios - CO2 abatement | CO2 | 2085 | 3.2305 | Emissions¦CO2¦Energy
Downscaling[REMIND-MAgPIE 3.2-4.6 IntegratedPhysicalDamages (median)] | Nationally Determined Contributions (NDCs) | DEU | Emissions¦CO2¦Energy | Mt CO2/yr | Emissions¦CO2¦Energy | scenarios - CO2 abatement | CO2 | 2090 | 3.1596 | Emissions¦CO2¦Energy
Downscaling[REMIND-MAgPIE 3.2-4.6 IntegratedPhysicalDamages (median)] | Nationally Determined Contributions (NDCs) | DEU | Emissions¦CO2¦Energy | Mt CO2/yr | Emissions¦CO2¦Energy | scenarios - CO2 abatement | CO2 | 2095 | 1.3062 | Emissions¦CO2¦Energy
Downscaling[REMIND-MAgPIE 3.2-4.6 IntegratedPhysicalDamages (median)] | Nationally Determined Contributions (NDCs) | DEU | Emissions¦CO2¦Energy | Mt CO2/yr | Emissions¦CO2¦Energy | scenarios - CO2 abatement | CO2 | 2100 | -0.5393 | Emissions¦CO2¦Energy
Downscaling[REMIND-MAgPIE 3.2-4.6 IntegratedPhysicalDamages (median)] | Net Zero 2050 | DEU | Carbon Sequestration¦CCS | Mt CO2/yr | Carbon Sequestration¦CCS | CCS potential |  | 2020 | 0 | Carbon Sequestration¦CCS
Downscaling[REMIND-MAgPIE 3.2-4.6 IntegratedPhysicalDamages (median)] | Net Zero 2050 | DEU | Carbon Sequestration¦CCS | Mt CO2/yr | Carbon Sequestration¦CCS | CCS potential |  | 2025 | 0.6658 | Carbon Sequestration¦CCS
Downscaling[REMIND-MAgPIE 3.2-4.6 IntegratedPhysicalDamages (median)] | Net Zero 2050 | DEU | Carbon Sequestration¦CCS | Mt CO2/yr | Carbon Sequestration¦CCS | CCS potential |  | 2030 | 22.8909 | Carbon Sequestration¦CCS
Downscaling[REMIND-MAgPIE 3.2-4.6 IntegratedPhysicalDamages (median)] | Net Zero 2050 | DEU | Carbon Sequestration¦CCS | Mt CO2/yr | Carbon Sequestration¦CCS | CCS potential |  | 2035 | 61.0483 | Carbon Sequestration¦CCS
Downscaling[REMIND-MAgPIE 3.2-4.6 IntegratedPhysicalDamages (median)] | Net Zero 2050 | DEU | Carbon Sequestration¦CCS | Mt CO2/yr | Carbon Sequestration¦CCS | CCS potential |  | 2040 | 93.2942 | Carbon Sequestration¦CCS
Downscaling[REMIND-MAgPIE 3.2-4.6 IntegratedPhysicalDamages (median)] | Net Zero 2050 | DEU | Carbon Sequestration¦CCS | Mt CO2/yr | Carbon Sequestration¦CCS | CCS potential |  | 2045 | 94.2925 | Carbon Sequestration¦CCS
Downscaling[REMIND-MAgPIE 3.2-4.6 IntegratedPhysicalDamages (median)] | Net Zero 2050 | DEU | Carbon Sequestration¦CCS | Mt CO2/yr | Carbon Sequestration¦CCS | CCS potential |  | 2050 | 88.686 | Carbon Sequestration¦CCS
Downscaling[REMIND-MAgPIE 3.2-4.6 IntegratedPhysicalDamages (median)] | Net Zero 2050 | DEU | Carbon Sequestration¦CCS | Mt CO2/yr | Carbon Sequestration¦CCS | CCS potential |  | 2055 | 81.4186 | Carbon Sequestration¦CCS
Downscaling[REMIND-MAgPIE 3.2-4.6 IntegratedPhysicalDamages (median)] | Net Zero 2050 | DEU | Carbon Sequestration¦CCS | Mt CO2/yr | Carbon Sequestration¦CCS | CCS potential |  | 2060 | 70.0639 | Carbon Sequestration¦CCS
Downscaling[REMIND-MAgPIE 3.2-4.6 IntegratedPhysicalDamages (median)] | Net Zero 2050 | DEU | Carbon Sequestration¦CCS | Mt CO2/yr | Carbon Sequestration¦CCS | CCS potential |  | 2065 | 57.5036 | Carbon Sequestration¦CCS
Downscaling[REMIND-MAgPIE 3.2-4.6 IntegratedPhysicalDamages (median)] | Net Zero 2050 | DEU | Carbon Sequestration¦CCS | Mt CO2/yr | Carbon Sequestration¦CCS | CCS potential |  | 2070 | 45.5702 | Carbon Sequestration¦CCS
Downscaling[REMIND-MAgPIE 3.2-4.6 IntegratedPhysicalDamages (median)] | Net Zero 2050 | DEU | Carbon Sequestration¦CCS | Mt CO2/yr | Carbon Sequestration¦CCS | CCS potential |  | 2075 | 37.8868 | Carbon Sequestration¦CCS
Downscaling[REMIND-MAgPIE 3.2-4.6 IntegratedPhysicalDamages (median)] | Net Zero 2050 | DEU | Carbon Sequestration¦CCS | Mt CO2/yr | Carbon Sequestration¦CCS | CCS potential |  | 2080 | 30.7288 | Carbon Sequestration¦CCS
Downscaling[REMIND-MAgPIE 3.2-4.6 IntegratedPhysicalDamages (median)] | Net Zero 2050 | DEU | Carbon Sequestration¦CCS | Mt CO2/yr | Carbon Sequestration¦CCS | CCS potential |  | 2085 | 30.6974 | Carbon Sequestration¦CCS
Downscaling[REMIND-MAgPIE 3.2-4.6 IntegratedPhysicalDamages (median)] | Net Zero 2050 | DEU | Carbon Sequestration¦CCS | Mt CO2/yr | Carbon Sequestration¦CCS | CCS potential |  | 2090 | 31.6115 | Carbon Sequestration¦CCS
Downscaling[REMIND-MAgPIE 3.2-4.6 IntegratedPhysicalDamages (median)] | Net Zero 2050 | DEU | Carbon Sequestration¦CCS | Mt CO2/yr | Carbon Sequestration¦CCS | CCS potential |  | 2095 | 33.0761 | Carbon Sequestration¦CCS
Downscaling[REMIND-MAgPIE 3.2-4.6 IntegratedPhysicalDamages (median)] | Net Zero 2050 | DEU | Carbon Sequestration¦CCS | Mt CO2/yr | Carbon Sequestration¦CCS | CCS potential |  | 2100 | 34.569 | Carbon Sequestration¦CCS
Downscaling[REMIND-MAgPIE 3.2-4.6 IntegratedPhysicalDamages (median)] | Net Zero 2050 | DEU | Final Energy¦Industry¦Electricity | EJ/yr | Final Energy¦Industry¦Electricity | demand_projection | elc_industry | 2020 | 0.9235 | Final Energy¦Industry¦Electricity
Downscaling[REMIND-MAgPIE 3.2-4.6 IntegratedPhysicalDamages (median)] | Net Zero 2050 | DEU | Final Energy¦Industry¦Electricity | EJ/yr | Final Energy¦Industry¦Electricity | demand_projection | elc_industry | 2025 | 0.8623 | Final Energy¦Industry¦Electricity
Downscaling[REMIND-MAgPIE 3.2-4.6 IntegratedPhysicalDamages (median)] | Net Zero 2050 | DEU | Final Energy¦Industry¦Electricity | EJ/yr | Final Energy¦Industry¦Electricity | demand_projection | elc_industry | 2030 | 0.8829 | Final Energy¦Industry¦Electricity
Downscaling[REMIND-MAgPIE 3.2-4.6 IntegratedPhysicalDamages (median)] | Net Zero 2050 | DEU | Final Energy¦Industry¦Electricity | EJ/yr | Final Energy¦Industry¦Electricity | demand_projection | elc_industry | 2035 | 0.8801 | Final Energy¦Industry¦Electricity
Downscaling[REMIND-MAgPIE 3.2-4.6 IntegratedPhysicalDamages (median)] | Net Zero 2050 | DEU | Final Energy¦Industry¦Electricity | EJ/yr | Final Energy¦Industry¦Electricity | demand_projection | elc_industry | 2040 | 0.8685 | Final Energy¦Industry¦Electricity
Downscaling[REMIND-MAgPIE 3.2-4.6 IntegratedPhysicalDamages (median)] | Net Zero 2050 | DEU | Final Energy¦Industry¦Electricity | EJ/yr | Final Energy¦Industry¦Electricity | demand_projection | elc_industry | 2045 | 0.8026 | Final Energy¦Industry¦Electricity
Downscaling[REMIND-MAgPIE 3.2-4.6 IntegratedPhysicalDamages (median)] | Net Zero 2050 | DEU | Final Energy¦Industry¦Electricity | EJ/yr | Final Energy¦Industry¦Electricity | demand_projection | elc_industry | 2050 | 0.7306 | Final Energy¦Industry¦Electricity
Downscaling[REMIND-MAgPIE 3.2-4.6 IntegratedPhysicalDamages (median)] | Net Zero 2050 | DEU | Final Energy¦Industry¦Electricity | EJ/yr | Final Energy¦Industry¦Electricity | demand_projection | elc_industry | 2055 | 0.6759 | Final Energy¦Industry¦Electricity
Downscaling[REMIND-MAgPIE 3.2-4.6 IntegratedPhysicalDamages (median)] | Net Zero 2050 | DEU | Final Energy¦Industry¦Electricity | EJ/yr | Final Energy¦Industry¦Electricity | demand_projection | elc_industry | 2060 | 0.6098 | Final Energy¦Industry¦Electricity
Downscaling[REMIND-MAgPIE 3.2-4.6 IntegratedPhysicalDamages (median)] | Net Zero 2050 | DEU | Final Energy¦Industry¦Electricity | EJ/yr | Final Energy¦Industry¦Electricity | demand_projection | elc_industry | 2065 | 0.5722 | Final Energy¦Industry¦Electricity
Downscaling[REMIND-MAgPIE 3.2-4.6 IntegratedPhysicalDamages (median)] | Net Zero 2050 | DEU | Final Energy¦Industry¦Electricity | EJ/yr | Final Energy¦Industry¦Electricity | demand_projection | elc_industry | 2070 | 0.5373 | Final Energy¦Industry¦Electricity
Downscaling[REMIND-MAgPIE 3.2-4.6 IntegratedPhysicalDamages (median)] | Net Zero 2050 | DEU | Final Energy¦Industry¦Electricity | EJ/yr | Final Energy¦Industry¦Electricity | demand_projection | elc_industry | 2075 | 0.5042 | Final Energy¦Industry¦Electricity
Downscaling[REMIND-MAgPIE 3.2-4.6 IntegratedPhysicalDamages (median)] | Net Zero 2050 | DEU | Final Energy¦Industry¦Electricity | EJ/yr | Final Energy¦Industry¦Electricity | demand_projection | elc_industry | 2080 | 0.4739 | Final Energy¦Industry¦Electricity
Downscaling[REMIND-MAgPIE 3.2-4.6 IntegratedPhysicalDamages (median)] | Net Zero 2050 | DEU | Final Energy¦Industry¦Electricity | EJ/yr | Final Energy¦Industry¦Electricity | demand_projection | elc_industry | 2085 | 0.4458 | Final Energy¦Industry¦Electricity
Downscaling[REMIND-MAgPIE 3.2-4.6 IntegratedPhysicalDamages (median)] | Net Zero 2050 | DEU | Final Energy¦Industry¦Electricity | EJ/yr | Final Energy¦Industry¦Electricity | demand_projection | elc_industry | 2090 | 0.4202 | Final Energy¦Industry¦Electricity
Downscaling[REMIND-MAgPIE 3.2-4.6 IntegratedPhysicalDamages (median)] | Net Zero 2050 | DEU | Final Energy¦Industry¦Electricity | EJ/yr | Final Energy¦Industry¦Electricity | demand_projection | elc_industry | 2095 | 0.3863 | Final Energy¦Industry¦Electricity
Downscaling[REMIND-MAgPIE 3.2-4.6 IntegratedPhysicalDamages (median)] | Net Zero 2050 | DEU | Final Energy¦Industry¦Electricity | EJ/yr | Final Energy¦Industry¦Electricity | demand_projection | elc_industry | 2100 | 0.3535 | Final Energy¦Industry¦Electricity
Downscaling[REMIND-MAgPIE 3.2-4.6 IntegratedPhysicalDamages (median)] | Net Zero 2050 | DEU | Final Energy¦Residential and Commercial¦Electricity | EJ/yr | Final Energy¦Residential and Commercial¦Electricity | demand_projection | elc_buildings | 2020 | 1.1331 | Final Energy¦Residential and Commercial¦Electricity
Downscaling[REMIND-MAgPIE 3.2-4.6 IntegratedPhysicalDamages (median)] | Net Zero 2050 | DEU | Final Energy¦Residential and Commercial¦Electricity | EJ/yr | Final Energy¦Residential and Commercial¦Electricity | demand_projection | elc_buildings | 2025 | 1.0453 | Final Energy¦Residential and Commercial¦Electricity
Downscaling[REMIND-MAgPIE 3.2-4.6 IntegratedPhysicalDamages (median)] | Net Zero 2050 | DEU | Final Energy¦Residential and Commercial¦Electricity | EJ/yr | Final Energy¦Residential and Commercial¦Electricity | demand_projection | elc_buildings | 2030 | 1.0927 | Final Energy¦Residential and Commercial¦Electricity
Downscaling[REMIND-MAgPIE 3.2-4.6 IntegratedPhysicalDamages (median)] | Net Zero 2050 | DEU | Final Energy¦Residential and Commercial¦Electricity | EJ/yr | Final Energy¦Residential and Commercial¦Electricity | demand_projection | elc_buildings | 2035 | 1.1874 | Final Energy¦Residential and Commercial¦Electricity
Downscaling[REMIND-MAgPIE 3.2-4.6 IntegratedPhysicalDamages (median)] | Net Zero 2050 | DEU | Final Energy¦Residential and Commercial¦Electricity | EJ/yr | Final Energy¦Residential and Commercial¦Electricity | demand_projection | elc_buildings | 2040 | 1.1704 | Final Energy¦Residential and Commercial¦Electricity
Downscaling[REMIND-MAgPIE 3.2-4.6 IntegratedPhysicalDamages (median)] | Net Zero 2050 | DEU | Final Energy¦Residential and Commercial¦Electricity | EJ/yr | Final Energy¦Residential and Commercial¦Electricity | demand_projection | elc_buildings | 2045 | 1.1064 | Final Energy¦Residential and Commercial¦Electricity
Downscaling[REMIND-MAgPIE 3.2-4.6 IntegratedPhysicalDamages (median)] | Net Zero 2050 | DEU | Final Energy¦Residential and Commercial¦Electricity | EJ/yr | Final Energy¦Residential and Commercial¦Electricity | demand_projection | elc_buildings | 2050 | 1.0451 | Final Energy¦Residential and Commercial¦Electricity
Downscaling[REMIND-MAgPIE 3.2-4.6 IntegratedPhysicalDamages (median)] | Net Zero 2050 | DEU | Final Energy¦Residential and Commercial¦Electricity | EJ/yr | Final Energy¦Residential and Commercial¦Electricity | demand_projection | elc_buildings | 2055 | 0.9757 | Final Energy¦Residential and Commercial¦Electricity
Downscaling[REMIND-MAgPIE 3.2-4.6 IntegratedPhysicalDamages (median)] | Net Zero 2050 | DEU | Final Energy¦Residential and Commercial¦Electricity | EJ/yr | Final Energy¦Residential and Commercial¦Electricity | demand_projection | elc_buildings | 2060 | 0.9853 | Final Energy¦Residential and Commercial¦Electricity
Downscaling[REMIND-MAgPIE 3.2-4.6 IntegratedPhysicalDamages (median)] | Net Zero 2050 | DEU | Final Energy¦Residential and Commercial¦Electricity | EJ/yr | Final Energy¦Residential and Commercial¦Electricity | demand_projection | elc_buildings | 2065 | 0.979 | Final Energy¦Residential and Commercial¦Electricity
Downscaling[REMIND-MAgPIE 3.2-4.6 IntegratedPhysicalDamages (median)] | Net Zero 2050 | DEU | Final Energy¦Residential and Commercial¦Electricity | EJ/yr | Final Energy¦Residential and Commercial¦Electricity | demand_projection | elc_buildings | 2070 | 0.971 | Final Energy¦Residential and Commercial¦Electricity
Downscaling[REMIND-MAgPIE 3.2-4.6 IntegratedPhysicalDamages (median)] | Net Zero 2050 | DEU | Final Energy¦Residential and Commercial¦Electricity | EJ/yr | Final Energy¦Residential and Commercial¦Electricity | demand_projection | elc_buildings | 2075 | 1.005 | Final Energy¦Residential and Commercial¦Electricity
Downscaling[REMIND-MAgPIE 3.2-4.6 IntegratedPhysicalDamages (median)] | Net Zero 2050 | DEU | Final Energy¦Residential and Commercial¦Electricity | EJ/yr | Final Energy¦Residential and Commercial¦Electricity | demand_projection | elc_buildings | 2080 | 1.042 | Final Energy¦Residential and Commercial¦Electricity
Downscaling[REMIND-MAgPIE 3.2-4.6 IntegratedPhysicalDamages (median)] | Net Zero 2050 | DEU | Final Energy¦Residential and Commercial¦Electricity | EJ/yr | Final Energy¦Residential and Commercial¦Electricity | demand_projection | elc_buildings | 2085 | 1.0833 | Final Energy¦Residential and Commercial¦Electricity
Downscaling[REMIND-MAgPIE 3.2-4.6 IntegratedPhysicalDamages (median)] | Net Zero 2050 | DEU | Final Energy¦Residential and Commercial¦Electricity | EJ/yr | Final Energy¦Residential and Commercial¦Electricity | demand_projection | elc_buildings | 2090 | 1.1257 | Final Energy¦Residential and Commercial¦Electricity
Downscaling[REMIND-MAgPIE 3.2-4.6 IntegratedPhysicalDamages (median)] | Net Zero 2050 | DEU | Final Energy¦Residential and Commercial¦Electricity | EJ/yr | Final Energy¦Residential and Commercial¦Electricity | demand_projection | elc_buildings | 2095 | 1.1685 | Final Energy¦Residential and Commercial¦Electricity
Downscaling[REMIND-MAgPIE 3.2-4.6 IntegratedPhysicalDamages (median)] | Net Zero 2050 | DEU | Final Energy¦Residential and Commercial¦Electricity | EJ/yr | Final Energy¦Residential and Commercial¦Electricity | demand_projection | elc_buildings | 2100 | 1.2077 | Final Energy¦Residential and Commercial¦Electricity
Downscaling[REMIND-MAgPIE 3.2-4.6 IntegratedPhysicalDamages (median)] | Net Zero 2050 | DEU | Final Energy¦Transportation¦Electricity | EJ/yr | Final Energy¦Transportation¦Electricity | demand_projection | elc_transport | 2020 | 0.0812 | Final Energy¦Transportation¦Electricity
Downscaling[REMIND-MAgPIE 3.2-4.6 IntegratedPhysicalDamages (median)] | Net Zero 2050 | DEU | Final Energy¦Transportation¦Electricity | EJ/yr | Final Energy¦Transportation¦Electricity | demand_projection | elc_transport | 2025 | 0.1942 | Final Energy¦Transportation¦Electricity
Downscaling[REMIND-MAgPIE 3.2-4.6 IntegratedPhysicalDamages (median)] | Net Zero 2050 | DEU | Final Energy¦Transportation¦Electricity | EJ/yr | Final Energy¦Transportation¦Electricity | demand_projection | elc_transport | 2030 | 0.363 | Final Energy¦Transportation¦Electricity
Downscaling[REMIND-MAgPIE 3.2-4.6 IntegratedPhysicalDamages (median)] | Net Zero 2050 | DEU | Final Energy¦Transportation¦Electricity | EJ/yr | Final Energy¦Transportation¦Electricity | demand_projection | elc_transport | 2035 | 0.4825 | Final Energy¦Transportation¦Electricity
Downscaling[REMIND-MAgPIE 3.2-4.6 IntegratedPhysicalDamages (median)] | Net Zero 2050 | DEU | Final Energy¦Transportation¦Electricity | EJ/yr | Final Energy¦Transportation¦Electricity | demand_projection | elc_transport | 2040 | 0.5472 | Final Energy¦Transportation¦Electricity
Downscaling[REMIND-MAgPIE 3.2-4.6 IntegratedPhysicalDamages (median)] | Net Zero 2050 | DEU | Final Energy¦Transportation¦Electricity | EJ/yr | Final Energy¦Transportation¦Electricity | demand_projection | elc_transport | 2045 | 0.5613 | Final Energy¦Transportation¦Electricity
Downscaling[REMIND-MAgPIE 3.2-4.6 IntegratedPhysicalDamages (median)] | Net Zero 2050 | DEU | Final Energy¦Transportation¦Electricity | EJ/yr | Final Energy¦Transportation¦Electricity | demand_projection | elc_transport | 2050 | 0.5484 | Final Energy¦Transportation¦Electricity
Downscaling[REMIND-MAgPIE 3.2-4.6 IntegratedPhysicalDamages (median)] | Net Zero 2050 | DEU | Final Energy¦Transportation¦Electricity | EJ/yr | Final Energy¦Transportation¦Electricity | demand_projection | elc_transport | 2055 | 0.5435 | Final Energy¦Transportation¦Electricity
Downscaling[REMIND-MAgPIE 3.2-4.6 IntegratedPhysicalDamages (median)] | Net Zero 2050 | DEU | Final Energy¦Transportation¦Electricity | EJ/yr | Final Energy¦Transportation¦Electricity | demand_projection | elc_transport | 2060 | 0.5392 | Final Energy¦Transportation¦Electricity
Downscaling[REMIND-MAgPIE 3.2-4.6 IntegratedPhysicalDamages (median)] | Net Zero 2050 | DEU | Final Energy¦Transportation¦Electricity | EJ/yr | Final Energy¦Transportation¦Electricity | demand_projection | elc_transport | 2065 | 0.5299 | Final Energy¦Transportation¦Electricity
Downscaling[REMIND-MAgPIE 3.2-4.6 IntegratedPhysicalDamages (median)] | Net Zero 2050 | DEU | Final Energy¦Transportation¦Electricity | EJ/yr | Final Energy¦Transportation¦Electricity | demand_projection | elc_transport | 2070 | 0.5281 | Final Energy¦Transportation¦Electricity
Downscaling[REMIND-MAgPIE 3.2-4.6 IntegratedPhysicalDamages (median)] | Net Zero 2050 | DEU | Final Energy¦Transportation¦Electricity | EJ/yr | Final Energy¦Transportation¦Electricity | demand_projection | elc_transport | 2075 | 0.5302 | Final Energy¦Transportation¦Electricity
Downscaling[REMIND-MAgPIE 3.2-4.6 IntegratedPhysicalDamages (median)] | Net Zero 2050 | DEU | Final Energy¦Transportation¦Electricity | EJ/yr | Final Energy¦Transportation¦Electricity | demand_projection | elc_transport | 2080 | 0.528 | Final Energy¦Transportation¦Electricity
Downscaling[REMIND-MAgPIE 3.2-4.6 IntegratedPhysicalDamages (median)] | Net Zero 2050 | DEU | Final Energy¦Transportation¦Electricity | EJ/yr | Final Energy¦Transportation¦Electricity | demand_projection | elc_transport | 2085 | 0.523 | Final Energy¦Transportation¦Electricity
Downscaling[REMIND-MAgPIE 3.2-4.6 IntegratedPhysicalDamages (median)] | Net Zero 2050 | DEU | Final Energy¦Transportation¦Electricity | EJ/yr | Final Energy¦Transportation¦Electricity | demand_projection | elc_transport | 2090 | 0.5186 | Final Energy¦Transportation¦Electricity
Downscaling[REMIND-MAgPIE 3.2-4.6 IntegratedPhysicalDamages (median)] | Net Zero 2050 | DEU | Final Energy¦Transportation¦Electricity | EJ/yr | Final Energy¦Transportation¦Electricity | demand_projection | elc_transport | 2095 | 0.5086 | Final Energy¦Transportation¦Electricity
Downscaling[REMIND-MAgPIE 3.2-4.6 IntegratedPhysicalDamages (median)] | Net Zero 2050 | DEU | Final Energy¦Transportation¦Electricity | EJ/yr | Final Energy¦Transportation¦Electricity | demand_projection | elc_transport | 2100 | 0.5003 | Final Energy¦Transportation¦Electricity
Downscaling[REMIND-MAgPIE 3.2-4.6 IntegratedPhysicalDamages (median)] | Net Zero 2050 | DEU | Secondary Energy¦Hydrogen | EJ/yr | Secondary Energy¦Hydrogen | demand_projection | hydrogen_allsect | 2020 | 0.0122 | Secondary Energy¦Hydrogen
Downscaling[REMIND-MAgPIE 3.2-4.6 IntegratedPhysicalDamages (median)] | Net Zero 2050 | DEU | Secondary Energy¦Hydrogen | EJ/yr | Secondary Energy¦Hydrogen | demand_projection | hydrogen_allsect | 2025 | 0.0433 | Secondary Energy¦Hydrogen
Downscaling[REMIND-MAgPIE 3.2-4.6 IntegratedPhysicalDamages (median)] | Net Zero 2050 | DEU | Secondary Energy¦Hydrogen | EJ/yr | Secondary Energy¦Hydrogen | demand_projection | hydrogen_allsect | 2030 | 0.0855 | Secondary Energy¦Hydrogen
Downscaling[REMIND-MAgPIE 3.2-4.6 IntegratedPhysicalDamages (median)] | Net Zero 2050 | DEU | Secondary Energy¦Hydrogen | EJ/yr | Secondary Energy¦Hydrogen | demand_projection | hydrogen_allsect | 2035 | 0.164 | Secondary Energy¦Hydrogen
Downscaling[REMIND-MAgPIE 3.2-4.6 IntegratedPhysicalDamages (median)] | Net Zero 2050 | DEU | Secondary Energy¦Hydrogen | EJ/yr | Secondary Energy¦Hydrogen | demand_projection | hydrogen_allsect | 2040 | 0.2738 | Secondary Energy¦Hydrogen
Downscaling[REMIND-MAgPIE 3.2-4.6 IntegratedPhysicalDamages (median)] | Net Zero 2050 | DEU | Secondary Energy¦Hydrogen | EJ/yr | Secondary Energy¦Hydrogen | demand_projection | hydrogen_allsect | 2045 | 0.3697 | Secondary Energy¦Hydrogen
Downscaling[REMIND-MAgPIE 3.2-4.6 IntegratedPhysicalDamages (median)] | Net Zero 2050 | DEU | Secondary Energy¦Hydrogen | EJ/yr | Secondary Energy¦Hydrogen | demand_projection | hydrogen_allsect | 2050 | 0.436 | Secondary Energy¦Hydrogen
Downscaling[REMIND-MAgPIE 3.2-4.6 IntegratedPhysicalDamages (median)] | Net Zero 2050 | DEU | Secondary Energy¦Hydrogen | EJ/yr | Secondary Energy¦Hydrogen | demand_projection | hydrogen_allsect | 2055 | 0.4521 | Secondary Energy¦Hydrogen
Downscaling[REMIND-MAgPIE 3.2-4.6 IntegratedPhysicalDamages (median)] | Net Zero 2050 | DEU | Secondary Energy¦Hydrogen | EJ/yr | Secondary Energy¦Hydrogen | demand_projection | hydrogen_allsect | 2060 | 0.4445 | Secondary Energy¦Hydrogen
Downscaling[REMIND-MAgPIE 3.2-4.6 IntegratedPhysicalDamages (median)] | Net Zero 2050 | DEU | Secondary Energy¦Hydrogen | EJ/yr | Secondary Energy¦Hydrogen | demand_projection | hydrogen_allsect | 2065 | 0.3956 | Secondary Energy¦Hydrogen
Downscaling[REMIND-MAgPIE 3.2-4.6 IntegratedPhysicalDamages (median)] | Net Zero 2050 | DEU | Secondary Energy¦Hydrogen | EJ/yr | Secondary Energy¦Hydrogen | demand_projection | hydrogen_allsect | 2070 | 0.3397 | Secondary Energy¦Hydrogen
Downscaling[REMIND-MAgPIE 3.2-4.6 IntegratedPhysicalDamages (median)] | Net Zero 2050 | DEU | Secondary Energy¦Hydrogen | EJ/yr | Secondary Energy¦Hydrogen | demand_projection | hydrogen_allsect | 2075 | 0.3071 | Secondary Energy¦Hydrogen
Downscaling[REMIND-MAgPIE 3.2-4.6 IntegratedPhysicalDamages (median)] | Net Zero 2050 | DEU | Secondary Energy¦Hydrogen | EJ/yr | Secondary Energy¦Hydrogen | demand_projection | hydrogen_allsect | 2080 | 0.2719 | Secondary Energy¦Hydrogen
Downscaling[REMIND-MAgPIE 3.2-4.6 IntegratedPhysicalDamages (median)] | Net Zero 2050 | DEU | Secondary Energy¦Hydrogen | EJ/yr | Secondary Energy¦Hydrogen | demand_projection | hydrogen_allsect | 2085 | 0.2691 | Secondary Energy¦Hydrogen
Downscaling[REMIND-MAgPIE 3.2-4.6 IntegratedPhysicalDamages (median)] | Net Zero 2050 | DEU | Secondary Energy¦Hydrogen | EJ/yr | Secondary Energy¦Hydrogen | demand_projection | hydrogen_allsect | 2090 | 0.275 | Secondary Energy¦Hydrogen
Downscaling[REMIND-MAgPIE 3.2-4.6 IntegratedPhysicalDamages (median)] | Net Zero 2050 | DEU | Secondary Energy¦Hydrogen | EJ/yr | Secondary Energy¦Hydrogen | demand_projection | hydrogen_allsect | 2095 | 0.2803 | Secondary Energy¦Hydrogen
Downscaling[REMIND-MAgPIE 3.2-4.6 IntegratedPhysicalDamages (median)] | Net Zero 2050 | DEU | Secondary Energy¦Hydrogen | EJ/yr | Secondary Energy¦Hydrogen | demand_projection | hydrogen_allsect | 2100 | 0.2857 | Secondary Energy¦Hydrogen
Downscaling[REMIND-MAgPIE 3.2-4.6 IntegratedPhysicalDamages (median)] | Net Zero 2050 | DEU | Secondary Energy¦Electricity¦Coal | EJ/yr | Secondary Energy¦Electricity¦Coal | elec_co2 |  | 2020 | 0.6785 | Secondary Energy¦Electricity¦Coal | 94
Downscaling[REMIND-MAgPIE 3.2-4.6 IntegratedPhysicalDamages (median)] | Net Zero 2050 | DEU | Secondary Energy¦Electricity¦Coal | EJ/yr | Secondary Energy¦Electricity¦Coal | elec_co2 |  | 2025 | 0.2207 | Secondary Energy¦Electricity¦Coal | 94
Downscaling[REMIND-MAgPIE 3.2-4.6 IntegratedPhysicalDamages (median)] | Net Zero 2050 | DEU | Secondary Energy¦Electricity¦Coal | EJ/yr | Secondary Energy¦Electricity¦Coal | elec_co2 |  | 2030 | 0.0006 | Secondary Energy¦Electricity¦Coal | 94
Downscaling[REMIND-MAgPIE 3.2-4.6 IntegratedPhysicalDamages (median)] | Net Zero 2050 | DEU | Secondary Energy¦Electricity¦Coal | EJ/yr | Secondary Energy¦Electricity¦Coal | elec_co2 |  | 2035 | 0.0003 | Secondary Energy¦Electricity¦Coal | 94
Downscaling[REMIND-MAgPIE 3.2-4.6 IntegratedPhysicalDamages (median)] | Net Zero 2050 | DEU | Secondary Energy¦Electricity¦Coal | EJ/yr | Secondary Energy¦Electricity¦Coal | elec_co2 |  | 2040 | 0.0002 | Secondary Energy¦Electricity¦Coal | 94
Downscaling[REMIND-MAgPIE 3.2-4.6 IntegratedPhysicalDamages (median)] | Net Zero 2050 | DEU | Secondary Energy¦Electricity¦Coal | EJ/yr | Secondary Energy¦Electricity¦Coal | elec_co2 |  | 2045 | 0.0001 | Secondary Energy¦Electricity¦Coal | 94
Downscaling[REMIND-MAgPIE 3.2-4.6 IntegratedPhysicalDamages (median)] | Net Zero 2050 | DEU | Secondary Energy¦Electricity¦Coal | EJ/yr | Secondary Energy¦Electricity¦Coal | elec_co2 |  | 2050 | 0 | Secondary Energy¦Electricity¦Coal | 94
Downscaling[REMIND-MAgPIE 3.2-4.6 IntegratedPhysicalDamages (median)] | Net Zero 2050 | DEU | Secondary Energy¦Electricity¦Coal | EJ/yr | Secondary Energy¦Electricity¦Coal | elec_co2 |  | 2055 | 0 | Secondary Energy¦Electricity¦Coal | 94
Downscaling[REMIND-MAgPIE 3.2-4.6 IntegratedPhysicalDamages (median)] | Net Zero 2050 | DEU | Secondary Energy¦Electricity¦Coal | EJ/yr | Secondary Energy¦Electricity¦Coal | elec_co2 |  | 2060 | 0 | Secondary Energy¦Electricity¦Coal | 94
Downscaling[REMIND-MAgPIE 3.2-4.6 IntegratedPhysicalDamages (median)] | Net Zero 2050 | DEU | Secondary Energy¦Electricity¦Coal | EJ/yr | Secondary Energy¦Electricity¦Coal | elec_co2 |  | 2065 | 0 | Secondary Energy¦Electricity¦Coal | 94
Downscaling[REMIND-MAgPIE 3.2-4.6 IntegratedPhysicalDamages (median)] | Net Zero 2050 | DEU | Secondary Energy¦Electricity¦Coal | EJ/yr | Secondary Energy¦Electricity¦Coal | elec_co2 |  | 2070 | 0 | Secondary Energy¦Electricity¦Coal | 94
Downscaling[REMIND-MAgPIE 3.2-4.6 IntegratedPhysicalDamages (median)] | Net Zero 2050 | DEU | Secondary Energy¦Electricity¦Coal | EJ/yr | Secondary Energy¦Electricity¦Coal | elec_co2 |  | 2075 | 0 | Secondary Energy¦Electricity¦Coal | 94
Downscaling[REMIND-MAgPIE 3.2-4.6 IntegratedPhysicalDamages (median)] | Net Zero 2050 | DEU | Secondary Energy¦Electricity¦Coal | EJ/yr | Secondary Energy¦Electricity¦Coal | elec_co2 |  | 2080 | 0 | Secondary Energy¦Electricity¦Coal | 94
Downscaling[REMIND-MAgPIE 3.2-4.6 IntegratedPhysicalDamages (median)] | Net Zero 2050 | DEU | Secondary Energy¦Electricity¦Coal | EJ/yr | Secondary Energy¦Electricity¦Coal | elec_co2 |  | 2085 | 0 | Secondary Energy¦Electricity¦Coal | 94
Downscaling[REMIND-MAgPIE 3.2-4.6 IntegratedPhysicalDamages (median)] | Net Zero 2050 | DEU | Secondary Energy¦Electricity¦Coal | EJ/yr | Secondary Energy¦Electricity¦Coal | elec_co2 |  | 2090 | 0 | Secondary Energy¦Electricity¦Coal | 94
Downscaling[REMIND-MAgPIE 3.2-4.6 IntegratedPhysicalDamages (median)] | Net Zero 2050 | DEU | Secondary Energy¦Electricity¦Coal | EJ/yr | Secondary Energy¦Electricity¦Coal | elec_co2 |  | 2095 | 0 | Secondary Energy¦Electricity¦Coal | 94
Downscaling[REMIND-MAgPIE 3.2-4.6 IntegratedPhysicalDamages (median)] | Net Zero 2050 | DEU | Secondary Energy¦Electricity¦Coal | EJ/yr | Secondary Energy¦Electricity¦Coal | elec_co2 |  | 2100 | 0 | Secondary Energy¦Electricity¦Coal | 94
Downscaling[REMIND-MAgPIE 3.2-4.6 IntegratedPhysicalDamages (median)] | Net Zero 2050 | DEU | Secondary Energy¦Electricity¦Gas | EJ/yr | Secondary Energy¦Electricity¦Gas | elec_co2 |  | 2020 | 0.4499 | Secondary Energy¦Electricity¦Gas | 55
Downscaling[REMIND-MAgPIE 3.2-4.6 IntegratedPhysicalDamages (median)] | Net Zero 2050 | DEU | Secondary Energy¦Electricity¦Gas | EJ/yr | Secondary Energy¦Electricity¦Gas | elec_co2 |  | 2025 | 0.4194 | Secondary Energy¦Electricity¦Gas | 55
Downscaling[REMIND-MAgPIE 3.2-4.6 IntegratedPhysicalDamages (median)] | Net Zero 2050 | DEU | Secondary Energy¦Electricity¦Gas | EJ/yr | Secondary Energy¦Electricity¦Gas | elec_co2 |  | 2030 | 0.0875 | Secondary Energy¦Electricity¦Gas | 55
Downscaling[REMIND-MAgPIE 3.2-4.6 IntegratedPhysicalDamages (median)] | Net Zero 2050 | DEU | Secondary Energy¦Electricity¦Gas | EJ/yr | Secondary Energy¦Electricity¦Gas | elec_co2 |  | 2035 | 0.0009 | Secondary Energy¦Electricity¦Gas | 55
Downscaling[REMIND-MAgPIE 3.2-4.6 IntegratedPhysicalDamages (median)] | Net Zero 2050 | DEU | Secondary Energy¦Electricity¦Gas | EJ/yr | Secondary Energy¦Electricity¦Gas | elec_co2 |  | 2040 | 0.0006 | Secondary Energy¦Electricity¦Gas | 55
Downscaling[REMIND-MAgPIE 3.2-4.6 IntegratedPhysicalDamages (median)] | Net Zero 2050 | DEU | Secondary Energy¦Electricity¦Gas | EJ/yr | Secondary Energy¦Electricity¦Gas | elec_co2 |  | 2045 | 0.0002 | Secondary Energy¦Electricity¦Gas | 55
Downscaling[REMIND-MAgPIE 3.2-4.6 IntegratedPhysicalDamages (median)] | Net Zero 2050 | DEU | Secondary Energy¦Electricity¦Gas | EJ/yr | Secondary Energy¦Electricity¦Gas | elec_co2 |  | 2050 | 0 | Secondary Energy¦Electricity¦Gas | 55
Downscaling[REMIND-MAgPIE 3.2-4.6 IntegratedPhysicalDamages (median)] | Net Zero 2050 | DEU | Secondary Energy¦Electricity¦Gas | EJ/yr | Secondary Energy¦Electricity¦Gas | elec_co2 |  | 2055 | 0 | Secondary Energy¦Electricity¦Gas | 55
Downscaling[REMIND-MAgPIE 3.2-4.6 IntegratedPhysicalDamages (median)] | Net Zero 2050 | DEU | Secondary Energy¦Electricity¦Gas | EJ/yr | Secondary Energy¦Electricity¦Gas | elec_co2 |  | 2060 | 0 | Secondary Energy¦Electricity¦Gas | 55
Downscaling[REMIND-MAgPIE 3.2-4.6 IntegratedPhysicalDamages (median)] | Net Zero 2050 | DEU | Secondary Energy¦Electricity¦Gas | EJ/yr | Secondary Energy¦Electricity¦Gas | elec_co2 |  | 2065 | 0 | Secondary Energy¦Electricity¦Gas | 55
Downscaling[REMIND-MAgPIE 3.2-4.6 IntegratedPhysicalDamages (median)] | Net Zero 2050 | DEU | Secondary Energy¦Electricity¦Gas | EJ/yr | Secondary Energy¦Electricity¦Gas | elec_co2 |  | 2070 | 0 | Secondary Energy¦Electricity¦Gas | 55
Downscaling[REMIND-MAgPIE 3.2-4.6 IntegratedPhysicalDamages (median)] | Net Zero 2050 | DEU | Secondary Energy¦Electricity¦Gas | EJ/yr | Secondary Energy¦Electricity¦Gas | elec_co2 |  | 2075 | 0 | Secondary Energy¦Electricity¦Gas | 55
Downscaling[REMIND-MAgPIE 3.2-4.6 IntegratedPhysicalDamages (median)] | Net Zero 2050 | DEU | Secondary Energy¦Electricity¦Gas | EJ/yr | Secondary Energy¦Electricity¦Gas | elec_co2 |  | 2080 | 0 | Secondary Energy¦Electricity¦Gas | 55
Downscaling[REMIND-MAgPIE 3.2-4.6 IntegratedPhysicalDamages (median)] | Net Zero 2050 | DEU | Secondary Energy¦Electricity¦Gas | EJ/yr | Secondary Energy¦Electricity¦Gas | elec_co2 |  | 2085 | 0 | Secondary Energy¦Electricity¦Gas | 55
Downscaling[REMIND-MAgPIE 3.2-4.6 IntegratedPhysicalDamages (median)] | Net Zero 2050 | DEU | Secondary Energy¦Electricity¦Gas | EJ/yr | Secondary Energy¦Electricity¦Gas | elec_co2 |  | 2090 | 0 | Secondary Energy¦Electricity¦Gas | 55
Downscaling[REMIND-MAgPIE 3.2-4.6 IntegratedPhysicalDamages (median)] | Net Zero 2050 | DEU | Secondary Energy¦Electricity¦Gas | EJ/yr | Secondary Energy¦Electricity¦Gas | elec_co2 |  | 2095 | 0 | Secondary Energy¦Electricity¦Gas | 55
Downscaling[REMIND-MAgPIE 3.2-4.6 IntegratedPhysicalDamages (median)] | Net Zero 2050 | DEU | Secondary Energy¦Electricity¦Gas | EJ/yr | Secondary Energy¦Electricity¦Gas | elec_co2 |  | 2100 | 0 | Secondary Energy¦Electricity¦Gas | 55
Downscaling[REMIND-MAgPIE 3.2-4.6 IntegratedPhysicalDamages (median)] | Net Zero 2050 | DEU | Secondary Energy¦Electricity¦Oil | EJ/yr | Secondary Energy¦Electricity¦Oil | elec_co2 |  | 2020 | 0.0162 | Secondary Energy¦Electricity¦Oil | 70
Downscaling[REMIND-MAgPIE 3.2-4.6 IntegratedPhysicalDamages (median)] | Net Zero 2050 | DEU | Secondary Energy¦Electricity¦Oil | EJ/yr | Secondary Energy¦Electricity¦Oil | elec_co2 |  | 2025 | 0.0097 | Secondary Energy¦Electricity¦Oil | 70
Downscaling[REMIND-MAgPIE 3.2-4.6 IntegratedPhysicalDamages (median)] | Net Zero 2050 | DEU | Secondary Energy¦Electricity¦Oil | EJ/yr | Secondary Energy¦Electricity¦Oil | elec_co2 |  | 2030 | 0.0039 | Secondary Energy¦Electricity¦Oil | 70
Downscaling[REMIND-MAgPIE 3.2-4.6 IntegratedPhysicalDamages (median)] | Net Zero 2050 | DEU | Secondary Energy¦Electricity¦Oil | EJ/yr | Secondary Energy¦Electricity¦Oil | elec_co2 |  | 2035 | 0 | Secondary Energy¦Electricity¦Oil | 70
Downscaling[REMIND-MAgPIE 3.2-4.6 IntegratedPhysicalDamages (median)] | Net Zero 2050 | DEU | Secondary Energy¦Electricity¦Oil | EJ/yr | Secondary Energy¦Electricity¦Oil | elec_co2 |  | 2040 | 0 | Secondary Energy¦Electricity¦Oil | 70
Downscaling[REMIND-MAgPIE 3.2-4.6 IntegratedPhysicalDamages (median)] | Net Zero 2050 | DEU | Secondary Energy¦Electricity¦Oil | EJ/yr | Secondary Energy¦Electricity¦Oil | elec_co2 |  | 2045 | 0 | Secondary Energy¦Electricity¦Oil | 70
Downscaling[REMIND-MAgPIE 3.2-4.6 IntegratedPhysicalDamages (median)] | Net Zero 2050 | DEU | Secondary Energy¦Electricity¦Oil | EJ/yr | Secondary Energy¦Electricity¦Oil | elec_co2 |  | 2050 | 0 | Secondary Energy¦Electricity¦Oil | 70
Downscaling[REMIND-MAgPIE 3.2-4.6 IntegratedPhysicalDamages (median)] | Net Zero 2050 | DEU | Secondary Energy¦Electricity¦Oil | EJ/yr | Secondary Energy¦Electricity¦Oil | elec_co2 |  | 2055 | 0 | Secondary Energy¦Electricity¦Oil | 70
Downscaling[REMIND-MAgPIE 3.2-4.6 IntegratedPhysicalDamages (median)] | Net Zero 2050 | DEU | Secondary Energy¦Electricity¦Oil | EJ/yr | Secondary Energy¦Electricity¦Oil | elec_co2 |  | 2060 | 0 | Secondary Energy¦Electricity¦Oil | 70
Downscaling[REMIND-MAgPIE 3.2-4.6 IntegratedPhysicalDamages (median)] | Net Zero 2050 | DEU | Secondary Energy¦Electricity¦Oil | EJ/yr | Secondary Energy¦Electricity¦Oil | elec_co2 |  | 2065 | 0 | Secondary Energy¦Electricity¦Oil | 70
Downscaling[REMIND-MAgPIE 3.2-4.6 IntegratedPhysicalDamages (median)] | Net Zero 2050 | DEU | Secondary Energy¦Electricity¦Oil | EJ/yr | Secondary Energy¦Electricity¦Oil | elec_co2 |  | 2070 | 0 | Secondary Energy¦Electricity¦Oil | 70
Downscaling[REMIND-MAgPIE 3.2-4.6 IntegratedPhysicalDamages (median)] | Net Zero 2050 | DEU | Secondary Energy¦Electricity¦Oil | EJ/yr | Secondary Energy¦Electricity¦Oil | elec_co2 |  | 2075 | 0 | Secondary Energy¦Electricity¦Oil | 70
Downscaling[REMIND-MAgPIE 3.2-4.6 IntegratedPhysicalDamages (median)] | Net Zero 2050 | DEU | Secondary Energy¦Electricity¦Oil | EJ/yr | Secondary Energy¦Electricity¦Oil | elec_co2 |  | 2080 | 0 | Secondary Energy¦Electricity¦Oil | 70
Downscaling[REMIND-MAgPIE 3.2-4.6 IntegratedPhysicalDamages (median)] | Net Zero 2050 | DEU | Secondary Energy¦Electricity¦Oil | EJ/yr | Secondary Energy¦Electricity¦Oil | elec_co2 |  | 2085 | 0 | Secondary Energy¦Electricity¦Oil | 70
Downscaling[REMIND-MAgPIE 3.2-4.6 IntegratedPhysicalDamages (median)] | Net Zero 2050 | DEU | Secondary Energy¦Electricity¦Oil | EJ/yr | Secondary Energy¦Electricity¦Oil | elec_co2 |  | 2090 | 0 | Secondary Energy¦Electricity¦Oil | 70
Downscaling[REMIND-MAgPIE 3.2-4.6 IntegratedPhysicalDamages (median)] | Net Zero 2050 | DEU | Secondary Energy¦Electricity¦Oil | EJ/yr | Secondary Energy¦Electricity¦Oil | elec_co2 |  | 2095 | 0 | Secondary Energy¦Electricity¦Oil | 70
Downscaling[REMIND-MAgPIE 3.2-4.6 IntegratedPhysicalDamages (median)] | Net Zero 2050 | DEU | Secondary Energy¦Electricity¦Oil | EJ/yr | Secondary Energy¦Electricity¦Oil | elec_co2 |  | 2100 | 0 | Secondary Energy¦Electricity¦Oil | 70
Downscaling[REMIND-MAgPIE 3.2-4.6 IntegratedPhysicalDamages (median)] | Net Zero 2050 | DEU | Price¦Primary Energy¦Biomass | US$2010/GJ | Price¦Primary Energy¦Biomass | fuel_supply | bioenergy | 2020 | 5.3799 | Price¦Primary Energy¦Biomass
Downscaling[REMIND-MAgPIE 3.2-4.6 IntegratedPhysicalDamages (median)] | Net Zero 2050 | DEU | Price¦Primary Energy¦Biomass | US$2010/GJ | Price¦Primary Energy¦Biomass | fuel_supply | bioenergy | 2025 | 5.2439 | Price¦Primary Energy¦Biomass
Downscaling[REMIND-MAgPIE 3.2-4.6 IntegratedPhysicalDamages (median)] | Net Zero 2050 | DEU | Price¦Primary Energy¦Biomass | US$2010/GJ | Price¦Primary Energy¦Biomass | fuel_supply | bioenergy | 2030 | 5.9585 | Price¦Primary Energy¦Biomass
Downscaling[REMIND-MAgPIE 3.2-4.6 IntegratedPhysicalDamages (median)] | Net Zero 2050 | DEU | Price¦Primary Energy¦Biomass | US$2010/GJ | Price¦Primary Energy¦Biomass | fuel_supply | bioenergy | 2035 | 8.2179 | Price¦Primary Energy¦Biomass
Downscaling[REMIND-MAgPIE 3.2-4.6 IntegratedPhysicalDamages (median)] | Net Zero 2050 | DEU | Price¦Primary Energy¦Biomass | US$2010/GJ | Price¦Primary Energy¦Biomass | fuel_supply | bioenergy | 2040 | 17.0351 | Price¦Primary Energy¦Biomass
Downscaling[REMIND-MAgPIE 3.2-4.6 IntegratedPhysicalDamages (median)] | Net Zero 2050 | DEU | Price¦Primary Energy¦Biomass | US$2010/GJ | Price¦Primary Energy¦Biomass | fuel_supply | bioenergy | 2045 | 22.4728 | Price¦Primary Energy¦Biomass
Downscaling[REMIND-MAgPIE 3.2-4.6 IntegratedPhysicalDamages (median)] | Net Zero 2050 | DEU | Price¦Primary Energy¦Biomass | US$2010/GJ | Price¦Primary Energy¦Biomass | fuel_supply | bioenergy | 2050 | 20.8183 | Price¦Primary Energy¦Biomass
Downscaling[REMIND-MAgPIE 3.2-4.6 IntegratedPhysicalDamages (median)] | Net Zero 2050 | DEU | Price¦Primary Energy¦Biomass | US$2010/GJ | Price¦Primary Energy¦Biomass | fuel_supply | bioenergy | 2055 | 20.8555 | Price¦Primary Energy¦Biomass
Downscaling[REMIND-MAgPIE 3.2-4.6 IntegratedPhysicalDamages (median)] | Net Zero 2050 | DEU | Price¦Primary Energy¦Biomass | US$2010/GJ | Price¦Primary Energy¦Biomass | fuel_supply | bioenergy | 2060 | 35.6281 | Price¦Primary Energy¦Biomass
Downscaling[REMIND-MAgPIE 3.2-4.6 IntegratedPhysicalDamages (median)] | Net Zero 2050 | DEU | Price¦Primary Energy¦Biomass | US$2010/GJ | Price¦Primary Energy¦Biomass | fuel_supply | bioenergy | 2065 | 36.2629 | Price¦Primary Energy¦Biomass
Downscaling[REMIND-MAgPIE 3.2-4.6 IntegratedPhysicalDamages (median)] | Net Zero 2050 | DEU | Price¦Primary Energy¦Biomass | US$2010/GJ | Price¦Primary Energy¦Biomass | fuel_supply | bioenergy | 2070 | 36.8977 | Price¦Primary Energy¦Biomass
Downscaling[REMIND-MAgPIE 3.2-4.6 IntegratedPhysicalDamages (median)] | Net Zero 2050 | DEU | Price¦Primary Energy¦Biomass | US$2010/GJ | Price¦Primary Energy¦Biomass | fuel_supply | bioenergy | 2075 | 35.5851 | Price¦Primary Energy¦Biomass
Downscaling[REMIND-MAgPIE 3.2-4.6 IntegratedPhysicalDamages (median)] | Net Zero 2050 | DEU | Price¦Primary Energy¦Biomass | US$2010/GJ | Price¦Primary Energy¦Biomass | fuel_supply | bioenergy | 2080 | 34.2724 | Price¦Primary Energy¦Biomass
Downscaling[REMIND-MAgPIE 3.2-4.6 IntegratedPhysicalDamages (median)] | Net Zero 2050 | DEU | Price¦Primary Energy¦Biomass | US$2010/GJ | Price¦Primary Energy¦Biomass | fuel_supply | bioenergy | 2085 | 36.3488 | Price¦Primary Energy¦Biomass
Downscaling[REMIND-MAgPIE 3.2-4.6 IntegratedPhysicalDamages (median)] | Net Zero 2050 | DEU | Price¦Primary Energy¦Biomass | US$2010/GJ | Price¦Primary Energy¦Biomass | fuel_supply | bioenergy | 2090 | 38.4252 | Price¦Primary Energy¦Biomass
Downscaling[REMIND-MAgPIE 3.2-4.6 IntegratedPhysicalDamages (median)] | Net Zero 2050 | DEU | Price¦Primary Energy¦Biomass | US$2010/GJ | Price¦Primary Energy¦Biomass | fuel_supply | bioenergy | 2095 | 42.5023 | Price¦Primary Energy¦Biomass
Downscaling[REMIND-MAgPIE 3.2-4.6 IntegratedPhysicalDamages (median)] | Net Zero 2050 | DEU | Price¦Primary Energy¦Biomass | US$2010/GJ | Price¦Primary Energy¦Biomass | fuel_supply | bioenergy | 2100 | 46.5793 | Price¦Primary Energy¦Biomass
Downscaling[REMIND-MAgPIE 3.2-4.6 IntegratedPhysicalDamages (median)] | Net Zero 2050 | DEU | Price¦Primary Energy¦Coal | US$2010/GJ | Price¦Primary Energy¦Coal | fuel_supply | coal | 2020 | 2.0344 | Price¦Primary Energy¦Coal
Downscaling[REMIND-MAgPIE 3.2-4.6 IntegratedPhysicalDamages (median)] | Net Zero 2050 | DEU | Price¦Primary Energy¦Coal | US$2010/GJ | Price¦Primary Energy¦Coal | fuel_supply | coal | 2025 | 2.6475 | Price¦Primary Energy¦Coal
Downscaling[REMIND-MAgPIE 3.2-4.6 IntegratedPhysicalDamages (median)] | Net Zero 2050 | DEU | Price¦Primary Energy¦Coal | US$2010/GJ | Price¦Primary Energy¦Coal | fuel_supply | coal | 2030 | 1.7622 | Price¦Primary Energy¦Coal
Downscaling[REMIND-MAgPIE 3.2-4.6 IntegratedPhysicalDamages (median)] | Net Zero 2050 | DEU | Price¦Primary Energy¦Coal | US$2010/GJ | Price¦Primary Energy¦Coal | fuel_supply | coal | 2035 | 1.4283 | Price¦Primary Energy¦Coal
Downscaling[REMIND-MAgPIE 3.2-4.6 IntegratedPhysicalDamages (median)] | Net Zero 2050 | DEU | Price¦Primary Energy¦Coal | US$2010/GJ | Price¦Primary Energy¦Coal | fuel_supply | coal | 2040 | 1.3646 | Price¦Primary Energy¦Coal
Downscaling[REMIND-MAgPIE 3.2-4.6 IntegratedPhysicalDamages (median)] | Net Zero 2050 | DEU | Price¦Primary Energy¦Coal | US$2010/GJ | Price¦Primary Energy¦Coal | fuel_supply | coal | 2045 | 1.441 | Price¦Primary Energy¦Coal
Downscaling[REMIND-MAgPIE 3.2-4.6 IntegratedPhysicalDamages (median)] | Net Zero 2050 | DEU | Price¦Primary Energy¦Coal | US$2010/GJ | Price¦Primary Energy¦Coal | fuel_supply | coal | 2050 | 1.7382 | Price¦Primary Energy¦Coal
Downscaling[REMIND-MAgPIE 3.2-4.6 IntegratedPhysicalDamages (median)] | Net Zero 2050 | DEU | Price¦Primary Energy¦Coal | US$2010/GJ | Price¦Primary Energy¦Coal | fuel_supply | coal | 2055 | 1.6763 | Price¦Primary Energy¦Coal
Downscaling[REMIND-MAgPIE 3.2-4.6 IntegratedPhysicalDamages (median)] | Net Zero 2050 | DEU | Price¦Primary Energy¦Coal | US$2010/GJ | Price¦Primary Energy¦Coal | fuel_supply | coal | 2060 | 1.9248 | Price¦Primary Energy¦Coal
Downscaling[REMIND-MAgPIE 3.2-4.6 IntegratedPhysicalDamages (median)] | Net Zero 2050 | DEU | Price¦Primary Energy¦Coal | US$2010/GJ | Price¦Primary Energy¦Coal | fuel_supply | coal | 2065 | 1.9306 | Price¦Primary Energy¦Coal
Downscaling[REMIND-MAgPIE 3.2-4.6 IntegratedPhysicalDamages (median)] | Net Zero 2050 | DEU | Price¦Primary Energy¦Coal | US$2010/GJ | Price¦Primary Energy¦Coal | fuel_supply | coal | 2070 | 1.9363 | Price¦Primary Energy¦Coal
Downscaling[REMIND-MAgPIE 3.2-4.6 IntegratedPhysicalDamages (median)] | Net Zero 2050 | DEU | Price¦Primary Energy¦Coal | US$2010/GJ | Price¦Primary Energy¦Coal | fuel_supply | coal | 2075 | 2.0279 | Price¦Primary Energy¦Coal
Downscaling[REMIND-MAgPIE 3.2-4.6 IntegratedPhysicalDamages (median)] | Net Zero 2050 | DEU | Price¦Primary Energy¦Coal | US$2010/GJ | Price¦Primary Energy¦Coal | fuel_supply | coal | 2080 | 2.1195 | Price¦Primary Energy¦Coal
Downscaling[REMIND-MAgPIE 3.2-4.6 IntegratedPhysicalDamages (median)] | Net Zero 2050 | DEU | Price¦Primary Energy¦Coal | US$2010/GJ | Price¦Primary Energy¦Coal | fuel_supply | coal | 2085 | 2.1004 | Price¦Primary Energy¦Coal
Downscaling[REMIND-MAgPIE 3.2-4.6 IntegratedPhysicalDamages (median)] | Net Zero 2050 | DEU | Price¦Primary Energy¦Coal | US$2010/GJ | Price¦Primary Energy¦Coal | fuel_supply | coal | 2090 | 2.0814 | Price¦Primary Energy¦Coal
Downscaling[REMIND-MAgPIE 3.2-4.6 IntegratedPhysicalDamages (median)] | Net Zero 2050 | DEU | Price¦Primary Energy¦Coal | US$2010/GJ | Price¦Primary Energy¦Coal | fuel_supply | coal | 2095 | 1.9478 | Price¦Primary Energy¦Coal
Downscaling[REMIND-MAgPIE 3.2-4.6 IntegratedPhysicalDamages (median)] | Net Zero 2050 | DEU | Price¦Primary Energy¦Coal | US$2010/GJ | Price¦Primary Energy¦Coal | fuel_supply | coal | 2100 | 1.8142 | Price¦Primary Energy¦Coal
Downscaling[REMIND-MAgPIE 3.2-4.6 IntegratedPhysicalDamages (median)] | Net Zero 2050 | DEU | Price¦Primary Energy¦Gas | US$2010/GJ | Price¦Primary Energy¦Gas | fuel_supply | gas | 2020 | 3.9711 | Price¦Primary Energy¦Gas
Downscaling[REMIND-MAgPIE 3.2-4.6 IntegratedPhysicalDamages (median)] | Net Zero 2050 | DEU | Price¦Primary Energy¦Gas | US$2010/GJ | Price¦Primary Energy¦Gas | fuel_supply | gas | 2025 | 5.2048 | Price¦Primary Energy¦Gas
Downscaling[REMIND-MAgPIE 3.2-4.6 IntegratedPhysicalDamages (median)] | Net Zero 2050 | DEU | Price¦Primary Energy¦Gas | US$2010/GJ | Price¦Primary Energy¦Gas | fuel_supply | gas | 2030 | 5.5498 | Price¦Primary Energy¦Gas
Downscaling[REMIND-MAgPIE 3.2-4.6 IntegratedPhysicalDamages (median)] | Net Zero 2050 | DEU | Price¦Primary Energy¦Gas | US$2010/GJ | Price¦Primary Energy¦Gas | fuel_supply | gas | 2035 | 5.8792 | Price¦Primary Energy¦Gas
Downscaling[REMIND-MAgPIE 3.2-4.6 IntegratedPhysicalDamages (median)] | Net Zero 2050 | DEU | Price¦Primary Energy¦Gas | US$2010/GJ | Price¦Primary Energy¦Gas | fuel_supply | gas | 2040 | 5.8199 | Price¦Primary Energy¦Gas
Downscaling[REMIND-MAgPIE 3.2-4.6 IntegratedPhysicalDamages (median)] | Net Zero 2050 | DEU | Price¦Primary Energy¦Gas | US$2010/GJ | Price¦Primary Energy¦Gas | fuel_supply | gas | 2045 | 4.8841 | Price¦Primary Energy¦Gas
Downscaling[REMIND-MAgPIE 3.2-4.6 IntegratedPhysicalDamages (median)] | Net Zero 2050 | DEU | Price¦Primary Energy¦Gas | US$2010/GJ | Price¦Primary Energy¦Gas | fuel_supply | gas | 2050 | 4.4152 | Price¦Primary Energy¦Gas
Downscaling[REMIND-MAgPIE 3.2-4.6 IntegratedPhysicalDamages (median)] | Net Zero 2050 | DEU | Price¦Primary Energy¦Gas | US$2010/GJ | Price¦Primary Energy¦Gas | fuel_supply | gas | 2055 | 4.5444 | Price¦Primary Energy¦Gas
Downscaling[REMIND-MAgPIE 3.2-4.6 IntegratedPhysicalDamages (median)] | Net Zero 2050 | DEU | Price¦Primary Energy¦Gas | US$2010/GJ | Price¦Primary Energy¦Gas | fuel_supply | gas | 2060 | 5.6389 | Price¦Primary Energy¦Gas
Downscaling[REMIND-MAgPIE 3.2-4.6 IntegratedPhysicalDamages (median)] | Net Zero 2050 | DEU | Price¦Primary Energy¦Gas | US$2010/GJ | Price¦Primary Energy¦Gas | fuel_supply | gas | 2065 | 5.9739 | Price¦Primary Energy¦Gas
Downscaling[REMIND-MAgPIE 3.2-4.6 IntegratedPhysicalDamages (median)] | Net Zero 2050 | DEU | Price¦Primary Energy¦Gas | US$2010/GJ | Price¦Primary Energy¦Gas | fuel_supply | gas | 2070 | 6.3089 | Price¦Primary Energy¦Gas
Downscaling[REMIND-MAgPIE 3.2-4.6 IntegratedPhysicalDamages (median)] | Net Zero 2050 | DEU | Price¦Primary Energy¦Gas | US$2010/GJ | Price¦Primary Energy¦Gas | fuel_supply | gas | 2075 | 6.1943 | Price¦Primary Energy¦Gas
Downscaling[REMIND-MAgPIE 3.2-4.6 IntegratedPhysicalDamages (median)] | Net Zero 2050 | DEU | Price¦Primary Energy¦Gas | US$2010/GJ | Price¦Primary Energy¦Gas | fuel_supply | gas | 2080 | 6.0797 | Price¦Primary Energy¦Gas
Downscaling[REMIND-MAgPIE 3.2-4.6 IntegratedPhysicalDamages (median)] | Net Zero 2050 | DEU | Price¦Primary Energy¦Gas | US$2010/GJ | Price¦Primary Energy¦Gas | fuel_supply | gas | 2085 | 5.9441 | Price¦Primary Energy¦Gas
Downscaling[REMIND-MAgPIE 3.2-4.6 IntegratedPhysicalDamages (median)] | Net Zero 2050 | DEU | Price¦Primary Energy¦Gas | US$2010/GJ | Price¦Primary Energy¦Gas | fuel_supply | gas | 2090 | 5.8085 | Price¦Primary Energy¦Gas
Downscaling[REMIND-MAgPIE 3.2-4.6 IntegratedPhysicalDamages (median)] | Net Zero 2050 | DEU | Price¦Primary Energy¦Gas | US$2010/GJ | Price¦Primary Energy¦Gas | fuel_supply | gas | 2095 | 5.4089 | Price¦Primary Energy¦Gas
Downscaling[REMIND-MAgPIE 3.2-4.6 IntegratedPhysicalDamages (median)] | Net Zero 2050 | DEU | Price¦Primary Energy¦Gas | US$2010/GJ | Price¦Primary Energy¦Gas | fuel_supply | gas | 2100 | 5.0094 | Price¦Primary Energy¦Gas
Downscaling[REMIND-MAgPIE 3.2-4.6 IntegratedPhysicalDamages (median)] | Net Zero 2050 | DEU | Price¦Secondary Energy¦Liquids¦Oil | US$2010/GJ | Price¦Secondary Energy¦Liquids¦Oil | fuel_supply | oil | 2020 | 82.2847 | Price¦Secondary Energy¦Liquids¦Oil
Downscaling[REMIND-MAgPIE 3.2-4.6 IntegratedPhysicalDamages (median)] | Net Zero 2050 | DEU | Price¦Secondary Energy¦Liquids¦Oil | US$2010/GJ | Price¦Secondary Energy¦Liquids¦Oil | fuel_supply | oil | 2025 | 81.7988 | Price¦Secondary Energy¦Liquids¦Oil
Downscaling[REMIND-MAgPIE 3.2-4.6 IntegratedPhysicalDamages (median)] | Net Zero 2050 | DEU | Price¦Secondary Energy¦Liquids¦Oil | US$2010/GJ | Price¦Secondary Energy¦Liquids¦Oil | fuel_supply | oil | 2030 | 94.1222 | Price¦Secondary Energy¦Liquids¦Oil
Downscaling[REMIND-MAgPIE 3.2-4.6 IntegratedPhysicalDamages (median)] | Net Zero 2050 | DEU | Price¦Secondary Energy¦Liquids¦Oil | US$2010/GJ | Price¦Secondary Energy¦Liquids¦Oil | fuel_supply | oil | 2035 | 107.3123 | Price¦Secondary Energy¦Liquids¦Oil
Downscaling[REMIND-MAgPIE 3.2-4.6 IntegratedPhysicalDamages (median)] | Net Zero 2050 | DEU | Price¦Secondary Energy¦Liquids¦Oil | US$2010/GJ | Price¦Secondary Energy¦Liquids¦Oil | fuel_supply | oil | 2040 | 133.6993 | Price¦Secondary Energy¦Liquids¦Oil
Downscaling[REMIND-MAgPIE 3.2-4.6 IntegratedPhysicalDamages (median)] | Net Zero 2050 | DEU | Price¦Secondary Energy¦Liquids¦Oil | US$2010/GJ | Price¦Secondary Energy¦Liquids¦Oil | fuel_supply | oil | 2045 | 144.8655 | Price¦Secondary Energy¦Liquids¦Oil
Downscaling[REMIND-MAgPIE 3.2-4.6 IntegratedPhysicalDamages (median)] | Net Zero 2050 | DEU | Price¦Secondary Energy¦Liquids¦Oil | US$2010/GJ | Price¦Secondary Energy¦Liquids¦Oil | fuel_supply | oil | 2050 | 145.9814 | Price¦Secondary Energy¦Liquids¦Oil
Downscaling[REMIND-MAgPIE 3.2-4.6 IntegratedPhysicalDamages (median)] | Net Zero 2050 | DEU | Price¦Secondary Energy¦Liquids¦Oil | US$2010/GJ | Price¦Secondary Energy¦Liquids¦Oil | fuel_supply | oil | 2055 | 176.46 | Price¦Secondary Energy¦Liquids¦Oil
Downscaling[REMIND-MAgPIE 3.2-4.6 IntegratedPhysicalDamages (median)] | Net Zero 2050 | DEU | Price¦Secondary Energy¦Liquids¦Oil | US$2010/GJ | Price¦Secondary Energy¦Liquids¦Oil | fuel_supply | oil | 2060 | 297.2998 | Price¦Secondary Energy¦Liquids¦Oil
Downscaling[REMIND-MAgPIE 3.2-4.6 IntegratedPhysicalDamages (median)] | Net Zero 2050 | DEU | Price¦Secondary Energy¦Liquids¦Oil | US$2010/GJ | Price¦Secondary Energy¦Liquids¦Oil | fuel_supply | oil | 2065 | 399.5498 | Price¦Secondary Energy¦Liquids¦Oil
Downscaling[REMIND-MAgPIE 3.2-4.6 IntegratedPhysicalDamages (median)] | Net Zero 2050 | DEU | Price¦Secondary Energy¦Liquids¦Oil | US$2010/GJ | Price¦Secondary Energy¦Liquids¦Oil | fuel_supply | oil | 2070 | 501.7998 | Price¦Secondary Energy¦Liquids¦Oil
Downscaling[REMIND-MAgPIE 3.2-4.6 IntegratedPhysicalDamages (median)] | Net Zero 2050 | DEU | Price¦Secondary Energy¦Liquids¦Oil | US$2010/GJ | Price¦Secondary Energy¦Liquids¦Oil | fuel_supply | oil | 2075 | 519.1231 | Price¦Secondary Energy¦Liquids¦Oil
Downscaling[REMIND-MAgPIE 3.2-4.6 IntegratedPhysicalDamages (median)] | Net Zero 2050 | DEU | Price¦Secondary Energy¦Liquids¦Oil | US$2010/GJ | Price¦Secondary Energy¦Liquids¦Oil | fuel_supply | oil | 2080 | 536.4464 | Price¦Secondary Energy¦Liquids¦Oil
Downscaling[REMIND-MAgPIE 3.2-4.6 IntegratedPhysicalDamages (median)] | Net Zero 2050 | DEU | Price¦Secondary Energy¦Liquids¦Oil | US$2010/GJ | Price¦Secondary Energy¦Liquids¦Oil | fuel_supply | oil | 2085 | 542.5085 | Price¦Secondary Energy¦Liquids¦Oil
Downscaling[REMIND-MAgPIE 3.2-4.6 IntegratedPhysicalDamages (median)] | Net Zero 2050 | DEU | Price¦Secondary Energy¦Liquids¦Oil | US$2010/GJ | Price¦Secondary Energy¦Liquids¦Oil | fuel_supply | oil | 2090 | 548.5705 | Price¦Secondary Energy¦Liquids¦Oil
Downscaling[REMIND-MAgPIE 3.2-4.6 IntegratedPhysicalDamages (median)] | Net Zero 2050 | DEU | Price¦Secondary Energy¦Liquids¦Oil | US$2010/GJ | Price¦Secondary Energy¦Liquids¦Oil | fuel_supply | oil | 2095 | 565.5753 | Price¦Secondary Energy¦Liquids¦Oil
Downscaling[REMIND-MAgPIE 3.2-4.6 IntegratedPhysicalDamages (median)] | Net Zero 2050 | DEU | Price¦Secondary Energy¦Liquids¦Oil | US$2010/GJ | Price¦Secondary Energy¦Liquids¦Oil | fuel_supply | oil | 2100 | 582.58 | Price¦Secondary Energy¦Liquids¦Oil
Downscaling[REMIND-MAgPIE 3.2-4.6 IntegratedPhysicalDamages (median)] | Net Zero 2050 | DEU | Emissions¦CO2 | Mt CO2/yr | Emissions¦CO2 | scenarios - CO2 abatement | CO2 | 2020 | 568.3854 | Emissions¦CO2
Downscaling[REMIND-MAgPIE 3.2-4.6 IntegratedPhysicalDamages (median)] | Net Zero 2050 | DEU | Emissions¦CO2 | Mt CO2/yr | Emissions¦CO2 | scenarios - CO2 abatement | CO2 | 2025 | 368.0098 | Emissions¦CO2
Downscaling[REMIND-MAgPIE 3.2-4.6 IntegratedPhysicalDamages (median)] | Net Zero 2050 | DEU | Emissions¦CO2 | Mt CO2/yr | Emissions¦CO2 | scenarios - CO2 abatement | CO2 | 2030 | 138.8511 | Emissions¦CO2
Downscaling[REMIND-MAgPIE 3.2-4.6 IntegratedPhysicalDamages (median)] | Net Zero 2050 | DEU | Emissions¦CO2 | Mt CO2/yr | Emissions¦CO2 | scenarios - CO2 abatement | CO2 | 2035 | 4.8269 | Emissions¦CO2
Downscaling[REMIND-MAgPIE 3.2-4.6 IntegratedPhysicalDamages (median)] | Net Zero 2050 | DEU | Emissions¦CO2 | Mt CO2/yr | Emissions¦CO2 | scenarios - CO2 abatement | CO2 | 2040 | -86.2387 | Emissions¦CO2
Downscaling[REMIND-MAgPIE 3.2-4.6 IntegratedPhysicalDamages (median)] | Net Zero 2050 | DEU | Emissions¦CO2 | Mt CO2/yr | Emissions¦CO2 | scenarios - CO2 abatement | CO2 | 2045 | -107.5799 | Emissions¦CO2
Downscaling[REMIND-MAgPIE 3.2-4.6 IntegratedPhysicalDamages (median)] | Net Zero 2050 | DEU | Emissions¦CO2 | Mt CO2/yr | Emissions¦CO2 | scenarios - CO2 abatement | CO2 | 2050 | -115.4525 | Emissions¦CO2
Downscaling[REMIND-MAgPIE 3.2-4.6 IntegratedPhysicalDamages (median)] | Net Zero 2050 | DEU | Emissions¦CO2 | Mt CO2/yr | Emissions¦CO2 | scenarios - CO2 abatement | CO2 | 2055 | -108.7743 | Emissions¦CO2
Downscaling[REMIND-MAgPIE 3.2-4.6 IntegratedPhysicalDamages (median)] | Net Zero 2050 | DEU | Emissions¦CO2 | Mt CO2/yr | Emissions¦CO2 | scenarios - CO2 abatement | CO2 | 2060 | -97.2329 | Emissions¦CO2
Downscaling[REMIND-MAgPIE 3.2-4.6 IntegratedPhysicalDamages (median)] | Net Zero 2050 | DEU | Emissions¦CO2 | Mt CO2/yr | Emissions¦CO2 | scenarios - CO2 abatement | CO2 | 2065 | -80.1186 | Emissions¦CO2
Downscaling[REMIND-MAgPIE 3.2-4.6 IntegratedPhysicalDamages (median)] | Net Zero 2050 | DEU | Emissions¦CO2 | Mt CO2/yr | Emissions¦CO2 | scenarios - CO2 abatement | CO2 | 2070 | -63.4893 | Emissions¦CO2
Downscaling[REMIND-MAgPIE 3.2-4.6 IntegratedPhysicalDamages (median)] | Net Zero 2050 | DEU | Emissions¦CO2 | Mt CO2/yr | Emissions¦CO2 | scenarios - CO2 abatement | CO2 | 2075 | -61.6195 | Emissions¦CO2
Downscaling[REMIND-MAgPIE 3.2-4.6 IntegratedPhysicalDamages (median)] | Net Zero 2050 | DEU | Emissions¦CO2 | Mt CO2/yr | Emissions¦CO2 | scenarios - CO2 abatement | CO2 | 2080 | -60.1335 | Emissions¦CO2
Downscaling[REMIND-MAgPIE 3.2-4.6 IntegratedPhysicalDamages (median)] | Net Zero 2050 | DEU | Emissions¦CO2 | Mt CO2/yr | Emissions¦CO2 | scenarios - CO2 abatement | CO2 | 2085 | -57.0756 | Emissions¦CO2
Downscaling[REMIND-MAgPIE 3.2-4.6 IntegratedPhysicalDamages (median)] | Net Zero 2050 | DEU | Emissions¦CO2 | Mt CO2/yr | Emissions¦CO2 | scenarios - CO2 abatement | CO2 | 2090 | -54.9569 | Emissions¦CO2
Downscaling[REMIND-MAgPIE 3.2-4.6 IntegratedPhysicalDamages (median)] | Net Zero 2050 | DEU | Emissions¦CO2 | Mt CO2/yr | Emissions¦CO2 | scenarios - CO2 abatement | CO2 | 2095 | -59.1771 | Emissions¦CO2
Downscaling[REMIND-MAgPIE 3.2-4.6 IntegratedPhysicalDamages (median)] | Net Zero 2050 | DEU | Emissions¦CO2 | Mt CO2/yr | Emissions¦CO2 | scenarios - CO2 abatement | CO2 | 2100 | -63.4758 | Emissions¦CO2
Downscaling[REMIND-MAgPIE 3.2-4.6 IntegratedPhysicalDamages (median)] | Net Zero 2050 | DEU | Emissions¦CO2¦Energy | Mt CO2/yr | Emissions¦CO2¦Energy | scenarios - CO2 abatement | CO2 | 2020 | 601.0368 | Emissions¦CO2¦Energy
Downscaling[REMIND-MAgPIE 3.2-4.6 IntegratedPhysicalDamages (median)] | Net Zero 2050 | DEU | Emissions¦CO2¦Energy | Mt CO2/yr | Emissions¦CO2¦Energy | scenarios - CO2 abatement | CO2 | 2025 | 377.6119 | Emissions¦CO2¦Energy
Downscaling[REMIND-MAgPIE 3.2-4.6 IntegratedPhysicalDamages (median)] | Net Zero 2050 | DEU | Emissions¦CO2¦Energy | Mt CO2/yr | Emissions¦CO2¦Energy | scenarios - CO2 abatement | CO2 | 2030 | 158.6631 | Emissions¦CO2¦Energy
Downscaling[REMIND-MAgPIE 3.2-4.6 IntegratedPhysicalDamages (median)] | Net Zero 2050 | DEU | Emissions¦CO2¦Energy | Mt CO2/yr | Emissions¦CO2¦Energy | scenarios - CO2 abatement | CO2 | 2035 | 30.6935 | Emissions¦CO2¦Energy
Downscaling[REMIND-MAgPIE 3.2-4.6 IntegratedPhysicalDamages (median)] | Net Zero 2050 | DEU | Emissions¦CO2¦Energy | Mt CO2/yr | Emissions¦CO2¦Energy | scenarios - CO2 abatement | CO2 | 2040 | -56.2358 | Emissions¦CO2¦Energy
Downscaling[REMIND-MAgPIE 3.2-4.6 IntegratedPhysicalDamages (median)] | Net Zero 2050 | DEU | Emissions¦CO2¦Energy | Mt CO2/yr | Emissions¦CO2¦Energy | scenarios - CO2 abatement | CO2 | 2045 | -75.3973 | Emissions¦CO2¦Energy
Downscaling[REMIND-MAgPIE 3.2-4.6 IntegratedPhysicalDamages (median)] | Net Zero 2050 | DEU | Emissions¦CO2¦Energy | Mt CO2/yr | Emissions¦CO2¦Energy | scenarios - CO2 abatement | CO2 | 2050 | -81.9303 | Emissions¦CO2¦Energy
Downscaling[REMIND-MAgPIE 3.2-4.6 IntegratedPhysicalDamages (median)] | Net Zero 2050 | DEU | Emissions¦CO2¦Energy | Mt CO2/yr | Emissions¦CO2¦Energy | scenarios - CO2 abatement | CO2 | 2055 | -75.6019 | Emissions¦CO2¦Energy
Downscaling[REMIND-MAgPIE 3.2-4.6 IntegratedPhysicalDamages (median)] | Net Zero 2050 | DEU | Emissions¦CO2¦Energy | Mt CO2/yr | Emissions¦CO2¦Energy | scenarios - CO2 abatement | CO2 | 2060 | -66.346 | Emissions¦CO2¦Energy
Downscaling[REMIND-MAgPIE 3.2-4.6 IntegratedPhysicalDamages (median)] | Net Zero 2050 | DEU | Emissions¦CO2¦Energy | Mt CO2/yr | Emissions¦CO2¦Energy | scenarios - CO2 abatement | CO2 | 2065 | -55.2006 | Emissions¦CO2¦Energy
Downscaling[REMIND-MAgPIE 3.2-4.6 IntegratedPhysicalDamages (median)] | Net Zero 2050 | DEU | Emissions¦CO2¦Energy | Mt CO2/yr | Emissions¦CO2¦Energy | scenarios - CO2 abatement | CO2 | 2070 | -44.5408 | Emissions¦CO2¦Energy
Downscaling[REMIND-MAgPIE 3.2-4.6 IntegratedPhysicalDamages (median)] | Net Zero 2050 | DEU | Emissions¦CO2¦Energy | Mt CO2/yr | Emissions¦CO2¦Energy | scenarios - CO2 abatement | CO2 | 2075 | -37.398 | Emissions¦CO2¦Energy
Downscaling[REMIND-MAgPIE 3.2-4.6 IntegratedPhysicalDamages (median)] | Net Zero 2050 | DEU | Emissions¦CO2¦Energy | Mt CO2/yr | Emissions¦CO2¦Energy | scenarios - CO2 abatement | CO2 | 2080 | -30.649 | Emissions¦CO2¦Energy
Downscaling[REMIND-MAgPIE 3.2-4.6 IntegratedPhysicalDamages (median)] | Net Zero 2050 | DEU | Emissions¦CO2¦Energy | Mt CO2/yr | Emissions¦CO2¦Energy | scenarios - CO2 abatement | CO2 | 2085 | -30.8096 | Emissions¦CO2¦Energy
Downscaling[REMIND-MAgPIE 3.2-4.6 IntegratedPhysicalDamages (median)] | Net Zero 2050 | DEU | Emissions¦CO2¦Energy | Mt CO2/yr | Emissions¦CO2¦Energy | scenarios - CO2 abatement | CO2 | 2090 | -31.9291 | Emissions¦CO2¦Energy
Downscaling[REMIND-MAgPIE 3.2-4.6 IntegratedPhysicalDamages (median)] | Net Zero 2050 | DEU | Emissions¦CO2¦Energy | Mt CO2/yr | Emissions¦CO2¦Energy | scenarios - CO2 abatement | CO2 | 2095 | -33.6531 | Emissions¦CO2¦Energy
Downscaling[REMIND-MAgPIE 3.2-4.6 IntegratedPhysicalDamages (median)] | Net Zero 2050 | DEU | Emissions¦CO2¦Energy | Mt CO2/yr | Emissions¦CO2¦Energy | scenarios - CO2 abatement | CO2 | 2100 | -35.4445 | Emissions¦CO2¦Energy
Downscaling[REMIND-MAgPIE 3.2-4.6] | Below 2°C | DEU | Carbon Sequestration¦CCS | Mt CO2/yr | Carbon Sequestration¦CCS | CCS potential |  | 2020 | 0 | Carbon Sequestration¦CCS
Downscaling[REMIND-MAgPIE 3.2-4.6] | Below 2°C | DEU | Carbon Sequestration¦CCS | Mt CO2/yr | Carbon Sequestration¦CCS | CCS potential |  | 2025 | 0.7062 | Carbon Sequestration¦CCS
Downscaling[REMIND-MAgPIE 3.2-4.6] | Below 2°C | DEU | Carbon Sequestration¦CCS | Mt CO2/yr | Carbon Sequestration¦CCS | CCS potential |  | 2030 | 4.1583 | Carbon Sequestration¦CCS
Downscaling[REMIND-MAgPIE 3.2-4.6] | Below 2°C | DEU | Carbon Sequestration¦CCS | Mt CO2/yr | Carbon Sequestration¦CCS | CCS potential |  | 2035 | 11.8698 | Carbon Sequestration¦CCS
Downscaling[REMIND-MAgPIE 3.2-4.6] | Below 2°C | DEU | Carbon Sequestration¦CCS | Mt CO2/yr | Carbon Sequestration¦CCS | CCS potential |  | 2040 | 21.3807 | Carbon Sequestration¦CCS
Downscaling[REMIND-MAgPIE 3.2-4.6] | Below 2°C | DEU | Carbon Sequestration¦CCS | Mt CO2/yr | Carbon Sequestration¦CCS | CCS potential |  | 2045 | 27.4029 | Carbon Sequestration¦CCS
Downscaling[REMIND-MAgPIE 3.2-4.6] | Below 2°C | DEU | Carbon Sequestration¦CCS | Mt CO2/yr | Carbon Sequestration¦CCS | CCS potential |  | 2050 | 29.2179 | Carbon Sequestration¦CCS
Downscaling[REMIND-MAgPIE 3.2-4.6] | Below 2°C | DEU | Final Energy¦Industry¦Electricity | EJ/yr | Final Energy¦Industry¦Electricity | demand_projection | elc_industry | 2020 | 0.9433 | Final Energy¦Industry¦Electricity
Downscaling[REMIND-MAgPIE 3.2-4.6] | Below 2°C | DEU | Final Energy¦Industry¦Electricity | EJ/yr | Final Energy¦Industry¦Electricity | demand_projection | elc_industry | 2025 | 0.9203 | Final Energy¦Industry¦Electricity
Downscaling[REMIND-MAgPIE 3.2-4.6] | Below 2°C | DEU | Final Energy¦Industry¦Electricity | EJ/yr | Final Energy¦Industry¦Electricity | demand_projection | elc_industry | 2030 | 0.9062 | Final Energy¦Industry¦Electricity
Downscaling[REMIND-MAgPIE 3.2-4.6] | Below 2°C | DEU | Final Energy¦Industry¦Electricity | EJ/yr | Final Energy¦Industry¦Electricity | demand_projection | elc_industry | 2035 | 0.9041 | Final Energy¦Industry¦Electricity
Downscaling[REMIND-MAgPIE 3.2-4.6] | Below 2°C | DEU | Final Energy¦Industry¦Electricity | EJ/yr | Final Energy¦Industry¦Electricity | demand_projection | elc_industry | 2040 | 0.8555 | Final Energy¦Industry¦Electricity
Downscaling[REMIND-MAgPIE 3.2-4.6] | Below 2°C | DEU | Final Energy¦Industry¦Electricity | EJ/yr | Final Energy¦Industry¦Electricity | demand_projection | elc_industry | 2045 | 0.8256 | Final Energy¦Industry¦Electricity
Downscaling[REMIND-MAgPIE 3.2-4.6] | Below 2°C | DEU | Final Energy¦Industry¦Electricity | EJ/yr | Final Energy¦Industry¦Electricity | demand_projection | elc_industry | 2050 | 0.7782 | Final Energy¦Industry¦Electricity
Downscaling[REMIND-MAgPIE 3.2-4.6] | Below 2°C | DEU | Final Energy¦Residential and Commercial¦Electricity | EJ/yr | Final Energy¦Residential and Commercial¦Electricity | demand_projection | elc_buildings | 2020 | 1.1151 | Final Energy¦Residential and Commercial¦Electricity
Downscaling[REMIND-MAgPIE 3.2-4.6] | Below 2°C | DEU | Final Energy¦Residential and Commercial¦Electricity | EJ/yr | Final Energy¦Residential and Commercial¦Electricity | demand_projection | elc_buildings | 2025 | 1.0692 | Final Energy¦Residential and Commercial¦Electricity
Downscaling[REMIND-MAgPIE 3.2-4.6] | Below 2°C | DEU | Final Energy¦Residential and Commercial¦Electricity | EJ/yr | Final Energy¦Residential and Commercial¦Electricity | demand_projection | elc_buildings | 2030 | 1.0901 | Final Energy¦Residential and Commercial¦Electricity
Downscaling[REMIND-MAgPIE 3.2-4.6] | Below 2°C | DEU | Final Energy¦Residential and Commercial¦Electricity | EJ/yr | Final Energy¦Residential and Commercial¦Electricity | demand_projection | elc_buildings | 2035 | 1.0991 | Final Energy¦Residential and Commercial¦Electricity
Downscaling[REMIND-MAgPIE 3.2-4.6] | Below 2°C | DEU | Final Energy¦Residential and Commercial¦Electricity | EJ/yr | Final Energy¦Residential and Commercial¦Electricity | demand_projection | elc_buildings | 2040 | 1.0805 | Final Energy¦Residential and Commercial¦Electricity
Downscaling[REMIND-MAgPIE 3.2-4.6] | Below 2°C | DEU | Final Energy¦Residential and Commercial¦Electricity | EJ/yr | Final Energy¦Residential and Commercial¦Electricity | demand_projection | elc_buildings | 2045 | 1.075 | Final Energy¦Residential and Commercial¦Electricity
Downscaling[REMIND-MAgPIE 3.2-4.6] | Below 2°C | DEU | Final Energy¦Residential and Commercial¦Electricity | EJ/yr | Final Energy¦Residential and Commercial¦Electricity | demand_projection | elc_buildings | 2050 | 1.0429 | Final Energy¦Residential and Commercial¦Electricity
Downscaling[REMIND-MAgPIE 3.2-4.6] | Below 2°C | DEU | Final Energy¦Transportation¦Electricity | EJ/yr | Final Energy¦Transportation¦Electricity | demand_projection | elc_transport | 2020 | 0.0818 | Final Energy¦Transportation¦Electricity
Downscaling[REMIND-MAgPIE 3.2-4.6] | Below 2°C | DEU | Final Energy¦Transportation¦Electricity | EJ/yr | Final Energy¦Transportation¦Electricity | demand_projection | elc_transport | 2025 | 0.1997 | Final Energy¦Transportation¦Electricity
Downscaling[REMIND-MAgPIE 3.2-4.6] | Below 2°C | DEU | Final Energy¦Transportation¦Electricity | EJ/yr | Final Energy¦Transportation¦Electricity | demand_projection | elc_transport | 2030 | 0.371 | Final Energy¦Transportation¦Electricity
Downscaling[REMIND-MAgPIE 3.2-4.6] | Below 2°C | DEU | Final Energy¦Transportation¦Electricity | EJ/yr | Final Energy¦Transportation¦Electricity | demand_projection | elc_transport | 2035 | 0.5134 | Final Energy¦Transportation¦Electricity
Downscaling[REMIND-MAgPIE 3.2-4.6] | Below 2°C | DEU | Final Energy¦Transportation¦Electricity | EJ/yr | Final Energy¦Transportation¦Electricity | demand_projection | elc_transport | 2040 | 0.5795 | Final Energy¦Transportation¦Electricity
Downscaling[REMIND-MAgPIE 3.2-4.6] | Below 2°C | DEU | Final Energy¦Transportation¦Electricity | EJ/yr | Final Energy¦Transportation¦Electricity | demand_projection | elc_transport | 2045 | 0.5899 | Final Energy¦Transportation¦Electricity
Downscaling[REMIND-MAgPIE 3.2-4.6] | Below 2°C | DEU | Final Energy¦Transportation¦Electricity | EJ/yr | Final Energy¦Transportation¦Electricity | demand_projection | elc_transport | 2050 | 0.583 | Final Energy¦Transportation¦Electricity
Downscaling[REMIND-MAgPIE 3.2-4.6] | Below 2°C | DEU | Secondary Energy¦Hydrogen | EJ/yr | Secondary Energy¦Hydrogen | demand_projection | hydrogen_allsect | 2020 | 0.0125 | Secondary Energy¦Hydrogen
Downscaling[REMIND-MAgPIE 3.2-4.6] | Below 2°C | DEU | Secondary Energy¦Hydrogen | EJ/yr | Secondary Energy¦Hydrogen | demand_projection | hydrogen_allsect | 2025 | 0.0472 | Secondary Energy¦Hydrogen
Downscaling[REMIND-MAgPIE 3.2-4.6] | Below 2°C | DEU | Secondary Energy¦Hydrogen | EJ/yr | Secondary Energy¦Hydrogen | demand_projection | hydrogen_allsect | 2030 | 0.0695 | Secondary Energy¦Hydrogen
Downscaling[REMIND-MAgPIE 3.2-4.6] | Below 2°C | DEU | Secondary Energy¦Hydrogen | EJ/yr | Secondary Energy¦Hydrogen | demand_projection | hydrogen_allsect | 2035 | 0.0938 | Secondary Energy¦Hydrogen
Downscaling[REMIND-MAgPIE 3.2-4.6] | Below 2°C | DEU | Secondary Energy¦Hydrogen | EJ/yr | Secondary Energy¦Hydrogen | demand_projection | hydrogen_allsect | 2040 | 0.1171 | Secondary Energy¦Hydrogen
Downscaling[REMIND-MAgPIE 3.2-4.6] | Below 2°C | DEU | Secondary Energy¦Hydrogen | EJ/yr | Secondary Energy¦Hydrogen | demand_projection | hydrogen_allsect | 2045 | 0.1722 | Secondary Energy¦Hydrogen
Downscaling[REMIND-MAgPIE 3.2-4.6] | Below 2°C | DEU | Secondary Energy¦Hydrogen | EJ/yr | Secondary Energy¦Hydrogen | demand_projection | hydrogen_allsect | 2050 | 0.2352 | Secondary Energy¦Hydrogen
Downscaling[REMIND-MAgPIE 3.2-4.6] | Below 2°C | DEU | Secondary Energy¦Electricity¦Coal | EJ/yr | Secondary Energy¦Electricity¦Coal | elec_co2 |  | 2020 | 0.6825 | Secondary Energy¦Electricity¦Coal | 94
Downscaling[REMIND-MAgPIE 3.2-4.6] | Below 2°C | DEU | Secondary Energy¦Electricity¦Coal | EJ/yr | Secondary Energy¦Electricity¦Coal | elec_co2 |  | 2025 | 0.2517 | Secondary Energy¦Electricity¦Coal | 94
Downscaling[REMIND-MAgPIE 3.2-4.6] | Below 2°C | DEU | Secondary Energy¦Electricity¦Coal | EJ/yr | Secondary Energy¦Electricity¦Coal | elec_co2 |  | 2030 | 0.0331 | Secondary Energy¦Electricity¦Coal | 94
Downscaling[REMIND-MAgPIE 3.2-4.6] | Below 2°C | DEU | Secondary Energy¦Electricity¦Coal | EJ/yr | Secondary Energy¦Electricity¦Coal | elec_co2 |  | 2035 | 0.0007 | Secondary Energy¦Electricity¦Coal | 94
Downscaling[REMIND-MAgPIE 3.2-4.6] | Below 2°C | DEU | Secondary Energy¦Electricity¦Coal | EJ/yr | Secondary Energy¦Electricity¦Coal | elec_co2 |  | 2040 | 0.0005 | Secondary Energy¦Electricity¦Coal | 94
Downscaling[REMIND-MAgPIE 3.2-4.6] | Below 2°C | DEU | Secondary Energy¦Electricity¦Coal | EJ/yr | Secondary Energy¦Electricity¦Coal | elec_co2 |  | 2045 | 0.0003 | Secondary Energy¦Electricity¦Coal | 94
Downscaling[REMIND-MAgPIE 3.2-4.6] | Below 2°C | DEU | Secondary Energy¦Electricity¦Coal | EJ/yr | Secondary Energy¦Electricity¦Coal | elec_co2 |  | 2050 | 0.0001 | Secondary Energy¦Electricity¦Coal | 94
Downscaling[REMIND-MAgPIE 3.2-4.6] | Below 2°C | DEU | Secondary Energy¦Electricity¦Gas | EJ/yr | Secondary Energy¦Electricity¦Gas | elec_co2 |  | 2020 | 0.4463 | Secondary Energy¦Electricity¦Gas | 55
Downscaling[REMIND-MAgPIE 3.2-4.6] | Below 2°C | DEU | Secondary Energy¦Electricity¦Gas | EJ/yr | Secondary Energy¦Electricity¦Gas | elec_co2 |  | 2025 | 0.4685 | Secondary Energy¦Electricity¦Gas | 55
Downscaling[REMIND-MAgPIE 3.2-4.6] | Below 2°C | DEU | Secondary Energy¦Electricity¦Gas | EJ/yr | Secondary Energy¦Electricity¦Gas | elec_co2 |  | 2030 | 0.2142 | Secondary Energy¦Electricity¦Gas | 55
Downscaling[REMIND-MAgPIE 3.2-4.6] | Below 2°C | DEU | Secondary Energy¦Electricity¦Gas | EJ/yr | Secondary Energy¦Electricity¦Gas | elec_co2 |  | 2035 | 0.0816 | Secondary Energy¦Electricity¦Gas | 55
Downscaling[REMIND-MAgPIE 3.2-4.6] | Below 2°C | DEU | Secondary Energy¦Electricity¦Gas | EJ/yr | Secondary Energy¦Electricity¦Gas | elec_co2 |  | 2040 | 0.0042 | Secondary Energy¦Electricity¦Gas | 55
Downscaling[REMIND-MAgPIE 3.2-4.6] | Below 2°C | DEU | Secondary Energy¦Electricity¦Gas | EJ/yr | Secondary Energy¦Electricity¦Gas | elec_co2 |  | 2045 | 0.0031 | Secondary Energy¦Electricity¦Gas | 55
Downscaling[REMIND-MAgPIE 3.2-4.6] | Below 2°C | DEU | Secondary Energy¦Electricity¦Gas | EJ/yr | Secondary Energy¦Electricity¦Gas | elec_co2 |  | 2050 | 0.002 | Secondary Energy¦Electricity¦Gas | 55
Downscaling[REMIND-MAgPIE 3.2-4.6] | Below 2°C | DEU | Secondary Energy¦Electricity¦Oil | EJ/yr | Secondary Energy¦Electricity¦Oil | elec_co2 |  | 2020 | 0.0161 | Secondary Energy¦Electricity¦Oil | 70
Downscaling[REMIND-MAgPIE 3.2-4.6] | Below 2°C | DEU | Secondary Energy¦Electricity¦Oil | EJ/yr | Secondary Energy¦Electricity¦Oil | elec_co2 |  | 2025 | 0.0099 | Secondary Energy¦Electricity¦Oil | 70
Downscaling[REMIND-MAgPIE 3.2-4.6] | Below 2°C | DEU | Secondary Energy¦Electricity¦Oil | EJ/yr | Secondary Energy¦Electricity¦Oil | elec_co2 |  | 2030 | 0.0038 | Secondary Energy¦Electricity¦Oil | 70
Downscaling[REMIND-MAgPIE 3.2-4.6] | Below 2°C | DEU | Secondary Energy¦Electricity¦Oil | EJ/yr | Secondary Energy¦Electricity¦Oil | elec_co2 |  | 2035 | 0 | Secondary Energy¦Electricity¦Oil | 70
Downscaling[REMIND-MAgPIE 3.2-4.6] | Below 2°C | DEU | Secondary Energy¦Electricity¦Oil | EJ/yr | Secondary Energy¦Electricity¦Oil | elec_co2 |  | 2040 | 0 | Secondary Energy¦Electricity¦Oil | 70
Downscaling[REMIND-MAgPIE 3.2-4.6] | Below 2°C | DEU | Secondary Energy¦Electricity¦Oil | EJ/yr | Secondary Energy¦Electricity¦Oil | elec_co2 |  | 2045 | 0 | Secondary Energy¦Electricity¦Oil | 70
Downscaling[REMIND-MAgPIE 3.2-4.6] | Below 2°C | DEU | Secondary Energy¦Electricity¦Oil | EJ/yr | Secondary Energy¦Electricity¦Oil | elec_co2 |  | 2050 | 0 | Secondary Energy¦Electricity¦Oil | 70
Downscaling[REMIND-MAgPIE 3.2-4.6] | Below 2°C | DEU | Price¦Primary Energy¦Biomass | US$2010/GJ | Price¦Primary Energy¦Biomass | fuel_supply | bioenergy | 2020 | 5.3799 | Price¦Primary Energy¦Biomass
Downscaling[REMIND-MAgPIE 3.2-4.6] | Below 2°C | DEU | Price¦Primary Energy¦Biomass | US$2010/GJ | Price¦Primary Energy¦Biomass | fuel_supply | bioenergy | 2025 | 5.9368 | Price¦Primary Energy¦Biomass
Downscaling[REMIND-MAgPIE 3.2-4.6] | Below 2°C | DEU | Price¦Primary Energy¦Biomass | US$2010/GJ | Price¦Primary Energy¦Biomass | fuel_supply | bioenergy | 2030 | 5.8149 | Price¦Primary Energy¦Biomass
Downscaling[REMIND-MAgPIE 3.2-4.6] | Below 2°C | DEU | Price¦Primary Energy¦Biomass | US$2010/GJ | Price¦Primary Energy¦Biomass | fuel_supply | bioenergy | 2035 | 5.6763 | Price¦Primary Energy¦Biomass
Downscaling[REMIND-MAgPIE 3.2-4.6] | Below 2°C | DEU | Price¦Primary Energy¦Biomass | US$2010/GJ | Price¦Primary Energy¦Biomass | fuel_supply | bioenergy | 2040 | 6.07 | Price¦Primary Energy¦Biomass
Downscaling[REMIND-MAgPIE 3.2-4.6] | Below 2°C | DEU | Price¦Primary Energy¦Biomass | US$2010/GJ | Price¦Primary Energy¦Biomass | fuel_supply | bioenergy | 2045 | 6.8362 | Price¦Primary Energy¦Biomass
Downscaling[REMIND-MAgPIE 3.2-4.6] | Below 2°C | DEU | Price¦Primary Energy¦Biomass | US$2010/GJ | Price¦Primary Energy¦Biomass | fuel_supply | bioenergy | 2050 | 8.1765 | Price¦Primary Energy¦Biomass
Downscaling[REMIND-MAgPIE 3.2-4.6] | Below 2°C | DEU | Price¦Primary Energy¦Coal | US$2010/GJ | Price¦Primary Energy¦Coal | fuel_supply | coal | 2020 | 2.0344 | Price¦Primary Energy¦Coal
Downscaling[REMIND-MAgPIE 3.2-4.6] | Below 2°C | DEU | Price¦Primary Energy¦Coal | US$2010/GJ | Price¦Primary Energy¦Coal | fuel_supply | coal | 2025 | 2.161 | Price¦Primary Energy¦Coal
Downscaling[REMIND-MAgPIE 3.2-4.6] | Below 2°C | DEU | Price¦Primary Energy¦Coal | US$2010/GJ | Price¦Primary Energy¦Coal | fuel_supply | coal | 2030 | 1.7827 | Price¦Primary Energy¦Coal
Downscaling[REMIND-MAgPIE 3.2-4.6] | Below 2°C | DEU | Price¦Primary Energy¦Coal | US$2010/GJ | Price¦Primary Energy¦Coal | fuel_supply | coal | 2035 | 1.6152 | Price¦Primary Energy¦Coal
Downscaling[REMIND-MAgPIE 3.2-4.6] | Below 2°C | DEU | Price¦Primary Energy¦Coal | US$2010/GJ | Price¦Primary Energy¦Coal | fuel_supply | coal | 2040 | 1.4186 | Price¦Primary Energy¦Coal
Downscaling[REMIND-MAgPIE 3.2-4.6] | Below 2°C | DEU | Price¦Primary Energy¦Coal | US$2010/GJ | Price¦Primary Energy¦Coal | fuel_supply | coal | 2045 | 1.4234 | Price¦Primary Energy¦Coal
Downscaling[REMIND-MAgPIE 3.2-4.6] | Below 2°C | DEU | Price¦Primary Energy¦Coal | US$2010/GJ | Price¦Primary Energy¦Coal | fuel_supply | coal | 2050 | 1.4937 | Price¦Primary Energy¦Coal
Downscaling[REMIND-MAgPIE 3.2-4.6] | Below 2°C | DEU | Price¦Primary Energy¦Gas | US$2010/GJ | Price¦Primary Energy¦Gas | fuel_supply | gas | 2020 | 3.9711 | Price¦Primary Energy¦Gas
Downscaling[REMIND-MAgPIE 3.2-4.6] | Below 2°C | DEU | Price¦Primary Energy¦Gas | US$2010/GJ | Price¦Primary Energy¦Gas | fuel_supply | gas | 2025 | 4.5987 | Price¦Primary Energy¦Gas
Downscaling[REMIND-MAgPIE 3.2-4.6] | Below 2°C | DEU | Price¦Primary Energy¦Gas | US$2010/GJ | Price¦Primary Energy¦Gas | fuel_supply | gas | 2030 | 4.4679 | Price¦Primary Energy¦Gas
Downscaling[REMIND-MAgPIE 3.2-4.6] | Below 2°C | DEU | Price¦Primary Energy¦Gas | US$2010/GJ | Price¦Primary Energy¦Gas | fuel_supply | gas | 2035 | 5.2041 | Price¦Primary Energy¦Gas
Downscaling[REMIND-MAgPIE 3.2-4.6] | Below 2°C | DEU | Price¦Primary Energy¦Gas | US$2010/GJ | Price¦Primary Energy¦Gas | fuel_supply | gas | 2040 | 5.1447 | Price¦Primary Energy¦Gas
Downscaling[REMIND-MAgPIE 3.2-4.6] | Below 2°C | DEU | Price¦Primary Energy¦Gas | US$2010/GJ | Price¦Primary Energy¦Gas | fuel_supply | gas | 2045 | 4.8653 | Price¦Primary Energy¦Gas
Downscaling[REMIND-MAgPIE 3.2-4.6] | Below 2°C | DEU | Price¦Primary Energy¦Gas | US$2010/GJ | Price¦Primary Energy¦Gas | fuel_supply | gas | 2050 | 4.9049 | Price¦Primary Energy¦Gas
Downscaling[REMIND-MAgPIE 3.2-4.6] | Below 2°C | DEU | Price¦Secondary Energy¦Liquids¦Oil | US$2010/GJ | Price¦Secondary Energy¦Liquids¦Oil | fuel_supply | oil | 2020 | 82.2847 | Price¦Secondary Energy¦Liquids¦Oil
Downscaling[REMIND-MAgPIE 3.2-4.6] | Below 2°C | DEU | Price¦Secondary Energy¦Liquids¦Oil | US$2010/GJ | Price¦Secondary Energy¦Liquids¦Oil | fuel_supply | oil | 2025 | 91.9309 | Price¦Secondary Energy¦Liquids¦Oil
Downscaling[REMIND-MAgPIE 3.2-4.6] | Below 2°C | DEU | Price¦Secondary Energy¦Liquids¦Oil | US$2010/GJ | Price¦Secondary Energy¦Liquids¦Oil | fuel_supply | oil | 2030 | 92.867 | Price¦Secondary Energy¦Liquids¦Oil
Downscaling[REMIND-MAgPIE 3.2-4.6] | Below 2°C | DEU | Price¦Secondary Energy¦Liquids¦Oil | US$2010/GJ | Price¦Secondary Energy¦Liquids¦Oil | fuel_supply | oil | 2035 | 81.3901 | Price¦Secondary Energy¦Liquids¦Oil
Downscaling[REMIND-MAgPIE 3.2-4.6] | Below 2°C | DEU | Price¦Secondary Energy¦Liquids¦Oil | US$2010/GJ | Price¦Secondary Energy¦Liquids¦Oil | fuel_supply | oil | 2040 | 95.6214 | Price¦Secondary Energy¦Liquids¦Oil
Downscaling[REMIND-MAgPIE 3.2-4.6] | Below 2°C | DEU | Price¦Secondary Energy¦Liquids¦Oil | US$2010/GJ | Price¦Secondary Energy¦Liquids¦Oil | fuel_supply | oil | 2045 | 111.5232 | Price¦Secondary Energy¦Liquids¦Oil
Downscaling[REMIND-MAgPIE 3.2-4.6] | Below 2°C | DEU | Price¦Secondary Energy¦Liquids¦Oil | US$2010/GJ | Price¦Secondary Energy¦Liquids¦Oil | fuel_supply | oil | 2050 | 130.7538 | Price¦Secondary Energy¦Liquids¦Oil
Downscaling[REMIND-MAgPIE 3.2-4.6] | Below 2°C | DEU | Emissions¦CO2 | Mt CO2/yr | Emissions¦CO2 | scenarios - CO2 abatement | CO2 | 2020 | 572.328 | Emissions¦CO2
Downscaling[REMIND-MAgPIE 3.2-4.6] | Below 2°C | DEU | Emissions¦CO2 | Mt CO2/yr | Emissions¦CO2 | scenarios - CO2 abatement | CO2 | 2025 | 407.7668 | Emissions¦CO2
Downscaling[REMIND-MAgPIE 3.2-4.6] | Below 2°C | DEU | Emissions¦CO2 | Mt CO2/yr | Emissions¦CO2 | scenarios - CO2 abatement | CO2 | 2030 | 228.4732 | Emissions¦CO2
Downscaling[REMIND-MAgPIE 3.2-4.6] | Below 2°C | DEU | Emissions¦CO2 | Mt CO2/yr | Emissions¦CO2 | scenarios - CO2 abatement | CO2 | 2035 | 123.3531 | Emissions¦CO2
Downscaling[REMIND-MAgPIE 3.2-4.6] | Below 2°C | DEU | Emissions¦CO2 | Mt CO2/yr | Emissions¦CO2 | scenarios - CO2 abatement | CO2 | 2040 | 44.2758 | Emissions¦CO2
Downscaling[REMIND-MAgPIE 3.2-4.6] | Below 2°C | DEU | Emissions¦CO2 | Mt CO2/yr | Emissions¦CO2 | scenarios - CO2 abatement | CO2 | 2045 | -0.7739 | Emissions¦CO2
Downscaling[REMIND-MAgPIE 3.2-4.6] | Below 2°C | DEU | Emissions¦CO2 | Mt CO2/yr | Emissions¦CO2 | scenarios - CO2 abatement | CO2 | 2050 | -26.703 | Emissions¦CO2
Downscaling[REMIND-MAgPIE 3.2-4.6] | Below 2°C | DEU | Emissions¦CO2¦Energy | Mt CO2/yr | Emissions¦CO2¦Energy | scenarios - CO2 abatement | CO2 | 2020 | 604.9719 | Emissions¦CO2¦Energy
Downscaling[REMIND-MAgPIE 3.2-4.6] | Below 2°C | DEU | Emissions¦CO2¦Energy | Mt CO2/yr | Emissions¦CO2¦Energy | scenarios - CO2 abatement | CO2 | 2025 | 416.0664 | Emissions¦CO2¦Energy
Downscaling[REMIND-MAgPIE 3.2-4.6] | Below 2°C | DEU | Emissions¦CO2¦Energy | Mt CO2/yr | Emissions¦CO2¦Energy | scenarios - CO2 abatement | CO2 | 2030 | 244.0297 | Emissions¦CO2¦Energy
Downscaling[REMIND-MAgPIE 3.2-4.6] | Below 2°C | DEU | Emissions¦CO2¦Energy | Mt CO2/yr | Emissions¦CO2¦Energy | scenarios - CO2 abatement | CO2 | 2035 | 146.0929 | Emissions¦CO2¦Energy
Downscaling[REMIND-MAgPIE 3.2-4.6] | Below 2°C | DEU | Emissions¦CO2¦Energy | Mt CO2/yr | Emissions¦CO2¦Energy | scenarios - CO2 abatement | CO2 | 2040 | 73.2519 | Emissions¦CO2¦Energy
Downscaling[REMIND-MAgPIE 3.2-4.6] | Below 2°C | DEU | Emissions¦CO2¦Energy | Mt CO2/yr | Emissions¦CO2¦Energy | scenarios - CO2 abatement | CO2 | 2045 | 31.4992 | Emissions¦CO2¦Energy
Downscaling[REMIND-MAgPIE 3.2-4.6] | Below 2°C | DEU | Emissions¦CO2¦Energy | Mt CO2/yr | Emissions¦CO2¦Energy | scenarios - CO2 abatement | CO2 | 2050 | 8.3298 | Emissions¦CO2¦Energy
Downscaling[REMIND-MAgPIE 3.2-4.6] | Current Policies | DEU | Carbon Sequestration¦CCS | Mt CO2/yr | Carbon Sequestration¦CCS | CCS potential |  | 2020 | 0 | Carbon Sequestration¦CCS
Downscaling[REMIND-MAgPIE 3.2-4.6] | Current Policies | DEU | Carbon Sequestration¦CCS | Mt CO2/yr | Carbon Sequestration¦CCS | CCS potential |  | 2025 | 0.4595 | Carbon Sequestration¦CCS
Downscaling[REMIND-MAgPIE 3.2-4.6] | Current Policies | DEU | Carbon Sequestration¦CCS | Mt CO2/yr | Carbon Sequestration¦CCS | CCS potential |  | 2030 | 0.4921 | Carbon Sequestration¦CCS
Downscaling[REMIND-MAgPIE 3.2-4.6] | Current Policies | DEU | Carbon Sequestration¦CCS | Mt CO2/yr | Carbon Sequestration¦CCS | CCS potential |  | 2035 | 0.4939 | Carbon Sequestration¦CCS
Downscaling[REMIND-MAgPIE 3.2-4.6] | Current Policies | DEU | Carbon Sequestration¦CCS | Mt CO2/yr | Carbon Sequestration¦CCS | CCS potential |  | 2040 | 0.4805 | Carbon Sequestration¦CCS
Downscaling[REMIND-MAgPIE 3.2-4.6] | Current Policies | DEU | Carbon Sequestration¦CCS | Mt CO2/yr | Carbon Sequestration¦CCS | CCS potential |  | 2045 | 0.4578 | Carbon Sequestration¦CCS
Downscaling[REMIND-MAgPIE 3.2-4.6] | Current Policies | DEU | Carbon Sequestration¦CCS | Mt CO2/yr | Carbon Sequestration¦CCS | CCS potential |  | 2050 | 0.4034 | Carbon Sequestration¦CCS
Downscaling[REMIND-MAgPIE 3.2-4.6] | Current Policies | DEU | Final Energy¦Industry¦Electricity | EJ/yr | Final Energy¦Industry¦Electricity | demand_projection | elc_industry | 2020 | 0.9298 | Final Energy¦Industry¦Electricity
Downscaling[REMIND-MAgPIE 3.2-4.6] | Current Policies | DEU | Final Energy¦Industry¦Electricity | EJ/yr | Final Energy¦Industry¦Electricity | demand_projection | elc_industry | 2025 | 0.8674 | Final Energy¦Industry¦Electricity
Downscaling[REMIND-MAgPIE 3.2-4.6] | Current Policies | DEU | Final Energy¦Industry¦Electricity | EJ/yr | Final Energy¦Industry¦Electricity | demand_projection | elc_industry | 2030 | 0.8905 | Final Energy¦Industry¦Electricity
Downscaling[REMIND-MAgPIE 3.2-4.6] | Current Policies | DEU | Final Energy¦Industry¦Electricity | EJ/yr | Final Energy¦Industry¦Electricity | demand_projection | elc_industry | 2035 | 0.8704 | Final Energy¦Industry¦Electricity
Downscaling[REMIND-MAgPIE 3.2-4.6] | Current Policies | DEU | Final Energy¦Industry¦Electricity | EJ/yr | Final Energy¦Industry¦Electricity | demand_projection | elc_industry | 2040 | 0.8788 | Final Energy¦Industry¦Electricity
Downscaling[REMIND-MAgPIE 3.2-4.6] | Current Policies | DEU | Final Energy¦Industry¦Electricity | EJ/yr | Final Energy¦Industry¦Electricity | demand_projection | elc_industry | 2045 | 0.8421 | Final Energy¦Industry¦Electricity
Downscaling[REMIND-MAgPIE 3.2-4.6] | Current Policies | DEU | Final Energy¦Industry¦Electricity | EJ/yr | Final Energy¦Industry¦Electricity | demand_projection | elc_industry | 2050 | 0.8159 | Final Energy¦Industry¦Electricity
Downscaling[REMIND-MAgPIE 3.2-4.6] | Current Policies | DEU | Final Energy¦Residential and Commercial¦Electricity | EJ/yr | Final Energy¦Residential and Commercial¦Electricity | demand_projection | elc_buildings | 2020 | 1.0228 | Final Energy¦Residential and Commercial¦Electricity
Downscaling[REMIND-MAgPIE 3.2-4.6] | Current Policies | DEU | Final Energy¦Residential and Commercial¦Electricity | EJ/yr | Final Energy¦Residential and Commercial¦Electricity | demand_projection | elc_buildings | 2025 | 0.9662 | Final Energy¦Residential and Commercial¦Electricity
Downscaling[REMIND-MAgPIE 3.2-4.6] | Current Policies | DEU | Final Energy¦Residential and Commercial¦Electricity | EJ/yr | Final Energy¦Residential and Commercial¦Electricity | demand_projection | elc_buildings | 2030 | 1.0238 | Final Energy¦Residential and Commercial¦Electricity
Downscaling[REMIND-MAgPIE 3.2-4.6] | Current Policies | DEU | Final Energy¦Residential and Commercial¦Electricity | EJ/yr | Final Energy¦Residential and Commercial¦Electricity | demand_projection | elc_buildings | 2035 | 1.0448 | Final Energy¦Residential and Commercial¦Electricity
Downscaling[REMIND-MAgPIE 3.2-4.6] | Current Policies | DEU | Final Energy¦Residential and Commercial¦Electricity | EJ/yr | Final Energy¦Residential and Commercial¦Electricity | demand_projection | elc_buildings | 2040 | 1.0148 | Final Energy¦Residential and Commercial¦Electricity
Downscaling[REMIND-MAgPIE 3.2-4.6] | Current Policies | DEU | Final Energy¦Residential and Commercial¦Electricity | EJ/yr | Final Energy¦Residential and Commercial¦Electricity | demand_projection | elc_buildings | 2045 | 0.9872 | Final Energy¦Residential and Commercial¦Electricity
Downscaling[REMIND-MAgPIE 3.2-4.6] | Current Policies | DEU | Final Energy¦Residential and Commercial¦Electricity | EJ/yr | Final Energy¦Residential and Commercial¦Electricity | demand_projection | elc_buildings | 2050 | 0.9755 | Final Energy¦Residential and Commercial¦Electricity
Downscaling[REMIND-MAgPIE 3.2-4.6] | Current Policies | DEU | Final Energy¦Transportation¦Electricity | EJ/yr | Final Energy¦Transportation¦Electricity | demand_projection | elc_transport | 2020 | 0.0732 | Final Energy¦Transportation¦Electricity
Downscaling[REMIND-MAgPIE 3.2-4.6] | Current Policies | DEU | Final Energy¦Transportation¦Electricity | EJ/yr | Final Energy¦Transportation¦Electricity | demand_projection | elc_transport | 2025 | 0.1758 | Final Energy¦Transportation¦Electricity
Downscaling[REMIND-MAgPIE 3.2-4.6] | Current Policies | DEU | Final Energy¦Transportation¦Electricity | EJ/yr | Final Energy¦Transportation¦Electricity | demand_projection | elc_transport | 2030 | 0.3261 | Final Energy¦Transportation¦Electricity
Downscaling[REMIND-MAgPIE 3.2-4.6] | Current Policies | DEU | Final Energy¦Transportation¦Electricity | EJ/yr | Final Energy¦Transportation¦Electricity | demand_projection | elc_transport | 2035 | 0.4372 | Final Energy¦Transportation¦Electricity
Downscaling[REMIND-MAgPIE 3.2-4.6] | Current Policies | DEU | Final Energy¦Transportation¦Electricity | EJ/yr | Final Energy¦Transportation¦Electricity | demand_projection | elc_transport | 2040 | 0.4731 | Final Energy¦Transportation¦Electricity
Downscaling[REMIND-MAgPIE 3.2-4.6] | Current Policies | DEU | Final Energy¦Transportation¦Electricity | EJ/yr | Final Energy¦Transportation¦Electricity | demand_projection | elc_transport | 2045 | 0.4828 | Final Energy¦Transportation¦Electricity
Downscaling[REMIND-MAgPIE 3.2-4.6] | Current Policies | DEU | Final Energy¦Transportation¦Electricity | EJ/yr | Final Energy¦Transportation¦Electricity | demand_projection | elc_transport | 2050 | 0.4835 | Final Energy¦Transportation¦Electricity
Downscaling[REMIND-MAgPIE 3.2-4.6] | Current Policies | DEU | Secondary Energy¦Hydrogen | EJ/yr | Secondary Energy¦Hydrogen | demand_projection | hydrogen_allsect | 2020 | 0.0126 | Secondary Energy¦Hydrogen
Downscaling[REMIND-MAgPIE 3.2-4.6] | Current Policies | DEU | Secondary Energy¦Hydrogen | EJ/yr | Secondary Energy¦Hydrogen | demand_projection | hydrogen_allsect | 2025 | 0.0494 | Secondary Energy¦Hydrogen
Downscaling[REMIND-MAgPIE 3.2-4.6] | Current Policies | DEU | Secondary Energy¦Hydrogen | EJ/yr | Secondary Energy¦Hydrogen | demand_projection | hydrogen_allsect | 2030 | 0.077 | Secondary Energy¦Hydrogen
Downscaling[REMIND-MAgPIE 3.2-4.6] | Current Policies | DEU | Secondary Energy¦Hydrogen | EJ/yr | Secondary Energy¦Hydrogen | demand_projection | hydrogen_allsect | 2035 | 0.0906 | Secondary Energy¦Hydrogen
Downscaling[REMIND-MAgPIE 3.2-4.6] | Current Policies | DEU | Secondary Energy¦Hydrogen | EJ/yr | Secondary Energy¦Hydrogen | demand_projection | hydrogen_allsect | 2040 | 0.0898 | Secondary Energy¦Hydrogen
Downscaling[REMIND-MAgPIE 3.2-4.6] | Current Policies | DEU | Secondary Energy¦Hydrogen | EJ/yr | Secondary Energy¦Hydrogen | demand_projection | hydrogen_allsect | 2045 | 0.093 | Secondary Energy¦Hydrogen
Downscaling[REMIND-MAgPIE 3.2-4.6] | Current Policies | DEU | Secondary Energy¦Hydrogen | EJ/yr | Secondary Energy¦Hydrogen | demand_projection | hydrogen_allsect | 2050 | 0.1158 | Secondary Energy¦Hydrogen
Downscaling[REMIND-MAgPIE 3.2-4.6] | Current Policies | DEU | Secondary Energy¦Electricity¦Coal | EJ/yr | Secondary Energy¦Electricity¦Coal | elec_co2 |  | 2020 | 0.666 | Secondary Energy¦Electricity¦Coal | 94
Downscaling[REMIND-MAgPIE 3.2-4.6] | Current Policies | DEU | Secondary Energy¦Electricity¦Coal | EJ/yr | Secondary Energy¦Electricity¦Coal | elec_co2 |  | 2025 | 0.2684 | Secondary Energy¦Electricity¦Coal | 94
Downscaling[REMIND-MAgPIE 3.2-4.6] | Current Policies | DEU | Secondary Energy¦Electricity¦Coal | EJ/yr | Secondary Energy¦Electricity¦Coal | elec_co2 |  | 2030 | 0.1312 | Secondary Energy¦Electricity¦Coal | 94
Downscaling[REMIND-MAgPIE 3.2-4.6] | Current Policies | DEU | Secondary Energy¦Electricity¦Coal | EJ/yr | Secondary Energy¦Electricity¦Coal | elec_co2 |  | 2035 | 0.1004 | Secondary Energy¦Electricity¦Coal | 94
Downscaling[REMIND-MAgPIE 3.2-4.6] | Current Policies | DEU | Secondary Energy¦Electricity¦Coal | EJ/yr | Secondary Energy¦Electricity¦Coal | elec_co2 |  | 2040 | 0.0529 | Secondary Energy¦Electricity¦Coal | 94
Downscaling[REMIND-MAgPIE 3.2-4.6] | Current Policies | DEU | Secondary Energy¦Electricity¦Coal | EJ/yr | Secondary Energy¦Electricity¦Coal | elec_co2 |  | 2045 | 0.0016 | Secondary Energy¦Electricity¦Coal | 94
Downscaling[REMIND-MAgPIE 3.2-4.6] | Current Policies | DEU | Secondary Energy¦Electricity¦Coal | EJ/yr | Secondary Energy¦Electricity¦Coal | elec_co2 |  | 2050 | 0.0007 | Secondary Energy¦Electricity¦Coal | 94
Downscaling[REMIND-MAgPIE 3.2-4.6] | Current Policies | DEU | Secondary Energy¦Electricity¦Gas | EJ/yr | Secondary Energy¦Electricity¦Gas | elec_co2 |  | 2020 | 0.4332 | Secondary Energy¦Electricity¦Gas | 55
Downscaling[REMIND-MAgPIE 3.2-4.6] | Current Policies | DEU | Secondary Energy¦Electricity¦Gas | EJ/yr | Secondary Energy¦Electricity¦Gas | elec_co2 |  | 2025 | 0.4565 | Secondary Energy¦Electricity¦Gas | 55
Downscaling[REMIND-MAgPIE 3.2-4.6] | Current Policies | DEU | Secondary Energy¦Electricity¦Gas | EJ/yr | Secondary Energy¦Electricity¦Gas | elec_co2 |  | 2030 | 0.366 | Secondary Energy¦Electricity¦Gas | 55
Downscaling[REMIND-MAgPIE 3.2-4.6] | Current Policies | DEU | Secondary Energy¦Electricity¦Gas | EJ/yr | Secondary Energy¦Electricity¦Gas | elec_co2 |  | 2035 | 0.1919 | Secondary Energy¦Electricity¦Gas | 55
Downscaling[REMIND-MAgPIE 3.2-4.6] | Current Policies | DEU | Secondary Energy¦Electricity¦Gas | EJ/yr | Secondary Energy¦Electricity¦Gas | elec_co2 |  | 2040 | 0.0904 | Secondary Energy¦Electricity¦Gas | 55
Downscaling[REMIND-MAgPIE 3.2-4.6] | Current Policies | DEU | Secondary Energy¦Electricity¦Gas | EJ/yr | Secondary Energy¦Electricity¦Gas | elec_co2 |  | 2045 | 0.008 | Secondary Energy¦Electricity¦Gas | 55
Downscaling[REMIND-MAgPIE 3.2-4.6] | Current Policies | DEU | Secondary Energy¦Electricity¦Gas | EJ/yr | Secondary Energy¦Electricity¦Gas | elec_co2 |  | 2050 | 0.0086 | Secondary Energy¦Electricity¦Gas | 55
Downscaling[REMIND-MAgPIE 3.2-4.6] | Current Policies | DEU | Secondary Energy¦Electricity¦Oil | EJ/yr | Secondary Energy¦Electricity¦Oil | elec_co2 |  | 2020 | 0.0157 | Secondary Energy¦Electricity¦Oil | 70
Downscaling[REMIND-MAgPIE 3.2-4.6] | Current Policies | DEU | Secondary Energy¦Electricity¦Oil | EJ/yr | Secondary Energy¦Electricity¦Oil | elec_co2 |  | 2025 | 0.0093 | Secondary Energy¦Electricity¦Oil | 70
Downscaling[REMIND-MAgPIE 3.2-4.6] | Current Policies | DEU | Secondary Energy¦Electricity¦Oil | EJ/yr | Secondary Energy¦Electricity¦Oil | elec_co2 |  | 2030 | 0.0037 | Secondary Energy¦Electricity¦Oil | 70
Downscaling[REMIND-MAgPIE 3.2-4.6] | Current Policies | DEU | Secondary Energy¦Electricity¦Oil | EJ/yr | Secondary Energy¦Electricity¦Oil | elec_co2 |  | 2035 | 0 | Secondary Energy¦Electricity¦Oil | 70
Downscaling[REMIND-MAgPIE 3.2-4.6] | Current Policies | DEU | Secondary Energy¦Electricity¦Oil | EJ/yr | Secondary Energy¦Electricity¦Oil | elec_co2 |  | 2040 | 0 | Secondary Energy¦Electricity¦Oil | 70
Downscaling[REMIND-MAgPIE 3.2-4.6] | Current Policies | DEU | Secondary Energy¦Electricity¦Oil | EJ/yr | Secondary Energy¦Electricity¦Oil | elec_co2 |  | 2045 | 0 | Secondary Energy¦Electricity¦Oil | 70
Downscaling[REMIND-MAgPIE 3.2-4.6] | Current Policies | DEU | Secondary Energy¦Electricity¦Oil | EJ/yr | Secondary Energy¦Electricity¦Oil | elec_co2 |  | 2050 | 0 | Secondary Energy¦Electricity¦Oil | 70
Downscaling[REMIND-MAgPIE 3.2-4.6] | Current Policies | DEU | Price¦Primary Energy¦Biomass | US$2010/GJ | Price¦Primary Energy¦Biomass | fuel_supply | bioenergy | 2020 | 5.3799 | Price¦Primary Energy¦Biomass
Downscaling[REMIND-MAgPIE 3.2-4.6] | Current Policies | DEU | Price¦Primary Energy¦Biomass | US$2010/GJ | Price¦Primary Energy¦Biomass | fuel_supply | bioenergy | 2025 | 5.8161 | Price¦Primary Energy¦Biomass
Downscaling[REMIND-MAgPIE 3.2-4.6] | Current Policies | DEU | Price¦Primary Energy¦Biomass | US$2010/GJ | Price¦Primary Energy¦Biomass | fuel_supply | bioenergy | 2030 | 5.6891 | Price¦Primary Energy¦Biomass
Downscaling[REMIND-MAgPIE 3.2-4.6] | Current Policies | DEU | Price¦Primary Energy¦Biomass | US$2010/GJ | Price¦Primary Energy¦Biomass | fuel_supply | bioenergy | 2035 | 4.5887 | Price¦Primary Energy¦Biomass
Downscaling[REMIND-MAgPIE 3.2-4.6] | Current Policies | DEU | Price¦Primary Energy¦Biomass | US$2010/GJ | Price¦Primary Energy¦Biomass | fuel_supply | bioenergy | 2040 | 2.1857 | Price¦Primary Energy¦Biomass
Downscaling[REMIND-MAgPIE 3.2-4.6] | Current Policies | DEU | Price¦Primary Energy¦Biomass | US$2010/GJ | Price¦Primary Energy¦Biomass | fuel_supply | bioenergy | 2045 | 2.3002 | Price¦Primary Energy¦Biomass
Downscaling[REMIND-MAgPIE 3.2-4.6] | Current Policies | DEU | Price¦Primary Energy¦Biomass | US$2010/GJ | Price¦Primary Energy¦Biomass | fuel_supply | bioenergy | 2050 | 3.6 | Price¦Primary Energy¦Biomass
Downscaling[REMIND-MAgPIE 3.2-4.6] | Current Policies | DEU | Price¦Primary Energy¦Coal | US$2010/GJ | Price¦Primary Energy¦Coal | fuel_supply | coal | 2020 | 2.0344 | Price¦Primary Energy¦Coal
Downscaling[REMIND-MAgPIE 3.2-4.6] | Current Policies | DEU | Price¦Primary Energy¦Coal | US$2010/GJ | Price¦Primary Energy¦Coal | fuel_supply | coal | 2025 | 2.2228 | Price¦Primary Energy¦Coal
Downscaling[REMIND-MAgPIE 3.2-4.6] | Current Policies | DEU | Price¦Primary Energy¦Coal | US$2010/GJ | Price¦Primary Energy¦Coal | fuel_supply | coal | 2030 | 2.2627 | Price¦Primary Energy¦Coal
Downscaling[REMIND-MAgPIE 3.2-4.6] | Current Policies | DEU | Price¦Primary Energy¦Coal | US$2010/GJ | Price¦Primary Energy¦Coal | fuel_supply | coal | 2035 | 2.307 | Price¦Primary Energy¦Coal
Downscaling[REMIND-MAgPIE 3.2-4.6] | Current Policies | DEU | Price¦Primary Energy¦Coal | US$2010/GJ | Price¦Primary Energy¦Coal | fuel_supply | coal | 2040 | 2.3841 | Price¦Primary Energy¦Coal
Downscaling[REMIND-MAgPIE 3.2-4.6] | Current Policies | DEU | Price¦Primary Energy¦Coal | US$2010/GJ | Price¦Primary Energy¦Coal | fuel_supply | coal | 2045 | 2.4996 | Price¦Primary Energy¦Coal
Downscaling[REMIND-MAgPIE 3.2-4.6] | Current Policies | DEU | Price¦Primary Energy¦Coal | US$2010/GJ | Price¦Primary Energy¦Coal | fuel_supply | coal | 2050 | 2.7928 | Price¦Primary Energy¦Coal
Downscaling[REMIND-MAgPIE 3.2-4.6] | Current Policies | DEU | Price¦Primary Energy¦Gas | US$2010/GJ | Price¦Primary Energy¦Gas | fuel_supply | gas | 2020 | 3.9711 | Price¦Primary Energy¦Gas
Downscaling[REMIND-MAgPIE 3.2-4.6] | Current Policies | DEU | Price¦Primary Energy¦Gas | US$2010/GJ | Price¦Primary Energy¦Gas | fuel_supply | gas | 2025 | 4.6647 | Price¦Primary Energy¦Gas
Downscaling[REMIND-MAgPIE 3.2-4.6] | Current Policies | DEU | Price¦Primary Energy¦Gas | US$2010/GJ | Price¦Primary Energy¦Gas | fuel_supply | gas | 2030 | 4.6303 | Price¦Primary Energy¦Gas
Downscaling[REMIND-MAgPIE 3.2-4.6] | Current Policies | DEU | Price¦Primary Energy¦Gas | US$2010/GJ | Price¦Primary Energy¦Gas | fuel_supply | gas | 2035 | 5.0297 | Price¦Primary Energy¦Gas
Downscaling[REMIND-MAgPIE 3.2-4.6] | Current Policies | DEU | Price¦Primary Energy¦Gas | US$2010/GJ | Price¦Primary Energy¦Gas | fuel_supply | gas | 2040 | 5.2841 | Price¦Primary Energy¦Gas
Downscaling[REMIND-MAgPIE 3.2-4.6] | Current Policies | DEU | Price¦Primary Energy¦Gas | US$2010/GJ | Price¦Primary Energy¦Gas | fuel_supply | gas | 2045 | 5.5602 | Price¦Primary Energy¦Gas
Downscaling[REMIND-MAgPIE 3.2-4.6] | Current Policies | DEU | Price¦Primary Energy¦Gas | US$2010/GJ | Price¦Primary Energy¦Gas | fuel_supply | gas | 2050 | 5.7592 | Price¦Primary Energy¦Gas
Downscaling[REMIND-MAgPIE 3.2-4.6] | Current Policies | DEU | Price¦Secondary Energy¦Liquids¦Oil | US$2010/GJ | Price¦Secondary Energy¦Liquids¦Oil | fuel_supply | oil | 2020 | 82.2847 | Price¦Secondary Energy¦Liquids¦Oil
Downscaling[REMIND-MAgPIE 3.2-4.6] | Current Policies | DEU | Price¦Secondary Energy¦Liquids¦Oil | US$2010/GJ | Price¦Secondary Energy¦Liquids¦Oil | fuel_supply | oil | 2025 | 95.6926 | Price¦Secondary Energy¦Liquids¦Oil
Downscaling[REMIND-MAgPIE 3.2-4.6] | Current Policies | DEU | Price¦Secondary Energy¦Liquids¦Oil | US$2010/GJ | Price¦Secondary Energy¦Liquids¦Oil | fuel_supply | oil | 2030 | 86.6304 | Price¦Secondary Energy¦Liquids¦Oil
Downscaling[REMIND-MAgPIE 3.2-4.6] | Current Policies | DEU | Price¦Secondary Energy¦Liquids¦Oil | US$2010/GJ | Price¦Secondary Energy¦Liquids¦Oil | fuel_supply | oil | 2035 | 88.9428 | Price¦Secondary Energy¦Liquids¦Oil
Downscaling[REMIND-MAgPIE 3.2-4.6] | Current Policies | DEU | Price¦Secondary Energy¦Liquids¦Oil | US$2010/GJ | Price¦Secondary Energy¦Liquids¦Oil | fuel_supply | oil | 2040 | 99.4683 | Price¦Secondary Energy¦Liquids¦Oil
Downscaling[REMIND-MAgPIE 3.2-4.6] | Current Policies | DEU | Price¦Secondary Energy¦Liquids¦Oil | US$2010/GJ | Price¦Secondary Energy¦Liquids¦Oil | fuel_supply | oil | 2045 | 111.0288 | Price¦Secondary Energy¦Liquids¦Oil
Downscaling[REMIND-MAgPIE 3.2-4.6] | Current Policies | DEU | Price¦Secondary Energy¦Liquids¦Oil | US$2010/GJ | Price¦Secondary Energy¦Liquids¦Oil | fuel_supply | oil | 2050 | 120.4307 | Price¦Secondary Energy¦Liquids¦Oil
Downscaling[REMIND-MAgPIE 3.2-4.6] | Current Policies | DEU | Emissions¦CO2 | Mt CO2/yr | Emissions¦CO2 | scenarios - CO2 abatement | CO2 | 2020 | 576.6745 | Emissions¦CO2
Downscaling[REMIND-MAgPIE 3.2-4.6] | Current Policies | DEU | Emissions¦CO2 | Mt CO2/yr | Emissions¦CO2 | scenarios - CO2 abatement | CO2 | 2025 | 424.8053 | Emissions¦CO2
Downscaling[REMIND-MAgPIE 3.2-4.6] | Current Policies | DEU | Emissions¦CO2 | Mt CO2/yr | Emissions¦CO2 | scenarios - CO2 abatement | CO2 | 2030 | 303.1676 | Emissions¦CO2
Downscaling[REMIND-MAgPIE 3.2-4.6] | Current Policies | DEU | Emissions¦CO2 | Mt CO2/yr | Emissions¦CO2 | scenarios - CO2 abatement | CO2 | 2035 | 228.7598 | Emissions¦CO2
Downscaling[REMIND-MAgPIE 3.2-4.6] | Current Policies | DEU | Emissions¦CO2 | Mt CO2/yr | Emissions¦CO2 | scenarios - CO2 abatement | CO2 | 2040 | 163.4348 | Emissions¦CO2
Downscaling[REMIND-MAgPIE 3.2-4.6] | Current Policies | DEU | Emissions¦CO2 | Mt CO2/yr | Emissions¦CO2 | scenarios - CO2 abatement | CO2 | 2045 | 111.7138 | Emissions¦CO2
Downscaling[REMIND-MAgPIE 3.2-4.6] | Current Policies | DEU | Emissions¦CO2 | Mt CO2/yr | Emissions¦CO2 | scenarios - CO2 abatement | CO2 | 2050 | 90.3625 | Emissions¦CO2
Downscaling[REMIND-MAgPIE 3.2-4.6] | Current Policies | DEU | Emissions¦CO2¦Energy | Mt CO2/yr | Emissions¦CO2¦Energy | scenarios - CO2 abatement | CO2 | 2020 | 609.5463 | Emissions¦CO2¦Energy
Downscaling[REMIND-MAgPIE 3.2-4.6] | Current Policies | DEU | Emissions¦CO2¦Energy | Mt CO2/yr | Emissions¦CO2¦Energy | scenarios - CO2 abatement | CO2 | 2025 | 432.9099 | Emissions¦CO2¦Energy
Downscaling[REMIND-MAgPIE 3.2-4.6] | Current Policies | DEU | Emissions¦CO2¦Energy | Mt CO2/yr | Emissions¦CO2¦Energy | scenarios - CO2 abatement | CO2 | 2030 | 319.9339 | Emissions¦CO2¦Energy
Downscaling[REMIND-MAgPIE 3.2-4.6] | Current Policies | DEU | Emissions¦CO2¦Energy | Mt CO2/yr | Emissions¦CO2¦Energy | scenarios - CO2 abatement | CO2 | 2035 | 251.1884 | Emissions¦CO2¦Energy
Downscaling[REMIND-MAgPIE 3.2-4.6] | Current Policies | DEU | Emissions¦CO2¦Energy | Mt CO2/yr | Emissions¦CO2¦Energy | scenarios - CO2 abatement | CO2 | 2040 | 192.1005 | Emissions¦CO2¦Energy
Downscaling[REMIND-MAgPIE 3.2-4.6] | Current Policies | DEU | Emissions¦CO2¦Energy | Mt CO2/yr | Emissions¦CO2¦Energy | scenarios - CO2 abatement | CO2 | 2045 | 146.3246 | Emissions¦CO2¦Energy
Downscaling[REMIND-MAgPIE 3.2-4.6] | Current Policies | DEU | Emissions¦CO2¦Energy | Mt CO2/yr | Emissions¦CO2¦Energy | scenarios - CO2 abatement | CO2 | 2050 | 130.7943 | Emissions¦CO2¦Energy
Downscaling[REMIND-MAgPIE 3.2-4.6] | Delayed transition | DEU | Carbon Sequestration¦CCS | Mt CO2/yr | Carbon Sequestration¦CCS | CCS potential |  | 2020 | 0 | Carbon Sequestration¦CCS
Downscaling[REMIND-MAgPIE 3.2-4.6] | Delayed transition | DEU | Carbon Sequestration¦CCS | Mt CO2/yr | Carbon Sequestration¦CCS | CCS potential |  | 2025 | 0.4603 | Carbon Sequestration¦CCS
Downscaling[REMIND-MAgPIE 3.2-4.6] | Delayed transition | DEU | Carbon Sequestration¦CCS | Mt CO2/yr | Carbon Sequestration¦CCS | CCS potential |  | 2030 | 0.4936 | Carbon Sequestration¦CCS
Downscaling[REMIND-MAgPIE 3.2-4.6] | Delayed transition | DEU | Carbon Sequestration¦CCS | Mt CO2/yr | Carbon Sequestration¦CCS | CCS potential |  | 2035 | 1.9941 | Carbon Sequestration¦CCS
Downscaling[REMIND-MAgPIE 3.2-4.6] | Delayed transition | DEU | Carbon Sequestration¦CCS | Mt CO2/yr | Carbon Sequestration¦CCS | CCS potential |  | 2040 | 27.3019 | Carbon Sequestration¦CCS
Downscaling[REMIND-MAgPIE 3.2-4.6] | Delayed transition | DEU | Carbon Sequestration¦CCS | Mt CO2/yr | Carbon Sequestration¦CCS | CCS potential |  | 2045 | 72.288 | Carbon Sequestration¦CCS
Downscaling[REMIND-MAgPIE 3.2-4.6] | Delayed transition | DEU | Carbon Sequestration¦CCS | Mt CO2/yr | Carbon Sequestration¦CCS | CCS potential |  | 2050 | 83.4439 | Carbon Sequestration¦CCS
Downscaling[REMIND-MAgPIE 3.2-4.6] | Delayed transition | DEU | Final Energy¦Industry¦Electricity | EJ/yr | Final Energy¦Industry¦Electricity | demand_projection | elc_industry | 2020 | 0.9367 | Final Energy¦Industry¦Electricity
Downscaling[REMIND-MAgPIE 3.2-4.6] | Delayed transition | DEU | Final Energy¦Industry¦Electricity | EJ/yr | Final Energy¦Industry¦Electricity | demand_projection | elc_industry | 2025 | 0.8755 | Final Energy¦Industry¦Electricity
Downscaling[REMIND-MAgPIE 3.2-4.6] | Delayed transition | DEU | Final Energy¦Industry¦Electricity | EJ/yr | Final Energy¦Industry¦Electricity | demand_projection | elc_industry | 2030 | 0.9027 | Final Energy¦Industry¦Electricity
Downscaling[REMIND-MAgPIE 3.2-4.6] | Delayed transition | DEU | Final Energy¦Industry¦Electricity | EJ/yr | Final Energy¦Industry¦Electricity | demand_projection | elc_industry | 2035 | 0.9251 | Final Energy¦Industry¦Electricity
Downscaling[REMIND-MAgPIE 3.2-4.6] | Delayed transition | DEU | Final Energy¦Industry¦Electricity | EJ/yr | Final Energy¦Industry¦Electricity | demand_projection | elc_industry | 2040 | 0.9297 | Final Energy¦Industry¦Electricity
Downscaling[REMIND-MAgPIE 3.2-4.6] | Delayed transition | DEU | Final Energy¦Industry¦Electricity | EJ/yr | Final Energy¦Industry¦Electricity | demand_projection | elc_industry | 2045 | 0.896 | Final Energy¦Industry¦Electricity
Downscaling[REMIND-MAgPIE 3.2-4.6] | Delayed transition | DEU | Final Energy¦Industry¦Electricity | EJ/yr | Final Energy¦Industry¦Electricity | demand_projection | elc_industry | 2050 | 0.8199 | Final Energy¦Industry¦Electricity
Downscaling[REMIND-MAgPIE 3.2-4.6] | Delayed transition | DEU | Final Energy¦Residential and Commercial¦Electricity | EJ/yr | Final Energy¦Residential and Commercial¦Electricity | demand_projection | elc_buildings | 2020 | 1.0215 | Final Energy¦Residential and Commercial¦Electricity
Downscaling[REMIND-MAgPIE 3.2-4.6] | Delayed transition | DEU | Final Energy¦Residential and Commercial¦Electricity | EJ/yr | Final Energy¦Residential and Commercial¦Electricity | demand_projection | elc_buildings | 2025 | 0.9611 | Final Energy¦Residential and Commercial¦Electricity
Downscaling[REMIND-MAgPIE 3.2-4.6] | Delayed transition | DEU | Final Energy¦Residential and Commercial¦Electricity | EJ/yr | Final Energy¦Residential and Commercial¦Electricity | demand_projection | elc_buildings | 2030 | 1.0181 | Final Energy¦Residential and Commercial¦Electricity
Downscaling[REMIND-MAgPIE 3.2-4.6] | Delayed transition | DEU | Final Energy¦Residential and Commercial¦Electricity | EJ/yr | Final Energy¦Residential and Commercial¦Electricity | demand_projection | elc_buildings | 2035 | 1.0969 | Final Energy¦Residential and Commercial¦Electricity
Downscaling[REMIND-MAgPIE 3.2-4.6] | Delayed transition | DEU | Final Energy¦Residential and Commercial¦Electricity | EJ/yr | Final Energy¦Residential and Commercial¦Electricity | demand_projection | elc_buildings | 2040 | 1.0801 | Final Energy¦Residential and Commercial¦Electricity
Downscaling[REMIND-MAgPIE 3.2-4.6] | Delayed transition | DEU | Final Energy¦Residential and Commercial¦Electricity | EJ/yr | Final Energy¦Residential and Commercial¦Electricity | demand_projection | elc_buildings | 2045 | 1.0991 | Final Energy¦Residential and Commercial¦Electricity
Downscaling[REMIND-MAgPIE 3.2-4.6] | Delayed transition | DEU | Final Energy¦Residential and Commercial¦Electricity | EJ/yr | Final Energy¦Residential and Commercial¦Electricity | demand_projection | elc_buildings | 2050 | 1.0552 | Final Energy¦Residential and Commercial¦Electricity
Downscaling[REMIND-MAgPIE 3.2-4.6] | Delayed transition | DEU | Final Energy¦Transportation¦Electricity | EJ/yr | Final Energy¦Transportation¦Electricity | demand_projection | elc_transport | 2020 | 0.0732 | Final Energy¦Transportation¦Electricity
Downscaling[REMIND-MAgPIE 3.2-4.6] | Delayed transition | DEU | Final Energy¦Transportation¦Electricity | EJ/yr | Final Energy¦Transportation¦Electricity | demand_projection | elc_transport | 2025 | 0.1762 | Final Energy¦Transportation¦Electricity
Downscaling[REMIND-MAgPIE 3.2-4.6] | Delayed transition | DEU | Final Energy¦Transportation¦Electricity | EJ/yr | Final Energy¦Transportation¦Electricity | demand_projection | elc_transport | 2030 | 0.3286 | Final Energy¦Transportation¦Electricity
Downscaling[REMIND-MAgPIE 3.2-4.6] | Delayed transition | DEU | Final Energy¦Transportation¦Electricity | EJ/yr | Final Energy¦Transportation¦Electricity | demand_projection | elc_transport | 2035 | 0.445 | Final Energy¦Transportation¦Electricity
Downscaling[REMIND-MAgPIE 3.2-4.6] | Delayed transition | DEU | Final Energy¦Transportation¦Electricity | EJ/yr | Final Energy¦Transportation¦Electricity | demand_projection | elc_transport | 2040 | 0.4505 | Final Energy¦Transportation¦Electricity
Downscaling[REMIND-MAgPIE 3.2-4.6] | Delayed transition | DEU | Final Energy¦Transportation¦Electricity | EJ/yr | Final Energy¦Transportation¦Electricity | demand_projection | elc_transport | 2045 | 0.46 | Final Energy¦Transportation¦Electricity
Downscaling[REMIND-MAgPIE 3.2-4.6] | Delayed transition | DEU | Final Energy¦Transportation¦Electricity | EJ/yr | Final Energy¦Transportation¦Electricity | demand_projection | elc_transport | 2050 | 0.4672 | Final Energy¦Transportation¦Electricity
Downscaling[REMIND-MAgPIE 3.2-4.6] | Delayed transition | DEU | Secondary Energy¦Hydrogen | EJ/yr | Secondary Energy¦Hydrogen | demand_projection | hydrogen_allsect | 2020 | 0.0126 | Secondary Energy¦Hydrogen
Downscaling[REMIND-MAgPIE 3.2-4.6] | Delayed transition | DEU | Secondary Energy¦Hydrogen | EJ/yr | Secondary Energy¦Hydrogen | demand_projection | hydrogen_allsect | 2025 | 0.0495 | Secondary Energy¦Hydrogen
Downscaling[REMIND-MAgPIE 3.2-4.6] | Delayed transition | DEU | Secondary Energy¦Hydrogen | EJ/yr | Secondary Energy¦Hydrogen | demand_projection | hydrogen_allsect | 2030 | 0.0772 | Secondary Energy¦Hydrogen
Downscaling[REMIND-MAgPIE 3.2-4.6] | Delayed transition | DEU | Secondary Energy¦Hydrogen | EJ/yr | Secondary Energy¦Hydrogen | demand_projection | hydrogen_allsect | 2035 | 0.08 | Secondary Energy¦Hydrogen
Downscaling[REMIND-MAgPIE 3.2-4.6] | Delayed transition | DEU | Secondary Energy¦Hydrogen | EJ/yr | Secondary Energy¦Hydrogen | demand_projection | hydrogen_allsect | 2040 | 0.1182 | Secondary Energy¦Hydrogen
Downscaling[REMIND-MAgPIE 3.2-4.6] | Delayed transition | DEU | Secondary Energy¦Hydrogen | EJ/yr | Secondary Energy¦Hydrogen | demand_projection | hydrogen_allsect | 2045 | 0.2686 | Secondary Energy¦Hydrogen
Downscaling[REMIND-MAgPIE 3.2-4.6] | Delayed transition | DEU | Secondary Energy¦Hydrogen | EJ/yr | Secondary Energy¦Hydrogen | demand_projection | hydrogen_allsect | 2050 | 0.4467 | Secondary Energy¦Hydrogen
Downscaling[REMIND-MAgPIE 3.2-4.6] | Delayed transition | DEU | Secondary Energy¦Electricity¦Coal | EJ/yr | Secondary Energy¦Electricity¦Coal | elec_co2 |  | 2020 | 0.6682 | Secondary Energy¦Electricity¦Coal | 94
Downscaling[REMIND-MAgPIE 3.2-4.6] | Delayed transition | DEU | Secondary Energy¦Electricity¦Coal | EJ/yr | Secondary Energy¦Electricity¦Coal | elec_co2 |  | 2025 | 0.2701 | Secondary Energy¦Electricity¦Coal | 94
Downscaling[REMIND-MAgPIE 3.2-4.6] | Delayed transition | DEU | Secondary Energy¦Electricity¦Coal | EJ/yr | Secondary Energy¦Electricity¦Coal | elec_co2 |  | 2030 | 0.1328 | Secondary Energy¦Electricity¦Coal | 94
Downscaling[REMIND-MAgPIE 3.2-4.6] | Delayed transition | DEU | Secondary Energy¦Electricity¦Coal | EJ/yr | Secondary Energy¦Electricity¦Coal | elec_co2 |  | 2035 | 0.0438 | Secondary Energy¦Electricity¦Coal | 94
Downscaling[REMIND-MAgPIE 3.2-4.6] | Delayed transition | DEU | Secondary Energy¦Electricity¦Coal | EJ/yr | Secondary Energy¦Electricity¦Coal | elec_co2 |  | 2040 | 0.0003 | Secondary Energy¦Electricity¦Coal | 94
Downscaling[REMIND-MAgPIE 3.2-4.6] | Delayed transition | DEU | Secondary Energy¦Electricity¦Coal | EJ/yr | Secondary Energy¦Electricity¦Coal | elec_co2 |  | 2045 | 0.0002 | Secondary Energy¦Electricity¦Coal | 94
Downscaling[REMIND-MAgPIE 3.2-4.6] | Delayed transition | DEU | Secondary Energy¦Electricity¦Coal | EJ/yr | Secondary Energy¦Electricity¦Coal | elec_co2 |  | 2050 | 0 | Secondary Energy¦Electricity¦Coal | 94
Downscaling[REMIND-MAgPIE 3.2-4.6] | Delayed transition | DEU | Secondary Energy¦Electricity¦Gas | EJ/yr | Secondary Energy¦Electricity¦Gas | elec_co2 |  | 2020 | 0.433 | Secondary Energy¦Electricity¦Gas | 55
Downscaling[REMIND-MAgPIE 3.2-4.6] | Delayed transition | DEU | Secondary Energy¦Electricity¦Gas | EJ/yr | Secondary Energy¦Electricity¦Gas | elec_co2 |  | 2025 | 0.4562 | Secondary Energy¦Electricity¦Gas | 55
Downscaling[REMIND-MAgPIE 3.2-4.6] | Delayed transition | DEU | Secondary Energy¦Electricity¦Gas | EJ/yr | Secondary Energy¦Electricity¦Gas | elec_co2 |  | 2030 | 0.366 | Secondary Energy¦Electricity¦Gas | 55
Downscaling[REMIND-MAgPIE 3.2-4.6] | Delayed transition | DEU | Secondary Energy¦Electricity¦Gas | EJ/yr | Secondary Energy¦Electricity¦Gas | elec_co2 |  | 2035 | 0.1673 | Secondary Energy¦Electricity¦Gas | 55
Downscaling[REMIND-MAgPIE 3.2-4.6] | Delayed transition | DEU | Secondary Energy¦Electricity¦Gas | EJ/yr | Secondary Energy¦Electricity¦Gas | elec_co2 |  | 2040 | 0.0009 | Secondary Energy¦Electricity¦Gas | 55
Downscaling[REMIND-MAgPIE 3.2-4.6] | Delayed transition | DEU | Secondary Energy¦Electricity¦Gas | EJ/yr | Secondary Energy¦Electricity¦Gas | elec_co2 |  | 2045 | 0.0007 | Secondary Energy¦Electricity¦Gas | 55
Downscaling[REMIND-MAgPIE 3.2-4.6] | Delayed transition | DEU | Secondary Energy¦Electricity¦Gas | EJ/yr | Secondary Energy¦Electricity¦Gas | elec_co2 |  | 2050 | 0.0003 | Secondary Energy¦Electricity¦Gas | 55
Downscaling[REMIND-MAgPIE 3.2-4.6] | Delayed transition | DEU | Secondary Energy¦Electricity¦Oil | EJ/yr | Secondary Energy¦Electricity¦Oil | elec_co2 |  | 2020 | 0.0157 | Secondary Energy¦Electricity¦Oil | 70
Downscaling[REMIND-MAgPIE 3.2-4.6] | Delayed transition | DEU | Secondary Energy¦Electricity¦Oil | EJ/yr | Secondary Energy¦Electricity¦Oil | elec_co2 |  | 2025 | 0.0093 | Secondary Energy¦Electricity¦Oil | 70
Downscaling[REMIND-MAgPIE 3.2-4.6] | Delayed transition | DEU | Secondary Energy¦Electricity¦Oil | EJ/yr | Secondary Energy¦Electricity¦Oil | elec_co2 |  | 2030 | 0.0036 | Secondary Energy¦Electricity¦Oil | 70
Downscaling[REMIND-MAgPIE 3.2-4.6] | Delayed transition | DEU | Secondary Energy¦Electricity¦Oil | EJ/yr | Secondary Energy¦Electricity¦Oil | elec_co2 |  | 2035 | 0 | Secondary Energy¦Electricity¦Oil | 70
Downscaling[REMIND-MAgPIE 3.2-4.6] | Delayed transition | DEU | Secondary Energy¦Electricity¦Oil | EJ/yr | Secondary Energy¦Electricity¦Oil | elec_co2 |  | 2040 | 0 | Secondary Energy¦Electricity¦Oil | 70
Downscaling[REMIND-MAgPIE 3.2-4.6] | Delayed transition | DEU | Secondary Energy¦Electricity¦Oil | EJ/yr | Secondary Energy¦Electricity¦Oil | elec_co2 |  | 2045 | 0 | Secondary Energy¦Electricity¦Oil | 70
Downscaling[REMIND-MAgPIE 3.2-4.6] | Delayed transition | DEU | Secondary Energy¦Electricity¦Oil | EJ/yr | Secondary Energy¦Electricity¦Oil | elec_co2 |  | 2050 | 0 | Secondary Energy¦Electricity¦Oil | 70
Downscaling[REMIND-MAgPIE 3.2-4.6] | Delayed transition | DEU | Price¦Primary Energy¦Biomass | US$2010/GJ | Price¦Primary Energy¦Biomass | fuel_supply | bioenergy | 2020 | 5.3799 | Price¦Primary Energy¦Biomass
Downscaling[REMIND-MAgPIE 3.2-4.6] | Delayed transition | DEU | Price¦Primary Energy¦Biomass | US$2010/GJ | Price¦Primary Energy¦Biomass | fuel_supply | bioenergy | 2025 | 5.8161 | Price¦Primary Energy¦Biomass
Downscaling[REMIND-MAgPIE 3.2-4.6] | Delayed transition | DEU | Price¦Primary Energy¦Biomass | US$2010/GJ | Price¦Primary Energy¦Biomass | fuel_supply | bioenergy | 2030 | 5.6891 | Price¦Primary Energy¦Biomass
Downscaling[REMIND-MAgPIE 3.2-4.6] | Delayed transition | DEU | Price¦Primary Energy¦Biomass | US$2010/GJ | Price¦Primary Energy¦Biomass | fuel_supply | bioenergy | 2035 | 1.8008 | Price¦Primary Energy¦Biomass
Downscaling[REMIND-MAgPIE 3.2-4.6] | Delayed transition | DEU | Price¦Primary Energy¦Biomass | US$2010/GJ | Price¦Primary Energy¦Biomass | fuel_supply | bioenergy | 2040 | 5.511 | Price¦Primary Energy¦Biomass
Downscaling[REMIND-MAgPIE 3.2-4.6] | Delayed transition | DEU | Price¦Primary Energy¦Biomass | US$2010/GJ | Price¦Primary Energy¦Biomass | fuel_supply | bioenergy | 2045 | 9.8169 | Price¦Primary Energy¦Biomass
Downscaling[REMIND-MAgPIE 3.2-4.6] | Delayed transition | DEU | Price¦Primary Energy¦Biomass | US$2010/GJ | Price¦Primary Energy¦Biomass | fuel_supply | bioenergy | 2050 | 18.3579 | Price¦Primary Energy¦Biomass
Downscaling[REMIND-MAgPIE 3.2-4.6] | Delayed transition | DEU | Price¦Primary Energy¦Coal | US$2010/GJ | Price¦Primary Energy¦Coal | fuel_supply | coal | 2020 | 2.0344 | Price¦Primary Energy¦Coal
Downscaling[REMIND-MAgPIE 3.2-4.6] | Delayed transition | DEU | Price¦Primary Energy¦Coal | US$2010/GJ | Price¦Primary Energy¦Coal | fuel_supply | coal | 2025 | 2.2228 | Price¦Primary Energy¦Coal
Downscaling[REMIND-MAgPIE 3.2-4.6] | Delayed transition | DEU | Price¦Primary Energy¦Coal | US$2010/GJ | Price¦Primary Energy¦Coal | fuel_supply | coal | 2030 | 2.2627 | Price¦Primary Energy¦Coal
Downscaling[REMIND-MAgPIE 3.2-4.6] | Delayed transition | DEU | Price¦Primary Energy¦Coal | US$2010/GJ | Price¦Primary Energy¦Coal | fuel_supply | coal | 2035 | 2.2998 | Price¦Primary Energy¦Coal
Downscaling[REMIND-MAgPIE 3.2-4.6] | Delayed transition | DEU | Price¦Primary Energy¦Coal | US$2010/GJ | Price¦Primary Energy¦Coal | fuel_supply | coal | 2040 | 1.8855 | Price¦Primary Energy¦Coal
Downscaling[REMIND-MAgPIE 3.2-4.6] | Delayed transition | DEU | Price¦Primary Energy¦Coal | US$2010/GJ | Price¦Primary Energy¦Coal | fuel_supply | coal | 2045 | 1.4268 | Price¦Primary Energy¦Coal
Downscaling[REMIND-MAgPIE 3.2-4.6] | Delayed transition | DEU | Price¦Primary Energy¦Coal | US$2010/GJ | Price¦Primary Energy¦Coal | fuel_supply | coal | 2050 | 1.4782 | Price¦Primary Energy¦Coal
Downscaling[REMIND-MAgPIE 3.2-4.6] | Delayed transition | DEU | Price¦Primary Energy¦Gas | US$2010/GJ | Price¦Primary Energy¦Gas | fuel_supply | gas | 2020 | 3.9711 | Price¦Primary Energy¦Gas
Downscaling[REMIND-MAgPIE 3.2-4.6] | Delayed transition | DEU | Price¦Primary Energy¦Gas | US$2010/GJ | Price¦Primary Energy¦Gas | fuel_supply | gas | 2025 | 4.6647 | Price¦Primary Energy¦Gas
Downscaling[REMIND-MAgPIE 3.2-4.6] | Delayed transition | DEU | Price¦Primary Energy¦Gas | US$2010/GJ | Price¦Primary Energy¦Gas | fuel_supply | gas | 2030 | 4.6303 | Price¦Primary Energy¦Gas
Downscaling[REMIND-MAgPIE 3.2-4.6] | Delayed transition | DEU | Price¦Primary Energy¦Gas | US$2010/GJ | Price¦Primary Energy¦Gas | fuel_supply | gas | 2035 | 5.7319 | Price¦Primary Energy¦Gas
Downscaling[REMIND-MAgPIE 3.2-4.6] | Delayed transition | DEU | Price¦Primary Energy¦Gas | US$2010/GJ | Price¦Primary Energy¦Gas | fuel_supply | gas | 2040 | 5.3499 | Price¦Primary Energy¦Gas
Downscaling[REMIND-MAgPIE 3.2-4.6] | Delayed transition | DEU | Price¦Primary Energy¦Gas | US$2010/GJ | Price¦Primary Energy¦Gas | fuel_supply | gas | 2045 | 4.7767 | Price¦Primary Energy¦Gas
Downscaling[REMIND-MAgPIE 3.2-4.6] | Delayed transition | DEU | Price¦Primary Energy¦Gas | US$2010/GJ | Price¦Primary Energy¦Gas | fuel_supply | gas | 2050 | 4.1935 | Price¦Primary Energy¦Gas
Downscaling[REMIND-MAgPIE 3.2-4.6] | Delayed transition | DEU | Price¦Secondary Energy¦Liquids¦Oil | US$2010/GJ | Price¦Secondary Energy¦Liquids¦Oil | fuel_supply | oil | 2020 | 82.2847 | Price¦Secondary Energy¦Liquids¦Oil
Downscaling[REMIND-MAgPIE 3.2-4.6] | Delayed transition | DEU | Price¦Secondary Energy¦Liquids¦Oil | US$2010/GJ | Price¦Secondary Energy¦Liquids¦Oil | fuel_supply | oil | 2025 | 95.6926 | Price¦Secondary Energy¦Liquids¦Oil
Downscaling[REMIND-MAgPIE 3.2-4.6] | Delayed transition | DEU | Price¦Secondary Energy¦Liquids¦Oil | US$2010/GJ | Price¦Secondary Energy¦Liquids¦Oil | fuel_supply | oil | 2030 | 86.6304 | Price¦Secondary Energy¦Liquids¦Oil
Downscaling[REMIND-MAgPIE 3.2-4.6] | Delayed transition | DEU | Price¦Secondary Energy¦Liquids¦Oil | US$2010/GJ | Price¦Secondary Energy¦Liquids¦Oil | fuel_supply | oil | 2035 | 68.9379 | Price¦Secondary Energy¦Liquids¦Oil
Downscaling[REMIND-MAgPIE 3.2-4.6] | Delayed transition | DEU | Price¦Secondary Energy¦Liquids¦Oil | US$2010/GJ | Price¦Secondary Energy¦Liquids¦Oil | fuel_supply | oil | 2040 | 121.2318 | Price¦Secondary Energy¦Liquids¦Oil
Downscaling[REMIND-MAgPIE 3.2-4.6] | Delayed transition | DEU | Price¦Secondary Energy¦Liquids¦Oil | US$2010/GJ | Price¦Secondary Energy¦Liquids¦Oil | fuel_supply | oil | 2045 | 159.485 | Price¦Secondary Energy¦Liquids¦Oil
Downscaling[REMIND-MAgPIE 3.2-4.6] | Delayed transition | DEU | Price¦Secondary Energy¦Liquids¦Oil | US$2010/GJ | Price¦Secondary Energy¦Liquids¦Oil | fuel_supply | oil | 2050 | 165.4408 | Price¦Secondary Energy¦Liquids¦Oil
Downscaling[REMIND-MAgPIE 3.2-4.6] | Delayed transition | DEU | Emissions¦CO2 | Mt CO2/yr | Emissions¦CO2 | scenarios - CO2 abatement | CO2 | 2020 | 577.5968 | Emissions¦CO2
Downscaling[REMIND-MAgPIE 3.2-4.6] | Delayed transition | DEU | Emissions¦CO2 | Mt CO2/yr | Emissions¦CO2 | scenarios - CO2 abatement | CO2 | 2025 | 427.8887 | Emissions¦CO2
Downscaling[REMIND-MAgPIE 3.2-4.6] | Delayed transition | DEU | Emissions¦CO2 | Mt CO2/yr | Emissions¦CO2 | scenarios - CO2 abatement | CO2 | 2030 | 307.9708 | Emissions¦CO2
Downscaling[REMIND-MAgPIE 3.2-4.6] | Delayed transition | DEU | Emissions¦CO2 | Mt CO2/yr | Emissions¦CO2 | scenarios - CO2 abatement | CO2 | 2035 | 175.7254 | Emissions¦CO2
Downscaling[REMIND-MAgPIE 3.2-4.6] | Delayed transition | DEU | Emissions¦CO2 | Mt CO2/yr | Emissions¦CO2 | scenarios - CO2 abatement | CO2 | 2040 | 3.085 | Emissions¦CO2
Downscaling[REMIND-MAgPIE 3.2-4.6] | Delayed transition | DEU | Emissions¦CO2 | Mt CO2/yr | Emissions¦CO2 | scenarios - CO2 abatement | CO2 | 2045 | -84.6279 | Emissions¦CO2
Downscaling[REMIND-MAgPIE 3.2-4.6] | Delayed transition | DEU | Emissions¦CO2 | Mt CO2/yr | Emissions¦CO2 | scenarios - CO2 abatement | CO2 | 2050 | -116.749 | Emissions¦CO2
Downscaling[REMIND-MAgPIE 3.2-4.6] | Delayed transition | DEU | Emissions¦CO2¦Energy | Mt CO2/yr | Emissions¦CO2¦Energy | scenarios - CO2 abatement | CO2 | 2020 | 610.417 | Emissions¦CO2¦Energy
Downscaling[REMIND-MAgPIE 3.2-4.6] | Delayed transition | DEU | Emissions¦CO2¦Energy | Mt CO2/yr | Emissions¦CO2¦Energy | scenarios - CO2 abatement | CO2 | 2025 | 433.7105 | Emissions¦CO2¦Energy
Downscaling[REMIND-MAgPIE 3.2-4.6] | Delayed transition | DEU | Emissions¦CO2¦Energy | Mt CO2/yr | Emissions¦CO2¦Energy | scenarios - CO2 abatement | CO2 | 2030 | 320.2561 | Emissions¦CO2¦Energy
Downscaling[REMIND-MAgPIE 3.2-4.6] | Delayed transition | DEU | Emissions¦CO2¦Energy | Mt CO2/yr | Emissions¦CO2¦Energy | scenarios - CO2 abatement | CO2 | 2035 | 200.4024 | Emissions¦CO2¦Energy
Downscaling[REMIND-MAgPIE 3.2-4.6] | Delayed transition | DEU | Emissions¦CO2¦Energy | Mt CO2/yr | Emissions¦CO2¦Energy | scenarios - CO2 abatement | CO2 | 2040 | 37.023 | Emissions¦CO2¦Energy
Downscaling[REMIND-MAgPIE 3.2-4.6] | Delayed transition | DEU | Emissions¦CO2¦Energy | Mt CO2/yr | Emissions¦CO2¦Energy | scenarios - CO2 abatement | CO2 | 2045 | -45.1322 | Emissions¦CO2¦Energy
Downscaling[REMIND-MAgPIE 3.2-4.6] | Delayed transition | DEU | Emissions¦CO2¦Energy | Mt CO2/yr | Emissions¦CO2¦Energy | scenarios - CO2 abatement | CO2 | 2050 | -73.6108 | Emissions¦CO2¦Energy
Downscaling[REMIND-MAgPIE 3.2-4.6] | Fragmented World | DEU | Carbon Sequestration¦CCS | Mt CO2/yr | Carbon Sequestration¦CCS | CCS potential |  | 2020 | 0 | Carbon Sequestration¦CCS
Downscaling[REMIND-MAgPIE 3.2-4.6] | Fragmented World | DEU | Carbon Sequestration¦CCS | Mt CO2/yr | Carbon Sequestration¦CCS | CCS potential |  | 2025 | 0.4496 | Carbon Sequestration¦CCS
Downscaling[REMIND-MAgPIE 3.2-4.6] | Fragmented World | DEU | Carbon Sequestration¦CCS | Mt CO2/yr | Carbon Sequestration¦CCS | CCS potential |  | 2030 | 0.4684 | Carbon Sequestration¦CCS
Downscaling[REMIND-MAgPIE 3.2-4.6] | Fragmented World | DEU | Carbon Sequestration¦CCS | Mt CO2/yr | Carbon Sequestration¦CCS | CCS potential |  | 2035 | 1.3083 | Carbon Sequestration¦CCS
Downscaling[REMIND-MAgPIE 3.2-4.6] | Fragmented World | DEU | Carbon Sequestration¦CCS | Mt CO2/yr | Carbon Sequestration¦CCS | CCS potential |  | 2040 | 7.4522 | Carbon Sequestration¦CCS
Downscaling[REMIND-MAgPIE 3.2-4.6] | Fragmented World | DEU | Carbon Sequestration¦CCS | Mt CO2/yr | Carbon Sequestration¦CCS | CCS potential |  | 2045 | 11.2168 | Carbon Sequestration¦CCS
Downscaling[REMIND-MAgPIE 3.2-4.6] | Fragmented World | DEU | Carbon Sequestration¦CCS | Mt CO2/yr | Carbon Sequestration¦CCS | CCS potential |  | 2050 | 14.5377 | Carbon Sequestration¦CCS
Downscaling[REMIND-MAgPIE 3.2-4.6] | Fragmented World | DEU | Final Energy¦Industry¦Electricity | EJ/yr | Final Energy¦Industry¦Electricity | demand_projection | elc_industry | 2020 | 0.9545 | Final Energy¦Industry¦Electricity
Downscaling[REMIND-MAgPIE 3.2-4.6] | Fragmented World | DEU | Final Energy¦Industry¦Electricity | EJ/yr | Final Energy¦Industry¦Electricity | demand_projection | elc_industry | 2025 | 0.892 | Final Energy¦Industry¦Electricity
Downscaling[REMIND-MAgPIE 3.2-4.6] | Fragmented World | DEU | Final Energy¦Industry¦Electricity | EJ/yr | Final Energy¦Industry¦Electricity | demand_projection | elc_industry | 2030 | 0.8952 | Final Energy¦Industry¦Electricity
Downscaling[REMIND-MAgPIE 3.2-4.6] | Fragmented World | DEU | Final Energy¦Industry¦Electricity | EJ/yr | Final Energy¦Industry¦Electricity | demand_projection | elc_industry | 2035 | 0.8485 | Final Energy¦Industry¦Electricity
Downscaling[REMIND-MAgPIE 3.2-4.6] | Fragmented World | DEU | Final Energy¦Industry¦Electricity | EJ/yr | Final Energy¦Industry¦Electricity | demand_projection | elc_industry | 2040 | 0.8369 | Final Energy¦Industry¦Electricity
Downscaling[REMIND-MAgPIE 3.2-4.6] | Fragmented World | DEU | Final Energy¦Industry¦Electricity | EJ/yr | Final Energy¦Industry¦Electricity | demand_projection | elc_industry | 2045 | 0.8326 | Final Energy¦Industry¦Electricity
Downscaling[REMIND-MAgPIE 3.2-4.6] | Fragmented World | DEU | Final Energy¦Industry¦Electricity | EJ/yr | Final Energy¦Industry¦Electricity | demand_projection | elc_industry | 2050 | 0.7946 | Final Energy¦Industry¦Electricity
Downscaling[REMIND-MAgPIE 3.2-4.6] | Fragmented World | DEU | Final Energy¦Residential and Commercial¦Electricity | EJ/yr | Final Energy¦Residential and Commercial¦Electricity | demand_projection | elc_buildings | 2020 | 1.1059 | Final Energy¦Residential and Commercial¦Electricity
Downscaling[REMIND-MAgPIE 3.2-4.6] | Fragmented World | DEU | Final Energy¦Residential and Commercial¦Electricity | EJ/yr | Final Energy¦Residential and Commercial¦Electricity | demand_projection | elc_buildings | 2025 | 1.0282 | Final Energy¦Residential and Commercial¦Electricity
Downscaling[REMIND-MAgPIE 3.2-4.6] | Fragmented World | DEU | Final Energy¦Residential and Commercial¦Electricity | EJ/yr | Final Energy¦Residential and Commercial¦Electricity | demand_projection | elc_buildings | 2030 | 1.0597 | Final Energy¦Residential and Commercial¦Electricity
Downscaling[REMIND-MAgPIE 3.2-4.6] | Fragmented World | DEU | Final Energy¦Residential and Commercial¦Electricity | EJ/yr | Final Energy¦Residential and Commercial¦Electricity | demand_projection | elc_buildings | 2035 | 1.1282 | Final Energy¦Residential and Commercial¦Electricity
Downscaling[REMIND-MAgPIE 3.2-4.6] | Fragmented World | DEU | Final Energy¦Residential and Commercial¦Electricity | EJ/yr | Final Energy¦Residential and Commercial¦Electricity | demand_projection | elc_buildings | 2040 | 1.1014 | Final Energy¦Residential and Commercial¦Electricity
Downscaling[REMIND-MAgPIE 3.2-4.6] | Fragmented World | DEU | Final Energy¦Residential and Commercial¦Electricity | EJ/yr | Final Energy¦Residential and Commercial¦Electricity | demand_projection | elc_buildings | 2045 | 1.0884 | Final Energy¦Residential and Commercial¦Electricity
Downscaling[REMIND-MAgPIE 3.2-4.6] | Fragmented World | DEU | Final Energy¦Residential and Commercial¦Electricity | EJ/yr | Final Energy¦Residential and Commercial¦Electricity | demand_projection | elc_buildings | 2050 | 1.0065 | Final Energy¦Residential and Commercial¦Electricity
Downscaling[REMIND-MAgPIE 3.2-4.6] | Fragmented World | DEU | Final Energy¦Transportation¦Electricity | EJ/yr | Final Energy¦Transportation¦Electricity | demand_projection | elc_transport | 2020 | 0.0818 | Final Energy¦Transportation¦Electricity
Downscaling[REMIND-MAgPIE 3.2-4.6] | Fragmented World | DEU | Final Energy¦Transportation¦Electricity | EJ/yr | Final Energy¦Transportation¦Electricity | demand_projection | elc_transport | 2025 | 0.1873 | Final Energy¦Transportation¦Electricity
Downscaling[REMIND-MAgPIE 3.2-4.6] | Fragmented World | DEU | Final Energy¦Transportation¦Electricity | EJ/yr | Final Energy¦Transportation¦Electricity | demand_projection | elc_transport | 2030 | 0.3299 | Final Energy¦Transportation¦Electricity
Downscaling[REMIND-MAgPIE 3.2-4.6] | Fragmented World | DEU | Final Energy¦Transportation¦Electricity | EJ/yr | Final Energy¦Transportation¦Electricity | demand_projection | elc_transport | 2035 | 0.4542 | Final Energy¦Transportation¦Electricity
Downscaling[REMIND-MAgPIE 3.2-4.6] | Fragmented World | DEU | Final Energy¦Transportation¦Electricity | EJ/yr | Final Energy¦Transportation¦Electricity | demand_projection | elc_transport | 2040 | 0.4697 | Final Energy¦Transportation¦Electricity
Downscaling[REMIND-MAgPIE 3.2-4.6] | Fragmented World | DEU | Final Energy¦Transportation¦Electricity | EJ/yr | Final Energy¦Transportation¦Electricity | demand_projection | elc_transport | 2045 | 0.4773 | Final Energy¦Transportation¦Electricity
Downscaling[REMIND-MAgPIE 3.2-4.6] | Fragmented World | DEU | Final Energy¦Transportation¦Electricity | EJ/yr | Final Energy¦Transportation¦Electricity | demand_projection | elc_transport | 2050 | 0.4734 | Final Energy¦Transportation¦Electricity
Downscaling[REMIND-MAgPIE 3.2-4.6] | Fragmented World | DEU | Secondary Energy¦Hydrogen | EJ/yr | Secondary Energy¦Hydrogen | demand_projection | hydrogen_allsect | 2020 | 0.0124 | Secondary Energy¦Hydrogen
Downscaling[REMIND-MAgPIE 3.2-4.6] | Fragmented World | DEU | Secondary Energy¦Hydrogen | EJ/yr | Secondary Energy¦Hydrogen | demand_projection | hydrogen_allsect | 2025 | 0.0479 | Secondary Energy¦Hydrogen
Downscaling[REMIND-MAgPIE 3.2-4.6] | Fragmented World | DEU | Secondary Energy¦Hydrogen | EJ/yr | Secondary Energy¦Hydrogen | demand_projection | hydrogen_allsect | 2030 | 0.0736 | Secondary Energy¦Hydrogen
Downscaling[REMIND-MAgPIE 3.2-4.6] | Fragmented World | DEU | Secondary Energy¦Hydrogen | EJ/yr | Secondary Energy¦Hydrogen | demand_projection | hydrogen_allsect | 2035 | 0.0801 | Secondary Energy¦Hydrogen
Downscaling[REMIND-MAgPIE 3.2-4.6] | Fragmented World | DEU | Secondary Energy¦Hydrogen | EJ/yr | Secondary Energy¦Hydrogen | demand_projection | hydrogen_allsect | 2040 | 0.0945 | Secondary Energy¦Hydrogen
Downscaling[REMIND-MAgPIE 3.2-4.6] | Fragmented World | DEU | Secondary Energy¦Hydrogen | EJ/yr | Secondary Energy¦Hydrogen | demand_projection | hydrogen_allsect | 2045 | 0.1657 | Secondary Energy¦Hydrogen
Downscaling[REMIND-MAgPIE 3.2-4.6] | Fragmented World | DEU | Secondary Energy¦Hydrogen | EJ/yr | Secondary Energy¦Hydrogen | demand_projection | hydrogen_allsect | 2050 | 0.2669 | Secondary Energy¦Hydrogen
Downscaling[REMIND-MAgPIE 3.2-4.6] | Fragmented World | DEU | Secondary Energy¦Electricity¦Coal | EJ/yr | Secondary Energy¦Electricity¦Coal | elec_co2 |  | 2020 | 0.6862 | Secondary Energy¦Electricity¦Coal | 94
Downscaling[REMIND-MAgPIE 3.2-4.6] | Fragmented World | DEU | Secondary Energy¦Electricity¦Coal | EJ/yr | Secondary Energy¦Electricity¦Coal | elec_co2 |  | 2025 | 0.2751 | Secondary Energy¦Electricity¦Coal | 94
Downscaling[REMIND-MAgPIE 3.2-4.6] | Fragmented World | DEU | Secondary Energy¦Electricity¦Coal | EJ/yr | Secondary Energy¦Electricity¦Coal | elec_co2 |  | 2030 | 0.1323 | Secondary Energy¦Electricity¦Coal | 94
Downscaling[REMIND-MAgPIE 3.2-4.6] | Fragmented World | DEU | Secondary Energy¦Electricity¦Coal | EJ/yr | Secondary Energy¦Electricity¦Coal | elec_co2 |  | 2035 | 0.0544 | Secondary Energy¦Electricity¦Coal | 94
Downscaling[REMIND-MAgPIE 3.2-4.6] | Fragmented World | DEU | Secondary Energy¦Electricity¦Coal | EJ/yr | Secondary Energy¦Electricity¦Coal | elec_co2 |  | 2040 | 0.0006 | Secondary Energy¦Electricity¦Coal | 94
Downscaling[REMIND-MAgPIE 3.2-4.6] | Fragmented World | DEU | Secondary Energy¦Electricity¦Coal | EJ/yr | Secondary Energy¦Electricity¦Coal | elec_co2 |  | 2045 | 0.0003 | Secondary Energy¦Electricity¦Coal | 94
Downscaling[REMIND-MAgPIE 3.2-4.6] | Fragmented World | DEU | Secondary Energy¦Electricity¦Coal | EJ/yr | Secondary Energy¦Electricity¦Coal | elec_co2 |  | 2050 | 0.0001 | Secondary Energy¦Electricity¦Coal | 94
Downscaling[REMIND-MAgPIE 3.2-4.6] | Fragmented World | DEU | Secondary Energy¦Electricity¦Gas | EJ/yr | Secondary Energy¦Electricity¦Gas | elec_co2 |  | 2020 | 0.4462 | Secondary Energy¦Electricity¦Gas | 55
Downscaling[REMIND-MAgPIE 3.2-4.6] | Fragmented World | DEU | Secondary Energy¦Electricity¦Gas | EJ/yr | Secondary Energy¦Electricity¦Gas | elec_co2 |  | 2025 | 0.4658 | Secondary Energy¦Electricity¦Gas | 55
Downscaling[REMIND-MAgPIE 3.2-4.6] | Fragmented World | DEU | Secondary Energy¦Electricity¦Gas | EJ/yr | Secondary Energy¦Electricity¦Gas | elec_co2 |  | 2030 | 0.3635 | Secondary Energy¦Electricity¦Gas | 55
Downscaling[REMIND-MAgPIE 3.2-4.6] | Fragmented World | DEU | Secondary Energy¦Electricity¦Gas | EJ/yr | Secondary Energy¦Electricity¦Gas | elec_co2 |  | 2035 | 0.1794 | Secondary Energy¦Electricity¦Gas | 55
Downscaling[REMIND-MAgPIE 3.2-4.6] | Fragmented World | DEU | Secondary Energy¦Electricity¦Gas | EJ/yr | Secondary Energy¦Electricity¦Gas | elec_co2 |  | 2040 | 0.0062 | Secondary Energy¦Electricity¦Gas | 55
Downscaling[REMIND-MAgPIE 3.2-4.6] | Fragmented World | DEU | Secondary Energy¦Electricity¦Gas | EJ/yr | Secondary Energy¦Electricity¦Gas | elec_co2 |  | 2045 | 0.0053 | Secondary Energy¦Electricity¦Gas | 55
Downscaling[REMIND-MAgPIE 3.2-4.6] | Fragmented World | DEU | Secondary Energy¦Electricity¦Gas | EJ/yr | Secondary Energy¦Electricity¦Gas | elec_co2 |  | 2050 | 0.0038 | Secondary Energy¦Electricity¦Gas | 55
Downscaling[REMIND-MAgPIE 3.2-4.6] | Fragmented World | DEU | Secondary Energy¦Electricity¦Oil | EJ/yr | Secondary Energy¦Electricity¦Oil | elec_co2 |  | 2020 | 0.0161 | Secondary Energy¦Electricity¦Oil | 70
Downscaling[REMIND-MAgPIE 3.2-4.6] | Fragmented World | DEU | Secondary Energy¦Electricity¦Oil | EJ/yr | Secondary Energy¦Electricity¦Oil | elec_co2 |  | 2025 | 0.0095 | Secondary Energy¦Electricity¦Oil | 70
Downscaling[REMIND-MAgPIE 3.2-4.6] | Fragmented World | DEU | Secondary Energy¦Electricity¦Oil | EJ/yr | Secondary Energy¦Electricity¦Oil | elec_co2 |  | 2030 | 0.0036 | Secondary Energy¦Electricity¦Oil | 70
Downscaling[REMIND-MAgPIE 3.2-4.6] | Fragmented World | DEU | Secondary Energy¦Electricity¦Oil | EJ/yr | Secondary Energy¦Electricity¦Oil | elec_co2 |  | 2035 | 0 | Secondary Energy¦Electricity¦Oil | 70
Downscaling[REMIND-MAgPIE 3.2-4.6] | Fragmented World | DEU | Secondary Energy¦Electricity¦Oil | EJ/yr | Secondary Energy¦Electricity¦Oil | elec_co2 |  | 2040 | 0 | Secondary Energy¦Electricity¦Oil | 70
Downscaling[REMIND-MAgPIE 3.2-4.6] | Fragmented World | DEU | Secondary Energy¦Electricity¦Oil | EJ/yr | Secondary Energy¦Electricity¦Oil | elec_co2 |  | 2045 | 0 | Secondary Energy¦Electricity¦Oil | 70
Downscaling[REMIND-MAgPIE 3.2-4.6] | Fragmented World | DEU | Secondary Energy¦Electricity¦Oil | EJ/yr | Secondary Energy¦Electricity¦Oil | elec_co2 |  | 2050 | 0 | Secondary Energy¦Electricity¦Oil | 70
Downscaling[REMIND-MAgPIE 3.2-4.6] | Fragmented World | DEU | Price¦Primary Energy¦Biomass | US$2010/GJ | Price¦Primary Energy¦Biomass | fuel_supply | bioenergy | 2020 | 5.3799 | Price¦Primary Energy¦Biomass
Downscaling[REMIND-MAgPIE 3.2-4.6] | Fragmented World | DEU | Price¦Primary Energy¦Biomass | US$2010/GJ | Price¦Primary Energy¦Biomass | fuel_supply | bioenergy | 2025 | 5.8161 | Price¦Primary Energy¦Biomass
Downscaling[REMIND-MAgPIE 3.2-4.6] | Fragmented World | DEU | Price¦Primary Energy¦Biomass | US$2010/GJ | Price¦Primary Energy¦Biomass | fuel_supply | bioenergy | 2030 | 5.6891 | Price¦Primary Energy¦Biomass
Downscaling[REMIND-MAgPIE 3.2-4.6] | Fragmented World | DEU | Price¦Primary Energy¦Biomass | US$2010/GJ | Price¦Primary Energy¦Biomass | fuel_supply | bioenergy | 2035 | 4.7225 | Price¦Primary Energy¦Biomass
Downscaling[REMIND-MAgPIE 3.2-4.6] | Fragmented World | DEU | Price¦Primary Energy¦Biomass | US$2010/GJ | Price¦Primary Energy¦Biomass | fuel_supply | bioenergy | 2040 | 5.3642 | Price¦Primary Energy¦Biomass
Downscaling[REMIND-MAgPIE 3.2-4.6] | Fragmented World | DEU | Price¦Primary Energy¦Biomass | US$2010/GJ | Price¦Primary Energy¦Biomass | fuel_supply | bioenergy | 2045 | 6.1119 | Price¦Primary Energy¦Biomass
Downscaling[REMIND-MAgPIE 3.2-4.6] | Fragmented World | DEU | Price¦Primary Energy¦Biomass | US$2010/GJ | Price¦Primary Energy¦Biomass | fuel_supply | bioenergy | 2050 | 7.5992 | Price¦Primary Energy¦Biomass
Downscaling[REMIND-MAgPIE 3.2-4.6] | Fragmented World | DEU | Price¦Primary Energy¦Coal | US$2010/GJ | Price¦Primary Energy¦Coal | fuel_supply | coal | 2020 | 2.0344 | Price¦Primary Energy¦Coal
Downscaling[REMIND-MAgPIE 3.2-4.6] | Fragmented World | DEU | Price¦Primary Energy¦Coal | US$2010/GJ | Price¦Primary Energy¦Coal | fuel_supply | coal | 2025 | 2.2228 | Price¦Primary Energy¦Coal
Downscaling[REMIND-MAgPIE 3.2-4.6] | Fragmented World | DEU | Price¦Primary Energy¦Coal | US$2010/GJ | Price¦Primary Energy¦Coal | fuel_supply | coal | 2030 | 2.2627 | Price¦Primary Energy¦Coal
Downscaling[REMIND-MAgPIE 3.2-4.6] | Fragmented World | DEU | Price¦Primary Energy¦Coal | US$2010/GJ | Price¦Primary Energy¦Coal | fuel_supply | coal | 2035 | 2.2464 | Price¦Primary Energy¦Coal
Downscaling[REMIND-MAgPIE 3.2-4.6] | Fragmented World | DEU | Price¦Primary Energy¦Coal | US$2010/GJ | Price¦Primary Energy¦Coal | fuel_supply | coal | 2040 | 2.1067 | Price¦Primary Energy¦Coal
Downscaling[REMIND-MAgPIE 3.2-4.6] | Fragmented World | DEU | Price¦Primary Energy¦Coal | US$2010/GJ | Price¦Primary Energy¦Coal | fuel_supply | coal | 2045 | 2.0358 | Price¦Primary Energy¦Coal
Downscaling[REMIND-MAgPIE 3.2-4.6] | Fragmented World | DEU | Price¦Primary Energy¦Coal | US$2010/GJ | Price¦Primary Energy¦Coal | fuel_supply | coal | 2050 | 2.4772 | Price¦Primary Energy¦Coal
Downscaling[REMIND-MAgPIE 3.2-4.6] | Fragmented World | DEU | Price¦Primary Energy¦Gas | US$2010/GJ | Price¦Primary Energy¦Gas | fuel_supply | gas | 2020 | 3.9711 | Price¦Primary Energy¦Gas
Downscaling[REMIND-MAgPIE 3.2-4.6] | Fragmented World | DEU | Price¦Primary Energy¦Gas | US$2010/GJ | Price¦Primary Energy¦Gas | fuel_supply | gas | 2025 | 4.6647 | Price¦Primary Energy¦Gas
Downscaling[REMIND-MAgPIE 3.2-4.6] | Fragmented World | DEU | Price¦Primary Energy¦Gas | US$2010/GJ | Price¦Primary Energy¦Gas | fuel_supply | gas | 2030 | 4.6303 | Price¦Primary Energy¦Gas
Downscaling[REMIND-MAgPIE 3.2-4.6] | Fragmented World | DEU | Price¦Primary Energy¦Gas | US$2010/GJ | Price¦Primary Energy¦Gas | fuel_supply | gas | 2035 | 4.854 | Price¦Primary Energy¦Gas
Downscaling[REMIND-MAgPIE 3.2-4.6] | Fragmented World | DEU | Price¦Primary Energy¦Gas | US$2010/GJ | Price¦Primary Energy¦Gas | fuel_supply | gas | 2040 | 5.2447 | Price¦Primary Energy¦Gas
Downscaling[REMIND-MAgPIE 3.2-4.6] | Fragmented World | DEU | Price¦Primary Energy¦Gas | US$2010/GJ | Price¦Primary Energy¦Gas | fuel_supply | gas | 2045 | 5.5672 | Price¦Primary Energy¦Gas
Downscaling[REMIND-MAgPIE 3.2-4.6] | Fragmented World | DEU | Price¦Primary Energy¦Gas | US$2010/GJ | Price¦Primary Energy¦Gas | fuel_supply | gas | 2050 | 5.6393 | Price¦Primary Energy¦Gas
Downscaling[REMIND-MAgPIE 3.2-4.6] | Fragmented World | DEU | Price¦Secondary Energy¦Liquids¦Oil | US$2010/GJ | Price¦Secondary Energy¦Liquids¦Oil | fuel_supply | oil | 2020 | 82.2847 | Price¦Secondary Energy¦Liquids¦Oil
Downscaling[REMIND-MAgPIE 3.2-4.6] | Fragmented World | DEU | Price¦Secondary Energy¦Liquids¦Oil | US$2010/GJ | Price¦Secondary Energy¦Liquids¦Oil | fuel_supply | oil | 2025 | 95.6926 | Price¦Secondary Energy¦Liquids¦Oil
Downscaling[REMIND-MAgPIE 3.2-4.6] | Fragmented World | DEU | Price¦Secondary Energy¦Liquids¦Oil | US$2010/GJ | Price¦Secondary Energy¦Liquids¦Oil | fuel_supply | oil | 2030 | 86.6304 | Price¦Secondary Energy¦Liquids¦Oil
Downscaling[REMIND-MAgPIE 3.2-4.6] | Fragmented World | DEU | Price¦Secondary Energy¦Liquids¦Oil | US$2010/GJ | Price¦Secondary Energy¦Liquids¦Oil | fuel_supply | oil | 2035 | 77.4885 | Price¦Secondary Energy¦Liquids¦Oil
Downscaling[REMIND-MAgPIE 3.2-4.6] | Fragmented World | DEU | Price¦Secondary Energy¦Liquids¦Oil | US$2010/GJ | Price¦Secondary Energy¦Liquids¦Oil | fuel_supply | oil | 2040 | 110.4811 | Price¦Secondary Energy¦Liquids¦Oil
Downscaling[REMIND-MAgPIE 3.2-4.6] | Fragmented World | DEU | Price¦Secondary Energy¦Liquids¦Oil | US$2010/GJ | Price¦Secondary Energy¦Liquids¦Oil | fuel_supply | oil | 2045 | 137.5712 | Price¦Secondary Energy¦Liquids¦Oil
Downscaling[REMIND-MAgPIE 3.2-4.6] | Fragmented World | DEU | Price¦Secondary Energy¦Liquids¦Oil | US$2010/GJ | Price¦Secondary Energy¦Liquids¦Oil | fuel_supply | oil | 2050 | 136.6352 | Price¦Secondary Energy¦Liquids¦Oil
Downscaling[REMIND-MAgPIE 3.2-4.6] | Fragmented World | DEU | Emissions¦CO2 | Mt CO2/yr | Emissions¦CO2 | scenarios - CO2 abatement | CO2 | 2020 | 572.4763 | Emissions¦CO2
Downscaling[REMIND-MAgPIE 3.2-4.6] | Fragmented World | DEU | Emissions¦CO2 | Mt CO2/yr | Emissions¦CO2 | scenarios - CO2 abatement | CO2 | 2025 | 415.2785 | Emissions¦CO2
Downscaling[REMIND-MAgPIE 3.2-4.6] | Fragmented World | DEU | Emissions¦CO2 | Mt CO2/yr | Emissions¦CO2 | scenarios - CO2 abatement | CO2 | 2030 | 294.3284 | Emissions¦CO2
Downscaling[REMIND-MAgPIE 3.2-4.6] | Fragmented World | DEU | Emissions¦CO2 | Mt CO2/yr | Emissions¦CO2 | scenarios - CO2 abatement | CO2 | 2035 | 189.6066 | Emissions¦CO2
Downscaling[REMIND-MAgPIE 3.2-4.6] | Fragmented World | DEU | Emissions¦CO2 | Mt CO2/yr | Emissions¦CO2 | scenarios - CO2 abatement | CO2 | 2040 | 55.6903 | Emissions¦CO2
Downscaling[REMIND-MAgPIE 3.2-4.6] | Fragmented World | DEU | Emissions¦CO2 | Mt CO2/yr | Emissions¦CO2 | scenarios - CO2 abatement | CO2 | 2045 | 2.4864 | Emissions¦CO2
Downscaling[REMIND-MAgPIE 3.2-4.6] | Fragmented World | DEU | Emissions¦CO2 | Mt CO2/yr | Emissions¦CO2 | scenarios - CO2 abatement | CO2 | 2050 | -29.9876 | Emissions¦CO2
Downscaling[REMIND-MAgPIE 3.2-4.6] | Fragmented World | DEU | Emissions¦CO2¦Energy | Mt CO2/yr | Emissions¦CO2¦Energy | scenarios - CO2 abatement | CO2 | 2020 | 605.4788 | Emissions¦CO2¦Energy
Downscaling[REMIND-MAgPIE 3.2-4.6] | Fragmented World | DEU | Emissions¦CO2¦Energy | Mt CO2/yr | Emissions¦CO2¦Energy | scenarios - CO2 abatement | CO2 | 2025 | 422.78 | Emissions¦CO2¦Energy
Downscaling[REMIND-MAgPIE 3.2-4.6] | Fragmented World | DEU | Emissions¦CO2¦Energy | Mt CO2/yr | Emissions¦CO2¦Energy | scenarios - CO2 abatement | CO2 | 2030 | 309.396 | Emissions¦CO2¦Energy
Downscaling[REMIND-MAgPIE 3.2-4.6] | Fragmented World | DEU | Emissions¦CO2¦Energy | Mt CO2/yr | Emissions¦CO2¦Energy | scenarios - CO2 abatement | CO2 | 2035 | 215.8625 | Emissions¦CO2¦Energy
Downscaling[REMIND-MAgPIE 3.2-4.6] | Fragmented World | DEU | Emissions¦CO2¦Energy | Mt CO2/yr | Emissions¦CO2¦Energy | scenarios - CO2 abatement | CO2 | 2040 | 90.6644 | Emissions¦CO2¦Energy
Downscaling[REMIND-MAgPIE 3.2-4.6] | Fragmented World | DEU | Emissions¦CO2¦Energy | Mt CO2/yr | Emissions¦CO2¦Energy | scenarios - CO2 abatement | CO2 | 2045 | 43.6173 | Emissions¦CO2¦Energy
Downscaling[REMIND-MAgPIE 3.2-4.6] | Fragmented World | DEU | Emissions¦CO2¦Energy | Mt CO2/yr | Emissions¦CO2¦Energy | scenarios - CO2 abatement | CO2 | 2050 | 15.9118 | Emissions¦CO2¦Energy
Downscaling[REMIND-MAgPIE 3.2-4.6] | Low demand | DEU | Carbon Sequestration¦CCS | Mt CO2/yr | Carbon Sequestration¦CCS | CCS potential |  | 2020 | 0 | Carbon Sequestration¦CCS
Downscaling[REMIND-MAgPIE 3.2-4.6] | Low demand | DEU | Carbon Sequestration¦CCS | Mt CO2/yr | Carbon Sequestration¦CCS | CCS potential |  | 2025 | 0.6506 | Carbon Sequestration¦CCS
Downscaling[REMIND-MAgPIE 3.2-4.6] | Low demand | DEU | Carbon Sequestration¦CCS | Mt CO2/yr | Carbon Sequestration¦CCS | CCS potential |  | 2030 | 11.9635 | Carbon Sequestration¦CCS
Downscaling[REMIND-MAgPIE 3.2-4.6] | Low demand | DEU | Carbon Sequestration¦CCS | Mt CO2/yr | Carbon Sequestration¦CCS | CCS potential |  | 2035 | 25.285 | Carbon Sequestration¦CCS
Downscaling[REMIND-MAgPIE 3.2-4.6] | Low demand | DEU | Carbon Sequestration¦CCS | Mt CO2/yr | Carbon Sequestration¦CCS | CCS potential |  | 2040 | 37.7334 | Carbon Sequestration¦CCS
Downscaling[REMIND-MAgPIE 3.2-4.6] | Low demand | DEU | Carbon Sequestration¦CCS | Mt CO2/yr | Carbon Sequestration¦CCS | CCS potential |  | 2045 | 44.3362 | Carbon Sequestration¦CCS
Downscaling[REMIND-MAgPIE 3.2-4.6] | Low demand | DEU | Carbon Sequestration¦CCS | Mt CO2/yr | Carbon Sequestration¦CCS | CCS potential |  | 2050 | 44.6695 | Carbon Sequestration¦CCS
Downscaling[REMIND-MAgPIE 3.2-4.6] | Low demand | DEU | Final Energy¦Industry¦Electricity | EJ/yr | Final Energy¦Industry¦Electricity | demand_projection | elc_industry | 2020 | 0.9193 | Final Energy¦Industry¦Electricity
Downscaling[REMIND-MAgPIE 3.2-4.6] | Low demand | DEU | Final Energy¦Industry¦Electricity | EJ/yr | Final Energy¦Industry¦Electricity | demand_projection | elc_industry | 2025 | 0.6044 | Final Energy¦Industry¦Electricity
Downscaling[REMIND-MAgPIE 3.2-4.6] | Low demand | DEU | Final Energy¦Industry¦Electricity | EJ/yr | Final Energy¦Industry¦Electricity | demand_projection | elc_industry | 2030 | 0.4704 | Final Energy¦Industry¦Electricity
Downscaling[REMIND-MAgPIE 3.2-4.6] | Low demand | DEU | Final Energy¦Industry¦Electricity | EJ/yr | Final Energy¦Industry¦Electricity | demand_projection | elc_industry | 2035 | 0.4425 | Final Energy¦Industry¦Electricity
Downscaling[REMIND-MAgPIE 3.2-4.6] | Low demand | DEU | Final Energy¦Industry¦Electricity | EJ/yr | Final Energy¦Industry¦Electricity | demand_projection | elc_industry | 2040 | 0.4017 | Final Energy¦Industry¦Electricity
Downscaling[REMIND-MAgPIE 3.2-4.6] | Low demand | DEU | Final Energy¦Industry¦Electricity | EJ/yr | Final Energy¦Industry¦Electricity | demand_projection | elc_industry | 2045 | 0.3516 | Final Energy¦Industry¦Electricity
Downscaling[REMIND-MAgPIE 3.2-4.6] | Low demand | DEU | Final Energy¦Industry¦Electricity | EJ/yr | Final Energy¦Industry¦Electricity | demand_projection | elc_industry | 2050 | 0.3332 | Final Energy¦Industry¦Electricity
Downscaling[REMIND-MAgPIE 3.2-4.6] | Low demand | DEU | Final Energy¦Residential and Commercial¦Electricity | EJ/yr | Final Energy¦Residential and Commercial¦Electricity | demand_projection | elc_buildings | 2020 | 1.1312 | Final Energy¦Residential and Commercial¦Electricity
Downscaling[REMIND-MAgPIE 3.2-4.6] | Low demand | DEU | Final Energy¦Residential and Commercial¦Electricity | EJ/yr | Final Energy¦Residential and Commercial¦Electricity | demand_projection | elc_buildings | 2025 | 1.0818 | Final Energy¦Residential and Commercial¦Electricity
Downscaling[REMIND-MAgPIE 3.2-4.6] | Low demand | DEU | Final Energy¦Residential and Commercial¦Electricity | EJ/yr | Final Energy¦Residential and Commercial¦Electricity | demand_projection | elc_buildings | 2030 | 1.0136 | Final Energy¦Residential and Commercial¦Electricity
Downscaling[REMIND-MAgPIE 3.2-4.6] | Low demand | DEU | Final Energy¦Residential and Commercial¦Electricity | EJ/yr | Final Energy¦Residential and Commercial¦Electricity | demand_projection | elc_buildings | 2035 | 1.0939 | Final Energy¦Residential and Commercial¦Electricity
Downscaling[REMIND-MAgPIE 3.2-4.6] | Low demand | DEU | Final Energy¦Residential and Commercial¦Electricity | EJ/yr | Final Energy¦Residential and Commercial¦Electricity | demand_projection | elc_buildings | 2040 | 1.1006 | Final Energy¦Residential and Commercial¦Electricity
Downscaling[REMIND-MAgPIE 3.2-4.6] | Low demand | DEU | Final Energy¦Residential and Commercial¦Electricity | EJ/yr | Final Energy¦Residential and Commercial¦Electricity | demand_projection | elc_buildings | 2045 | 1.0654 | Final Energy¦Residential and Commercial¦Electricity
Downscaling[REMIND-MAgPIE 3.2-4.6] | Low demand | DEU | Final Energy¦Residential and Commercial¦Electricity | EJ/yr | Final Energy¦Residential and Commercial¦Electricity | demand_projection | elc_buildings | 2050 | 1.0615 | Final Energy¦Residential and Commercial¦Electricity
Downscaling[REMIND-MAgPIE 3.2-4.6] | Low demand | DEU | Final Energy¦Transportation¦Electricity | EJ/yr | Final Energy¦Transportation¦Electricity | demand_projection | elc_transport | 2020 | 0.078 | Final Energy¦Transportation¦Electricity
Downscaling[REMIND-MAgPIE 3.2-4.6] | Low demand | DEU | Final Energy¦Transportation¦Electricity | EJ/yr | Final Energy¦Transportation¦Electricity | demand_projection | elc_transport | 2025 | 0.2005 | Final Energy¦Transportation¦Electricity
Downscaling[REMIND-MAgPIE 3.2-4.6] | Low demand | DEU | Final Energy¦Transportation¦Electricity | EJ/yr | Final Energy¦Transportation¦Electricity | demand_projection | elc_transport | 2030 | 0.2843 | Final Energy¦Transportation¦Electricity
Downscaling[REMIND-MAgPIE 3.2-4.6] | Low demand | DEU | Final Energy¦Transportation¦Electricity | EJ/yr | Final Energy¦Transportation¦Electricity | demand_projection | elc_transport | 2035 | 0.398 | Final Energy¦Transportation¦Electricity
Downscaling[REMIND-MAgPIE 3.2-4.6] | Low demand | DEU | Final Energy¦Transportation¦Electricity | EJ/yr | Final Energy¦Transportation¦Electricity | demand_projection | elc_transport | 2040 | 0.4653 | Final Energy¦Transportation¦Electricity
Downscaling[REMIND-MAgPIE 3.2-4.6] | Low demand | DEU | Final Energy¦Transportation¦Electricity | EJ/yr | Final Energy¦Transportation¦Electricity | demand_projection | elc_transport | 2045 | 0.4491 | Final Energy¦Transportation¦Electricity
Downscaling[REMIND-MAgPIE 3.2-4.6] | Low demand | DEU | Final Energy¦Transportation¦Electricity | EJ/yr | Final Energy¦Transportation¦Electricity | demand_projection | elc_transport | 2050 | 0.3576 | Final Energy¦Transportation¦Electricity
Downscaling[REMIND-MAgPIE 3.2-4.6] | Low demand | DEU | Secondary Energy¦Hydrogen | EJ/yr | Secondary Energy¦Hydrogen | demand_projection | hydrogen_allsect | 2020 | 0.0118 | Secondary Energy¦Hydrogen
Downscaling[REMIND-MAgPIE 3.2-4.6] | Low demand | DEU | Secondary Energy¦Hydrogen | EJ/yr | Secondary Energy¦Hydrogen | demand_projection | hydrogen_allsect | 2025 | 0.0303 | Secondary Energy¦Hydrogen
Downscaling[REMIND-MAgPIE 3.2-4.6] | Low demand | DEU | Secondary Energy¦Hydrogen | EJ/yr | Secondary Energy¦Hydrogen | demand_projection | hydrogen_allsect | 2030 | 0.0469 | Secondary Energy¦Hydrogen
Downscaling[REMIND-MAgPIE 3.2-4.6] | Low demand | DEU | Secondary Energy¦Hydrogen | EJ/yr | Secondary Energy¦Hydrogen | demand_projection | hydrogen_allsect | 2035 | 0.0614 | Secondary Energy¦Hydrogen
Downscaling[REMIND-MAgPIE 3.2-4.6] | Low demand | DEU | Secondary Energy¦Hydrogen | EJ/yr | Secondary Energy¦Hydrogen | demand_projection | hydrogen_allsect | 2040 | 0.0804 | Secondary Energy¦Hydrogen
Downscaling[REMIND-MAgPIE 3.2-4.6] | Low demand | DEU | Secondary Energy¦Hydrogen | EJ/yr | Secondary Energy¦Hydrogen | demand_projection | hydrogen_allsect | 2045 | 0.0872 | Secondary Energy¦Hydrogen
Downscaling[REMIND-MAgPIE 3.2-4.6] | Low demand | DEU | Secondary Energy¦Hydrogen | EJ/yr | Secondary Energy¦Hydrogen | demand_projection | hydrogen_allsect | 2050 | 0.0937 | Secondary Energy¦Hydrogen
Downscaling[REMIND-MAgPIE 3.2-4.6] | Low demand | DEU | Secondary Energy¦Electricity¦Coal | EJ/yr | Secondary Energy¦Electricity¦Coal | elec_co2 |  | 2020 | 0.6796 | Secondary Energy¦Electricity¦Coal | 94
Downscaling[REMIND-MAgPIE 3.2-4.6] | Low demand | DEU | Secondary Energy¦Electricity¦Coal | EJ/yr | Secondary Energy¦Electricity¦Coal | elec_co2 |  | 2025 | 0.21 | Secondary Energy¦Electricity¦Coal | 94
Downscaling[REMIND-MAgPIE 3.2-4.6] | Low demand | DEU | Secondary Energy¦Electricity¦Coal | EJ/yr | Secondary Energy¦Electricity¦Coal | elec_co2 |  | 2030 | 0.0006 | Secondary Energy¦Electricity¦Coal | 94
Downscaling[REMIND-MAgPIE 3.2-4.6] | Low demand | DEU | Secondary Energy¦Electricity¦Coal | EJ/yr | Secondary Energy¦Electricity¦Coal | elec_co2 |  | 2035 | 0.0004 | Secondary Energy¦Electricity¦Coal | 94
Downscaling[REMIND-MAgPIE 3.2-4.6] | Low demand | DEU | Secondary Energy¦Electricity¦Coal | EJ/yr | Secondary Energy¦Electricity¦Coal | elec_co2 |  | 2040 | 0.0003 | Secondary Energy¦Electricity¦Coal | 94
Downscaling[REMIND-MAgPIE 3.2-4.6] | Low demand | DEU | Secondary Energy¦Electricity¦Coal | EJ/yr | Secondary Energy¦Electricity¦Coal | elec_co2 |  | 2045 | 0.0002 | Secondary Energy¦Electricity¦Coal | 94
Downscaling[REMIND-MAgPIE 3.2-4.6] | Low demand | DEU | Secondary Energy¦Electricity¦Coal | EJ/yr | Secondary Energy¦Electricity¦Coal | elec_co2 |  | 2050 | 0 | Secondary Energy¦Electricity¦Coal | 94
Downscaling[REMIND-MAgPIE 3.2-4.6] | Low demand | DEU | Secondary Energy¦Electricity¦Gas | EJ/yr | Secondary Energy¦Electricity¦Gas | elec_co2 |  | 2020 | 0.4512 | Secondary Energy¦Electricity¦Gas | 55
Downscaling[REMIND-MAgPIE 3.2-4.6] | Low demand | DEU | Secondary Energy¦Electricity¦Gas | EJ/yr | Secondary Energy¦Electricity¦Gas | elec_co2 |  | 2025 | 0.3958 | Secondary Energy¦Electricity¦Gas | 55
Downscaling[REMIND-MAgPIE 3.2-4.6] | Low demand | DEU | Secondary Energy¦Electricity¦Gas | EJ/yr | Secondary Energy¦Electricity¦Gas | elec_co2 |  | 2030 | 0.0656 | Secondary Energy¦Electricity¦Gas | 55
Downscaling[REMIND-MAgPIE 3.2-4.6] | Low demand | DEU | Secondary Energy¦Electricity¦Gas | EJ/yr | Secondary Energy¦Electricity¦Gas | elec_co2 |  | 2035 | 0.0023 | Secondary Energy¦Electricity¦Gas | 55
Downscaling[REMIND-MAgPIE 3.2-4.6] | Low demand | DEU | Secondary Energy¦Electricity¦Gas | EJ/yr | Secondary Energy¦Electricity¦Gas | elec_co2 |  | 2040 | 0.0008 | Secondary Energy¦Electricity¦Gas | 55
Downscaling[REMIND-MAgPIE 3.2-4.6] | Low demand | DEU | Secondary Energy¦Electricity¦Gas | EJ/yr | Secondary Energy¦Electricity¦Gas | elec_co2 |  | 2045 | 0.0006 | Secondary Energy¦Electricity¦Gas | 55
Downscaling[REMIND-MAgPIE 3.2-4.6] | Low demand | DEU | Secondary Energy¦Electricity¦Gas | EJ/yr | Secondary Energy¦Electricity¦Gas | elec_co2 |  | 2050 | 0.0004 | Secondary Energy¦Electricity¦Gas | 55
Downscaling[REMIND-MAgPIE 3.2-4.6] | Low demand | DEU | Secondary Energy¦Electricity¦Oil | EJ/yr | Secondary Energy¦Electricity¦Oil | elec_co2 |  | 2020 | 0.0162 | Secondary Energy¦Electricity¦Oil | 70
Downscaling[REMIND-MAgPIE 3.2-4.6] | Low demand | DEU | Secondary Energy¦Electricity¦Oil | EJ/yr | Secondary Energy¦Electricity¦Oil | elec_co2 |  | 2025 | 0.0091 | Secondary Energy¦Electricity¦Oil | 70
Downscaling[REMIND-MAgPIE 3.2-4.6] | Low demand | DEU | Secondary Energy¦Electricity¦Oil | EJ/yr | Secondary Energy¦Electricity¦Oil | elec_co2 |  | 2030 | 0.0032 | Secondary Energy¦Electricity¦Oil | 70
Downscaling[REMIND-MAgPIE 3.2-4.6] | Low demand | DEU | Secondary Energy¦Electricity¦Oil | EJ/yr | Secondary Energy¦Electricity¦Oil | elec_co2 |  | 2035 | 0 | Secondary Energy¦Electricity¦Oil | 70
Downscaling[REMIND-MAgPIE 3.2-4.6] | Low demand | DEU | Secondary Energy¦Electricity¦Oil | EJ/yr | Secondary Energy¦Electricity¦Oil | elec_co2 |  | 2040 | 0 | Secondary Energy¦Electricity¦Oil | 70
Downscaling[REMIND-MAgPIE 3.2-4.6] | Low demand | DEU | Secondary Energy¦Electricity¦Oil | EJ/yr | Secondary Energy¦Electricity¦Oil | elec_co2 |  | 2045 | 0 | Secondary Energy¦Electricity¦Oil | 70
Downscaling[REMIND-MAgPIE 3.2-4.6] | Low demand | DEU | Secondary Energy¦Electricity¦Oil | EJ/yr | Secondary Energy¦Electricity¦Oil | elec_co2 |  | 2050 | 0 | Secondary Energy¦Electricity¦Oil | 70
Downscaling[REMIND-MAgPIE 3.2-4.6] | Low demand | DEU | Price¦Primary Energy¦Biomass | US$2010/GJ | Price¦Primary Energy¦Biomass | fuel_supply | bioenergy | 2020 | 5.3799 | Price¦Primary Energy¦Biomass
Downscaling[REMIND-MAgPIE 3.2-4.6] | Low demand | DEU | Price¦Primary Energy¦Biomass | US$2010/GJ | Price¦Primary Energy¦Biomass | fuel_supply | bioenergy | 2025 | 5.7569 | Price¦Primary Energy¦Biomass
Downscaling[REMIND-MAgPIE 3.2-4.6] | Low demand | DEU | Price¦Primary Energy¦Biomass | US$2010/GJ | Price¦Primary Energy¦Biomass | fuel_supply | bioenergy | 2030 | 5.1041 | Price¦Primary Energy¦Biomass
Downscaling[REMIND-MAgPIE 3.2-4.6] | Low demand | DEU | Price¦Primary Energy¦Biomass | US$2010/GJ | Price¦Primary Energy¦Biomass | fuel_supply | bioenergy | 2035 | 7.4521 | Price¦Primary Energy¦Biomass
Downscaling[REMIND-MAgPIE 3.2-4.6] | Low demand | DEU | Price¦Primary Energy¦Biomass | US$2010/GJ | Price¦Primary Energy¦Biomass | fuel_supply | bioenergy | 2040 | 8.4009 | Price¦Primary Energy¦Biomass
Downscaling[REMIND-MAgPIE 3.2-4.6] | Low demand | DEU | Price¦Primary Energy¦Biomass | US$2010/GJ | Price¦Primary Energy¦Biomass | fuel_supply | bioenergy | 2045 | 10.0685 | Price¦Primary Energy¦Biomass
Downscaling[REMIND-MAgPIE 3.2-4.6] | Low demand | DEU | Price¦Primary Energy¦Biomass | US$2010/GJ | Price¦Primary Energy¦Biomass | fuel_supply | bioenergy | 2050 | 12.7988 | Price¦Primary Energy¦Biomass
Downscaling[REMIND-MAgPIE 3.2-4.6] | Low demand | DEU | Price¦Primary Energy¦Coal | US$2010/GJ | Price¦Primary Energy¦Coal | fuel_supply | coal | 2020 | 2.0344 | Price¦Primary Energy¦Coal
Downscaling[REMIND-MAgPIE 3.2-4.6] | Low demand | DEU | Price¦Primary Energy¦Coal | US$2010/GJ | Price¦Primary Energy¦Coal | fuel_supply | coal | 2025 | 2.3285 | Price¦Primary Energy¦Coal
Downscaling[REMIND-MAgPIE 3.2-4.6] | Low demand | DEU | Price¦Primary Energy¦Coal | US$2010/GJ | Price¦Primary Energy¦Coal | fuel_supply | coal | 2030 | 1.6288 | Price¦Primary Energy¦Coal
Downscaling[REMIND-MAgPIE 3.2-4.6] | Low demand | DEU | Price¦Primary Energy¦Coal | US$2010/GJ | Price¦Primary Energy¦Coal | fuel_supply | coal | 2035 | 1.2207 | Price¦Primary Energy¦Coal
Downscaling[REMIND-MAgPIE 3.2-4.6] | Low demand | DEU | Price¦Primary Energy¦Coal | US$2010/GJ | Price¦Primary Energy¦Coal | fuel_supply | coal | 2040 | 1.2602 | Price¦Primary Energy¦Coal
Downscaling[REMIND-MAgPIE 3.2-4.6] | Low demand | DEU | Price¦Primary Energy¦Coal | US$2010/GJ | Price¦Primary Energy¦Coal | fuel_supply | coal | 2045 | 1.1936 | Price¦Primary Energy¦Coal
Downscaling[REMIND-MAgPIE 3.2-4.6] | Low demand | DEU | Price¦Primary Energy¦Coal | US$2010/GJ | Price¦Primary Energy¦Coal | fuel_supply | coal | 2050 | 1.557 | Price¦Primary Energy¦Coal
Downscaling[REMIND-MAgPIE 3.2-4.6] | Low demand | DEU | Price¦Primary Energy¦Gas | US$2010/GJ | Price¦Primary Energy¦Gas | fuel_supply | gas | 2020 | 3.9711 | Price¦Primary Energy¦Gas
Downscaling[REMIND-MAgPIE 3.2-4.6] | Low demand | DEU | Price¦Primary Energy¦Gas | US$2010/GJ | Price¦Primary Energy¦Gas | fuel_supply | gas | 2025 | 4.6568 | Price¦Primary Energy¦Gas
Downscaling[REMIND-MAgPIE 3.2-4.6] | Low demand | DEU | Price¦Primary Energy¦Gas | US$2010/GJ | Price¦Primary Energy¦Gas | fuel_supply | gas | 2030 | 4.3352 | Price¦Primary Energy¦Gas
Downscaling[REMIND-MAgPIE 3.2-4.6] | Low demand | DEU | Price¦Primary Energy¦Gas | US$2010/GJ | Price¦Primary Energy¦Gas | fuel_supply | gas | 2035 | 5.2357 | Price¦Primary Energy¦Gas
Downscaling[REMIND-MAgPIE 3.2-4.6] | Low demand | DEU | Price¦Primary Energy¦Gas | US$2010/GJ | Price¦Primary Energy¦Gas | fuel_supply | gas | 2040 | 4.7106 | Price¦Primary Energy¦Gas
Downscaling[REMIND-MAgPIE 3.2-4.6] | Low demand | DEU | Price¦Primary Energy¦Gas | US$2010/GJ | Price¦Primary Energy¦Gas | fuel_supply | gas | 2045 | 4.1262 | Price¦Primary Energy¦Gas
Downscaling[REMIND-MAgPIE 3.2-4.6] | Low demand | DEU | Price¦Primary Energy¦Gas | US$2010/GJ | Price¦Primary Energy¦Gas | fuel_supply | gas | 2050 | 4.1033 | Price¦Primary Energy¦Gas
Downscaling[REMIND-MAgPIE 3.2-4.6] | Low demand | DEU | Price¦Secondary Energy¦Liquids¦Oil | US$2010/GJ | Price¦Secondary Energy¦Liquids¦Oil | fuel_supply | oil | 2020 | 82.2847 | Price¦Secondary Energy¦Liquids¦Oil
Downscaling[REMIND-MAgPIE 3.2-4.6] | Low demand | DEU | Price¦Secondary Energy¦Liquids¦Oil | US$2010/GJ | Price¦Secondary Energy¦Liquids¦Oil | fuel_supply | oil | 2025 | 42.9837 | Price¦Secondary Energy¦Liquids¦Oil
Downscaling[REMIND-MAgPIE 3.2-4.6] | Low demand | DEU | Price¦Secondary Energy¦Liquids¦Oil | US$2010/GJ | Price¦Secondary Energy¦Liquids¦Oil | fuel_supply | oil | 2030 | 79.7876 | Price¦Secondary Energy¦Liquids¦Oil
Downscaling[REMIND-MAgPIE 3.2-4.6] | Low demand | DEU | Price¦Secondary Energy¦Liquids¦Oil | US$2010/GJ | Price¦Secondary Energy¦Liquids¦Oil | fuel_supply | oil | 2035 | 85.3398 | Price¦Secondary Energy¦Liquids¦Oil
Downscaling[REMIND-MAgPIE 3.2-4.6] | Low demand | DEU | Price¦Secondary Energy¦Liquids¦Oil | US$2010/GJ | Price¦Secondary Energy¦Liquids¦Oil | fuel_supply | oil | 2040 | 99.3264 | Price¦Secondary Energy¦Liquids¦Oil
Downscaling[REMIND-MAgPIE 3.2-4.6] | Low demand | DEU | Price¦Secondary Energy¦Liquids¦Oil | US$2010/GJ | Price¦Secondary Energy¦Liquids¦Oil | fuel_supply | oil | 2045 | 95.2399 | Price¦Secondary Energy¦Liquids¦Oil
Downscaling[REMIND-MAgPIE 3.2-4.6] | Low demand | DEU | Price¦Secondary Energy¦Liquids¦Oil | US$2010/GJ | Price¦Secondary Energy¦Liquids¦Oil | fuel_supply | oil | 2050 | 125.9856 | Price¦Secondary Energy¦Liquids¦Oil
Downscaling[REMIND-MAgPIE 3.2-4.6] | Low demand | DEU | Emissions¦CO2 | Mt CO2/yr | Emissions¦CO2 | scenarios - CO2 abatement | CO2 | 2020 | 562.4841 | Emissions¦CO2
Downscaling[REMIND-MAgPIE 3.2-4.6] | Low demand | DEU | Emissions¦CO2 | Mt CO2/yr | Emissions¦CO2 | scenarios - CO2 abatement | CO2 | 2025 | 320.6459 | Emissions¦CO2
Downscaling[REMIND-MAgPIE 3.2-4.6] | Low demand | DEU | Emissions¦CO2 | Mt CO2/yr | Emissions¦CO2 | scenarios - CO2 abatement | CO2 | 2030 | 114.5397 | Emissions¦CO2
Downscaling[REMIND-MAgPIE 3.2-4.6] | Low demand | DEU | Emissions¦CO2 | Mt CO2/yr | Emissions¦CO2 | scenarios - CO2 abatement | CO2 | 2035 | 30.5201 | Emissions¦CO2
Downscaling[REMIND-MAgPIE 3.2-4.6] | Low demand | DEU | Emissions¦CO2 | Mt CO2/yr | Emissions¦CO2 | scenarios - CO2 abatement | CO2 | 2040 | -27.5965 | Emissions¦CO2
Downscaling[REMIND-MAgPIE 3.2-4.6] | Low demand | DEU | Emissions¦CO2 | Mt CO2/yr | Emissions¦CO2 | scenarios - CO2 abatement | CO2 | 2045 | -60.9277 | Emissions¦CO2
Downscaling[REMIND-MAgPIE 3.2-4.6] | Low demand | DEU | Emissions¦CO2 | Mt CO2/yr | Emissions¦CO2 | scenarios - CO2 abatement | CO2 | 2050 | -71.5386 | Emissions¦CO2
Downscaling[REMIND-MAgPIE 3.2-4.6] | Low demand | DEU | Emissions¦CO2¦Energy | Mt CO2/yr | Emissions¦CO2¦Energy | scenarios - CO2 abatement | CO2 | 2020 | 595.4431 | Emissions¦CO2¦Energy
Downscaling[REMIND-MAgPIE 3.2-4.6] | Low demand | DEU | Emissions¦CO2¦Energy | Mt CO2/yr | Emissions¦CO2¦Energy | scenarios - CO2 abatement | CO2 | 2025 | 333.9111 | Emissions¦CO2¦Energy
Downscaling[REMIND-MAgPIE 3.2-4.6] | Low demand | DEU | Emissions¦CO2¦Energy | Mt CO2/yr | Emissions¦CO2¦Energy | scenarios - CO2 abatement | CO2 | 2030 | 138.1807 | Emissions¦CO2¦Energy
Downscaling[REMIND-MAgPIE 3.2-4.6] | Low demand | DEU | Emissions¦CO2¦Energy | Mt CO2/yr | Emissions¦CO2¦Energy | scenarios - CO2 abatement | CO2 | 2035 | 60.2375 | Emissions¦CO2¦Energy
Downscaling[REMIND-MAgPIE 3.2-4.6] | Low demand | DEU | Emissions¦CO2¦Energy | Mt CO2/yr | Emissions¦CO2¦Energy | scenarios - CO2 abatement | CO2 | 2040 | 6.5484 | Emissions¦CO2¦Energy
Downscaling[REMIND-MAgPIE 3.2-4.6] | Low demand | DEU | Emissions¦CO2¦Energy | Mt CO2/yr | Emissions¦CO2¦Energy | scenarios - CO2 abatement | CO2 | 2045 | -22.3633 | Emissions¦CO2¦Energy
Downscaling[REMIND-MAgPIE 3.2-4.6] | Low demand | DEU | Emissions¦CO2¦Energy | Mt CO2/yr | Emissions¦CO2¦Energy | scenarios - CO2 abatement | CO2 | 2050 | -30.2116 | Emissions¦CO2¦Energy
Downscaling[REMIND-MAgPIE 3.2-4.6] | Nationally Determined Contributions (NDCs) | DEU | Carbon Sequestration¦CCS | Mt CO2/yr | Carbon Sequestration¦CCS | CCS potential |  | 2020 | 0 | Carbon Sequestration¦CCS
Downscaling[REMIND-MAgPIE 3.2-4.6] | Nationally Determined Contributions (NDCs) | DEU | Carbon Sequestration¦CCS | Mt CO2/yr | Carbon Sequestration¦CCS | CCS potential |  | 2025 | 0.6936 | Carbon Sequestration¦CCS
Downscaling[REMIND-MAgPIE 3.2-4.6] | Nationally Determined Contributions (NDCs) | DEU | Carbon Sequestration¦CCS | Mt CO2/yr | Carbon Sequestration¦CCS | CCS potential |  | 2030 | 6.2801 | Carbon Sequestration¦CCS
Downscaling[REMIND-MAgPIE 3.2-4.6] | Nationally Determined Contributions (NDCs) | DEU | Carbon Sequestration¦CCS | Mt CO2/yr | Carbon Sequestration¦CCS | CCS potential |  | 2035 | 14.6959 | Carbon Sequestration¦CCS
Downscaling[REMIND-MAgPIE 3.2-4.6] | Nationally Determined Contributions (NDCs) | DEU | Carbon Sequestration¦CCS | Mt CO2/yr | Carbon Sequestration¦CCS | CCS potential |  | 2040 | 23.5348 | Carbon Sequestration¦CCS
Downscaling[REMIND-MAgPIE 3.2-4.6] | Nationally Determined Contributions (NDCs) | DEU | Carbon Sequestration¦CCS | Mt CO2/yr | Carbon Sequestration¦CCS | CCS potential |  | 2045 | 25.4708 | Carbon Sequestration¦CCS
Downscaling[REMIND-MAgPIE 3.2-4.6] | Nationally Determined Contributions (NDCs) | DEU | Carbon Sequestration¦CCS | Mt CO2/yr | Carbon Sequestration¦CCS | CCS potential |  | 2050 | 26.0029 | Carbon Sequestration¦CCS
Downscaling[REMIND-MAgPIE 3.2-4.6] | Nationally Determined Contributions (NDCs) | DEU | Final Energy¦Industry¦Electricity | EJ/yr | Final Energy¦Industry¦Electricity | demand_projection | elc_industry | 2020 | 0.944 | Final Energy¦Industry¦Electricity
Downscaling[REMIND-MAgPIE 3.2-4.6] | Nationally Determined Contributions (NDCs) | DEU | Final Energy¦Industry¦Electricity | EJ/yr | Final Energy¦Industry¦Electricity | demand_projection | elc_industry | 2025 | 0.8841 | Final Energy¦Industry¦Electricity
Downscaling[REMIND-MAgPIE 3.2-4.6] | Nationally Determined Contributions (NDCs) | DEU | Final Energy¦Industry¦Electricity | EJ/yr | Final Energy¦Industry¦Electricity | demand_projection | elc_industry | 2030 | 0.849 | Final Energy¦Industry¦Electricity
Downscaling[REMIND-MAgPIE 3.2-4.6] | Nationally Determined Contributions (NDCs) | DEU | Final Energy¦Industry¦Electricity | EJ/yr | Final Energy¦Industry¦Electricity | demand_projection | elc_industry | 2035 | 0.9022 | Final Energy¦Industry¦Electricity
Downscaling[REMIND-MAgPIE 3.2-4.6] | Nationally Determined Contributions (NDCs) | DEU | Final Energy¦Industry¦Electricity | EJ/yr | Final Energy¦Industry¦Electricity | demand_projection | elc_industry | 2040 | 0.8849 | Final Energy¦Industry¦Electricity
Downscaling[REMIND-MAgPIE 3.2-4.6] | Nationally Determined Contributions (NDCs) | DEU | Final Energy¦Industry¦Electricity | EJ/yr | Final Energy¦Industry¦Electricity | demand_projection | elc_industry | 2045 | 0.846 | Final Energy¦Industry¦Electricity
Downscaling[REMIND-MAgPIE 3.2-4.6] | Nationally Determined Contributions (NDCs) | DEU | Final Energy¦Industry¦Electricity | EJ/yr | Final Energy¦Industry¦Electricity | demand_projection | elc_industry | 2050 | 0.7825 | Final Energy¦Industry¦Electricity
Downscaling[REMIND-MAgPIE 3.2-4.6] | Nationally Determined Contributions (NDCs) | DEU | Final Energy¦Residential and Commercial¦Electricity | EJ/yr | Final Energy¦Residential and Commercial¦Electricity | demand_projection | elc_buildings | 2020 | 1.086 | Final Energy¦Residential and Commercial¦Electricity
Downscaling[REMIND-MAgPIE 3.2-4.6] | Nationally Determined Contributions (NDCs) | DEU | Final Energy¦Residential and Commercial¦Electricity | EJ/yr | Final Energy¦Residential and Commercial¦Electricity | demand_projection | elc_buildings | 2025 | 1.0163 | Final Energy¦Residential and Commercial¦Electricity
Downscaling[REMIND-MAgPIE 3.2-4.6] | Nationally Determined Contributions (NDCs) | DEU | Final Energy¦Residential and Commercial¦Electricity | EJ/yr | Final Energy¦Residential and Commercial¦Electricity | demand_projection | elc_buildings | 2030 | 1.0442 | Final Energy¦Residential and Commercial¦Electricity
Downscaling[REMIND-MAgPIE 3.2-4.6] | Nationally Determined Contributions (NDCs) | DEU | Final Energy¦Residential and Commercial¦Electricity | EJ/yr | Final Energy¦Residential and Commercial¦Electricity | demand_projection | elc_buildings | 2035 | 1.092 | Final Energy¦Residential and Commercial¦Electricity
Downscaling[REMIND-MAgPIE 3.2-4.6] | Nationally Determined Contributions (NDCs) | DEU | Final Energy¦Residential and Commercial¦Electricity | EJ/yr | Final Energy¦Residential and Commercial¦Electricity | demand_projection | elc_buildings | 2040 | 1.1051 | Final Energy¦Residential and Commercial¦Electricity
Downscaling[REMIND-MAgPIE 3.2-4.6] | Nationally Determined Contributions (NDCs) | DEU | Final Energy¦Residential and Commercial¦Electricity | EJ/yr | Final Energy¦Residential and Commercial¦Electricity | demand_projection | elc_buildings | 2045 | 1.0773 | Final Energy¦Residential and Commercial¦Electricity
Downscaling[REMIND-MAgPIE 3.2-4.6] | Nationally Determined Contributions (NDCs) | DEU | Final Energy¦Residential and Commercial¦Electricity | EJ/yr | Final Energy¦Residential and Commercial¦Electricity | demand_projection | elc_buildings | 2050 | 1.0376 | Final Energy¦Residential and Commercial¦Electricity
Downscaling[REMIND-MAgPIE 3.2-4.6] | Nationally Determined Contributions (NDCs) | DEU | Final Energy¦Transportation¦Electricity | EJ/yr | Final Energy¦Transportation¦Electricity | demand_projection | elc_transport | 2020 | 0.0813 | Final Energy¦Transportation¦Electricity
Downscaling[REMIND-MAgPIE 3.2-4.6] | Nationally Determined Contributions (NDCs) | DEU | Final Energy¦Transportation¦Electricity | EJ/yr | Final Energy¦Transportation¦Electricity | demand_projection | elc_transport | 2025 | 0.1872 | Final Energy¦Transportation¦Electricity
Downscaling[REMIND-MAgPIE 3.2-4.6] | Nationally Determined Contributions (NDCs) | DEU | Final Energy¦Transportation¦Electricity | EJ/yr | Final Energy¦Transportation¦Electricity | demand_projection | elc_transport | 2030 | 0.3315 | Final Energy¦Transportation¦Electricity
Downscaling[REMIND-MAgPIE 3.2-4.6] | Nationally Determined Contributions (NDCs) | DEU | Final Energy¦Transportation¦Electricity | EJ/yr | Final Energy¦Transportation¦Electricity | demand_projection | elc_transport | 2035 | 0.4286 | Final Energy¦Transportation¦Electricity
Downscaling[REMIND-MAgPIE 3.2-4.6] | Nationally Determined Contributions (NDCs) | DEU | Final Energy¦Transportation¦Electricity | EJ/yr | Final Energy¦Transportation¦Electricity | demand_projection | elc_transport | 2040 | 0.4545 | Final Energy¦Transportation¦Electricity
Downscaling[REMIND-MAgPIE 3.2-4.6] | Nationally Determined Contributions (NDCs) | DEU | Final Energy¦Transportation¦Electricity | EJ/yr | Final Energy¦Transportation¦Electricity | demand_projection | elc_transport | 2045 | 0.4603 | Final Energy¦Transportation¦Electricity
Downscaling[REMIND-MAgPIE 3.2-4.6] | Nationally Determined Contributions (NDCs) | DEU | Final Energy¦Transportation¦Electricity | EJ/yr | Final Energy¦Transportation¦Electricity | demand_projection | elc_transport | 2050 | 0.4563 | Final Energy¦Transportation¦Electricity
Downscaling[REMIND-MAgPIE 3.2-4.6] | Nationally Determined Contributions (NDCs) | DEU | Secondary Energy¦Hydrogen | EJ/yr | Secondary Energy¦Hydrogen | demand_projection | hydrogen_allsect | 2020 | 0.0125 | Secondary Energy¦Hydrogen
Downscaling[REMIND-MAgPIE 3.2-4.6] | Nationally Determined Contributions (NDCs) | DEU | Secondary Energy¦Hydrogen | EJ/yr | Secondary Energy¦Hydrogen | demand_projection | hydrogen_allsect | 2025 | 0.0442 | Secondary Energy¦Hydrogen
Downscaling[REMIND-MAgPIE 3.2-4.6] | Nationally Determined Contributions (NDCs) | DEU | Secondary Energy¦Hydrogen | EJ/yr | Secondary Energy¦Hydrogen | demand_projection | hydrogen_allsect | 2030 | 0.0674 | Secondary Energy¦Hydrogen
Downscaling[REMIND-MAgPIE 3.2-4.6] | Nationally Determined Contributions (NDCs) | DEU | Secondary Energy¦Hydrogen | EJ/yr | Secondary Energy¦Hydrogen | demand_projection | hydrogen_allsect | 2035 | 0.0923 | Secondary Energy¦Hydrogen
Downscaling[REMIND-MAgPIE 3.2-4.6] | Nationally Determined Contributions (NDCs) | DEU | Secondary Energy¦Hydrogen | EJ/yr | Secondary Energy¦Hydrogen | demand_projection | hydrogen_allsect | 2040 | 0.1354 | Secondary Energy¦Hydrogen
Downscaling[REMIND-MAgPIE 3.2-4.6] | Nationally Determined Contributions (NDCs) | DEU | Secondary Energy¦Hydrogen | EJ/yr | Secondary Energy¦Hydrogen | demand_projection | hydrogen_allsect | 2045 | 0.219 | Secondary Energy¦Hydrogen
Downscaling[REMIND-MAgPIE 3.2-4.6] | Nationally Determined Contributions (NDCs) | DEU | Secondary Energy¦Hydrogen | EJ/yr | Secondary Energy¦Hydrogen | demand_projection | hydrogen_allsect | 2050 | 0.2998 | Secondary Energy¦Hydrogen
Downscaling[REMIND-MAgPIE 3.2-4.6] | Nationally Determined Contributions (NDCs) | DEU | Secondary Energy¦Electricity¦Coal | EJ/yr | Secondary Energy¦Electricity¦Coal | elec_co2 |  | 2020 | 0.6795 | Secondary Energy¦Electricity¦Coal | 94
Downscaling[REMIND-MAgPIE 3.2-4.6] | Nationally Determined Contributions (NDCs) | DEU | Secondary Energy¦Electricity¦Coal | EJ/yr | Secondary Energy¦Electricity¦Coal | elec_co2 |  | 2025 | 0.2217 | Secondary Energy¦Electricity¦Coal | 94
Downscaling[REMIND-MAgPIE 3.2-4.6] | Nationally Determined Contributions (NDCs) | DEU | Secondary Energy¦Electricity¦Coal | EJ/yr | Secondary Energy¦Electricity¦Coal | elec_co2 |  | 2030 | 0.0008 | Secondary Energy¦Electricity¦Coal | 94
Downscaling[REMIND-MAgPIE 3.2-4.6] | Nationally Determined Contributions (NDCs) | DEU | Secondary Energy¦Electricity¦Coal | EJ/yr | Secondary Energy¦Electricity¦Coal | elec_co2 |  | 2035 | 0.0006 | Secondary Energy¦Electricity¦Coal | 94
Downscaling[REMIND-MAgPIE 3.2-4.6] | Nationally Determined Contributions (NDCs) | DEU | Secondary Energy¦Electricity¦Coal | EJ/yr | Secondary Energy¦Electricity¦Coal | elec_co2 |  | 2040 | 0.0003 | Secondary Energy¦Electricity¦Coal | 94
Downscaling[REMIND-MAgPIE 3.2-4.6] | Nationally Determined Contributions (NDCs) | DEU | Secondary Energy¦Electricity¦Coal | EJ/yr | Secondary Energy¦Electricity¦Coal | elec_co2 |  | 2045 | 0.0002 | Secondary Energy¦Electricity¦Coal | 94
Downscaling[REMIND-MAgPIE 3.2-4.6] | Nationally Determined Contributions (NDCs) | DEU | Secondary Energy¦Electricity¦Coal | EJ/yr | Secondary Energy¦Electricity¦Coal | elec_co2 |  | 2050 | 0.0001 | Secondary Energy¦Electricity¦Coal | 94
Downscaling[REMIND-MAgPIE 3.2-4.6] | Nationally Determined Contributions (NDCs) | DEU | Secondary Energy¦Electricity¦Gas | EJ/yr | Secondary Energy¦Electricity¦Gas | elec_co2 |  | 2020 | 0.4421 | Secondary Energy¦Electricity¦Gas | 55
Downscaling[REMIND-MAgPIE 3.2-4.6] | Nationally Determined Contributions (NDCs) | DEU | Secondary Energy¦Electricity¦Gas | EJ/yr | Secondary Energy¦Electricity¦Gas | elec_co2 |  | 2025 | 0.4438 | Secondary Energy¦Electricity¦Gas | 55
Downscaling[REMIND-MAgPIE 3.2-4.6] | Nationally Determined Contributions (NDCs) | DEU | Secondary Energy¦Electricity¦Gas | EJ/yr | Secondary Energy¦Electricity¦Gas | elec_co2 |  | 2030 | 0.1398 | Secondary Energy¦Electricity¦Gas | 55
Downscaling[REMIND-MAgPIE 3.2-4.6] | Nationally Determined Contributions (NDCs) | DEU | Secondary Energy¦Electricity¦Gas | EJ/yr | Secondary Energy¦Electricity¦Gas | elec_co2 |  | 2035 | 0.0355 | Secondary Energy¦Electricity¦Gas | 55
Downscaling[REMIND-MAgPIE 3.2-4.6] | Nationally Determined Contributions (NDCs) | DEU | Secondary Energy¦Electricity¦Gas | EJ/yr | Secondary Energy¦Electricity¦Gas | elec_co2 |  | 2040 | 0.0044 | Secondary Energy¦Electricity¦Gas | 55
Downscaling[REMIND-MAgPIE 3.2-4.6] | Nationally Determined Contributions (NDCs) | DEU | Secondary Energy¦Electricity¦Gas | EJ/yr | Secondary Energy¦Electricity¦Gas | elec_co2 |  | 2045 | 0.0033 | Secondary Energy¦Electricity¦Gas | 55
Downscaling[REMIND-MAgPIE 3.2-4.6] | Nationally Determined Contributions (NDCs) | DEU | Secondary Energy¦Electricity¦Gas | EJ/yr | Secondary Energy¦Electricity¦Gas | elec_co2 |  | 2050 | 0.0022 | Secondary Energy¦Electricity¦Gas | 55
Downscaling[REMIND-MAgPIE 3.2-4.6] | Nationally Determined Contributions (NDCs) | DEU | Secondary Energy¦Electricity¦Oil | EJ/yr | Secondary Energy¦Electricity¦Oil | elec_co2 |  | 2020 | 0.016 | Secondary Energy¦Electricity¦Oil | 70
Downscaling[REMIND-MAgPIE 3.2-4.6] | Nationally Determined Contributions (NDCs) | DEU | Secondary Energy¦Electricity¦Oil | EJ/yr | Secondary Energy¦Electricity¦Oil | elec_co2 |  | 2025 | 0.0096 | Secondary Energy¦Electricity¦Oil | 70
Downscaling[REMIND-MAgPIE 3.2-4.6] | Nationally Determined Contributions (NDCs) | DEU | Secondary Energy¦Electricity¦Oil | EJ/yr | Secondary Energy¦Electricity¦Oil | elec_co2 |  | 2030 | 0.0037 | Secondary Energy¦Electricity¦Oil | 70
Downscaling[REMIND-MAgPIE 3.2-4.6] | Nationally Determined Contributions (NDCs) | DEU | Secondary Energy¦Electricity¦Oil | EJ/yr | Secondary Energy¦Electricity¦Oil | elec_co2 |  | 2035 | 0 | Secondary Energy¦Electricity¦Oil | 70
Downscaling[REMIND-MAgPIE 3.2-4.6] | Nationally Determined Contributions (NDCs) | DEU | Secondary Energy¦Electricity¦Oil | EJ/yr | Secondary Energy¦Electricity¦Oil | elec_co2 |  | 2040 | 0 | Secondary Energy¦Electricity¦Oil | 70
Downscaling[REMIND-MAgPIE 3.2-4.6] | Nationally Determined Contributions (NDCs) | DEU | Secondary Energy¦Electricity¦Oil | EJ/yr | Secondary Energy¦Electricity¦Oil | elec_co2 |  | 2045 | 0 | Secondary Energy¦Electricity¦Oil | 70
Downscaling[REMIND-MAgPIE 3.2-4.6] | Nationally Determined Contributions (NDCs) | DEU | Secondary Energy¦Electricity¦Oil | EJ/yr | Secondary Energy¦Electricity¦Oil | elec_co2 |  | 2050 | 0 | Secondary Energy¦Electricity¦Oil | 70
Downscaling[REMIND-MAgPIE 3.2-4.6] | Nationally Determined Contributions (NDCs) | DEU | Price¦Primary Energy¦Biomass | US$2010/GJ | Price¦Primary Energy¦Biomass | fuel_supply | bioenergy | 2020 | 5.3799 | Price¦Primary Energy¦Biomass
Downscaling[REMIND-MAgPIE 3.2-4.6] | Nationally Determined Contributions (NDCs) | DEU | Price¦Primary Energy¦Biomass | US$2010/GJ | Price¦Primary Energy¦Biomass | fuel_supply | bioenergy | 2025 | 6.0409 | Price¦Primary Energy¦Biomass
Downscaling[REMIND-MAgPIE 3.2-4.6] | Nationally Determined Contributions (NDCs) | DEU | Price¦Primary Energy¦Biomass | US$2010/GJ | Price¦Primary Energy¦Biomass | fuel_supply | bioenergy | 2030 | 5.8961 | Price¦Primary Energy¦Biomass
Downscaling[REMIND-MAgPIE 3.2-4.6] | Nationally Determined Contributions (NDCs) | DEU | Price¦Primary Energy¦Biomass | US$2010/GJ | Price¦Primary Energy¦Biomass | fuel_supply | bioenergy | 2035 | 6.0401 | Price¦Primary Energy¦Biomass
Downscaling[REMIND-MAgPIE 3.2-4.6] | Nationally Determined Contributions (NDCs) | DEU | Price¦Primary Energy¦Biomass | US$2010/GJ | Price¦Primary Energy¦Biomass | fuel_supply | bioenergy | 2040 | 6.1913 | Price¦Primary Energy¦Biomass
Downscaling[REMIND-MAgPIE 3.2-4.6] | Nationally Determined Contributions (NDCs) | DEU | Price¦Primary Energy¦Biomass | US$2010/GJ | Price¦Primary Energy¦Biomass | fuel_supply | bioenergy | 2045 | 6.8758 | Price¦Primary Energy¦Biomass
Downscaling[REMIND-MAgPIE 3.2-4.6] | Nationally Determined Contributions (NDCs) | DEU | Price¦Primary Energy¦Biomass | US$2010/GJ | Price¦Primary Energy¦Biomass | fuel_supply | bioenergy | 2050 | 8.3551 | Price¦Primary Energy¦Biomass
Downscaling[REMIND-MAgPIE 3.2-4.6] | Nationally Determined Contributions (NDCs) | DEU | Price¦Primary Energy¦Coal | US$2010/GJ | Price¦Primary Energy¦Coal | fuel_supply | coal | 2020 | 2.0344 | Price¦Primary Energy¦Coal
Downscaling[REMIND-MAgPIE 3.2-4.6] | Nationally Determined Contributions (NDCs) | DEU | Price¦Primary Energy¦Coal | US$2010/GJ | Price¦Primary Energy¦Coal | fuel_supply | coal | 2025 | 2.1324 | Price¦Primary Energy¦Coal
Downscaling[REMIND-MAgPIE 3.2-4.6] | Nationally Determined Contributions (NDCs) | DEU | Price¦Primary Energy¦Coal | US$2010/GJ | Price¦Primary Energy¦Coal | fuel_supply | coal | 2030 | 2.088 | Price¦Primary Energy¦Coal
Downscaling[REMIND-MAgPIE 3.2-4.6] | Nationally Determined Contributions (NDCs) | DEU | Price¦Primary Energy¦Coal | US$2010/GJ | Price¦Primary Energy¦Coal | fuel_supply | coal | 2035 | 2.0799 | Price¦Primary Energy¦Coal
Downscaling[REMIND-MAgPIE 3.2-4.6] | Nationally Determined Contributions (NDCs) | DEU | Price¦Primary Energy¦Coal | US$2010/GJ | Price¦Primary Energy¦Coal | fuel_supply | coal | 2040 | 1.9486 | Price¦Primary Energy¦Coal
Downscaling[REMIND-MAgPIE 3.2-4.6] | Nationally Determined Contributions (NDCs) | DEU | Price¦Primary Energy¦Coal | US$2010/GJ | Price¦Primary Energy¦Coal | fuel_supply | coal | 2045 | 1.8346 | Price¦Primary Energy¦Coal
Downscaling[REMIND-MAgPIE 3.2-4.6] | Nationally Determined Contributions (NDCs) | DEU | Price¦Primary Energy¦Coal | US$2010/GJ | Price¦Primary Energy¦Coal | fuel_supply | coal | 2050 | 1.9253 | Price¦Primary Energy¦Coal
Downscaling[REMIND-MAgPIE 3.2-4.6] | Nationally Determined Contributions (NDCs) | DEU | Price¦Primary Energy¦Gas | US$2010/GJ | Price¦Primary Energy¦Gas | fuel_supply | gas | 2020 | 3.9711 | Price¦Primary Energy¦Gas
Downscaling[REMIND-MAgPIE 3.2-4.6] | Nationally Determined Contributions (NDCs) | DEU | Price¦Primary Energy¦Gas | US$2010/GJ | Price¦Primary Energy¦Gas | fuel_supply | gas | 2025 | 4.541 | Price¦Primary Energy¦Gas
Downscaling[REMIND-MAgPIE 3.2-4.6] | Nationally Determined Contributions (NDCs) | DEU | Price¦Primary Energy¦Gas | US$2010/GJ | Price¦Primary Energy¦Gas | fuel_supply | gas | 2030 | 4.3304 | Price¦Primary Energy¦Gas
Downscaling[REMIND-MAgPIE 3.2-4.6] | Nationally Determined Contributions (NDCs) | DEU | Price¦Primary Energy¦Gas | US$2010/GJ | Price¦Primary Energy¦Gas | fuel_supply | gas | 2035 | 4.7696 | Price¦Primary Energy¦Gas
Downscaling[REMIND-MAgPIE 3.2-4.6] | Nationally Determined Contributions (NDCs) | DEU | Price¦Primary Energy¦Gas | US$2010/GJ | Price¦Primary Energy¦Gas | fuel_supply | gas | 2040 | 5.0737 | Price¦Primary Energy¦Gas
Downscaling[REMIND-MAgPIE 3.2-4.6] | Nationally Determined Contributions (NDCs) | DEU | Price¦Primary Energy¦Gas | US$2010/GJ | Price¦Primary Energy¦Gas | fuel_supply | gas | 2045 | 5.4085 | Price¦Primary Energy¦Gas
Downscaling[REMIND-MAgPIE 3.2-4.6] | Nationally Determined Contributions (NDCs) | DEU | Price¦Primary Energy¦Gas | US$2010/GJ | Price¦Primary Energy¦Gas | fuel_supply | gas | 2050 | 5.3735 | Price¦Primary Energy¦Gas
Downscaling[REMIND-MAgPIE 3.2-4.6] | Nationally Determined Contributions (NDCs) | DEU | Price¦Secondary Energy¦Liquids¦Oil | US$2010/GJ | Price¦Secondary Energy¦Liquids¦Oil | fuel_supply | oil | 2020 | 82.2847 | Price¦Secondary Energy¦Liquids¦Oil
Downscaling[REMIND-MAgPIE 3.2-4.6] | Nationally Determined Contributions (NDCs) | DEU | Price¦Secondary Energy¦Liquids¦Oil | US$2010/GJ | Price¦Secondary Energy¦Liquids¦Oil | fuel_supply | oil | 2025 | 90.6412 | Price¦Secondary Energy¦Liquids¦Oil
Downscaling[REMIND-MAgPIE 3.2-4.6] | Nationally Determined Contributions (NDCs) | DEU | Price¦Secondary Energy¦Liquids¦Oil | US$2010/GJ | Price¦Secondary Energy¦Liquids¦Oil | fuel_supply | oil | 2030 | 92.2477 | Price¦Secondary Energy¦Liquids¦Oil
Downscaling[REMIND-MAgPIE 3.2-4.6] | Nationally Determined Contributions (NDCs) | DEU | Price¦Secondary Energy¦Liquids¦Oil | US$2010/GJ | Price¦Secondary Energy¦Liquids¦Oil | fuel_supply | oil | 2035 | 86.2934 | Price¦Secondary Energy¦Liquids¦Oil
Downscaling[REMIND-MAgPIE 3.2-4.6] | Nationally Determined Contributions (NDCs) | DEU | Price¦Secondary Energy¦Liquids¦Oil | US$2010/GJ | Price¦Secondary Energy¦Liquids¦Oil | fuel_supply | oil | 2040 | 103.5236 | Price¦Secondary Energy¦Liquids¦Oil
Downscaling[REMIND-MAgPIE 3.2-4.6] | Nationally Determined Contributions (NDCs) | DEU | Price¦Secondary Energy¦Liquids¦Oil | US$2010/GJ | Price¦Secondary Energy¦Liquids¦Oil | fuel_supply | oil | 2045 | 122.2453 | Price¦Secondary Energy¦Liquids¦Oil
Downscaling[REMIND-MAgPIE 3.2-4.6] | Nationally Determined Contributions (NDCs) | DEU | Price¦Secondary Energy¦Liquids¦Oil | US$2010/GJ | Price¦Secondary Energy¦Liquids¦Oil | fuel_supply | oil | 2050 | 138.9473 | Price¦Secondary Energy¦Liquids¦Oil
Downscaling[REMIND-MAgPIE 3.2-4.6] | Nationally Determined Contributions (NDCs) | DEU | Emissions¦CO2 | Mt CO2/yr | Emissions¦CO2 | scenarios - CO2 abatement | CO2 | 2020 | 571.5559 | Emissions¦CO2
Downscaling[REMIND-MAgPIE 3.2-4.6] | Nationally Determined Contributions (NDCs) | DEU | Emissions¦CO2 | Mt CO2/yr | Emissions¦CO2 | scenarios - CO2 abatement | CO2 | 2025 | 389.5251 | Emissions¦CO2
Downscaling[REMIND-MAgPIE 3.2-4.6] | Nationally Determined Contributions (NDCs) | DEU | Emissions¦CO2 | Mt CO2/yr | Emissions¦CO2 | scenarios - CO2 abatement | CO2 | 2030 | 198.6802 | Emissions¦CO2
Downscaling[REMIND-MAgPIE 3.2-4.6] | Nationally Determined Contributions (NDCs) | DEU | Emissions¦CO2 | Mt CO2/yr | Emissions¦CO2 | scenarios - CO2 abatement | CO2 | 2035 | 105.2984 | Emissions¦CO2
Downscaling[REMIND-MAgPIE 3.2-4.6] | Nationally Determined Contributions (NDCs) | DEU | Emissions¦CO2 | Mt CO2/yr | Emissions¦CO2 | scenarios - CO2 abatement | CO2 | 2040 | 37.1113 | Emissions¦CO2
Downscaling[REMIND-MAgPIE 3.2-4.6] | Nationally Determined Contributions (NDCs) | DEU | Emissions¦CO2 | Mt CO2/yr | Emissions¦CO2 | scenarios - CO2 abatement | CO2 | 2045 | 1.4596 | Emissions¦CO2
Downscaling[REMIND-MAgPIE 3.2-4.6] | Nationally Determined Contributions (NDCs) | DEU | Emissions¦CO2 | Mt CO2/yr | Emissions¦CO2 | scenarios - CO2 abatement | CO2 | 2050 | -21.5248 | Emissions¦CO2
Downscaling[REMIND-MAgPIE 3.2-4.6] | Nationally Determined Contributions (NDCs) | DEU | Emissions¦CO2¦Energy | Mt CO2/yr | Emissions¦CO2¦Energy | scenarios - CO2 abatement | CO2 | 2020 | 604.516 | Emissions¦CO2¦Energy
Downscaling[REMIND-MAgPIE 3.2-4.6] | Nationally Determined Contributions (NDCs) | DEU | Emissions¦CO2¦Energy | Mt CO2/yr | Emissions¦CO2¦Energy | scenarios - CO2 abatement | CO2 | 2025 | 399.2344 | Emissions¦CO2¦Energy
Downscaling[REMIND-MAgPIE 3.2-4.6] | Nationally Determined Contributions (NDCs) | DEU | Emissions¦CO2¦Energy | Mt CO2/yr | Emissions¦CO2¦Energy | scenarios - CO2 abatement | CO2 | 2030 | 217.0101 | Emissions¦CO2¦Energy
Downscaling[REMIND-MAgPIE 3.2-4.6] | Nationally Determined Contributions (NDCs) | DEU | Emissions¦CO2¦Energy | Mt CO2/yr | Emissions¦CO2¦Energy | scenarios - CO2 abatement | CO2 | 2035 | 130.4331 | Emissions¦CO2¦Energy
Downscaling[REMIND-MAgPIE 3.2-4.6] | Nationally Determined Contributions (NDCs) | DEU | Emissions¦CO2¦Energy | Mt CO2/yr | Emissions¦CO2¦Energy | scenarios - CO2 abatement | CO2 | 2040 | 68.9269 | Emissions¦CO2¦Energy
Downscaling[REMIND-MAgPIE 3.2-4.6] | Nationally Determined Contributions (NDCs) | DEU | Emissions¦CO2¦Energy | Mt CO2/yr | Emissions¦CO2¦Energy | scenarios - CO2 abatement | CO2 | 2045 | 38.4778 | Emissions¦CO2¦Energy
Downscaling[REMIND-MAgPIE 3.2-4.6] | Nationally Determined Contributions (NDCs) | DEU | Emissions¦CO2¦Energy | Mt CO2/yr | Emissions¦CO2¦Energy | scenarios - CO2 abatement | CO2 | 2050 | 20.234 | Emissions¦CO2¦Energy
Downscaling[REMIND-MAgPIE 3.2-4.6] | Net Zero 2050 | DEU | Carbon Sequestration¦CCS | Mt CO2/yr | Carbon Sequestration¦CCS | CCS potential |  | 2020 | 0 | Carbon Sequestration¦CCS
Downscaling[REMIND-MAgPIE 3.2-4.6] | Net Zero 2050 | DEU | Carbon Sequestration¦CCS | Mt CO2/yr | Carbon Sequestration¦CCS | CCS potential |  | 2025 | 0.6647 | Carbon Sequestration¦CCS
Downscaling[REMIND-MAgPIE 3.2-4.6] | Net Zero 2050 | DEU | Carbon Sequestration¦CCS | Mt CO2/yr | Carbon Sequestration¦CCS | CCS potential |  | 2030 | 23.204 | Carbon Sequestration¦CCS
Downscaling[REMIND-MAgPIE 3.2-4.6] | Net Zero 2050 | DEU | Carbon Sequestration¦CCS | Mt CO2/yr | Carbon Sequestration¦CCS | CCS potential |  | 2035 | 62.7055 | Carbon Sequestration¦CCS
Downscaling[REMIND-MAgPIE 3.2-4.6] | Net Zero 2050 | DEU | Carbon Sequestration¦CCS | Mt CO2/yr | Carbon Sequestration¦CCS | CCS potential |  | 2040 | 96.2275 | Carbon Sequestration¦CCS
Downscaling[REMIND-MAgPIE 3.2-4.6] | Net Zero 2050 | DEU | Carbon Sequestration¦CCS | Mt CO2/yr | Carbon Sequestration¦CCS | CCS potential |  | 2045 | 99.0626 | Carbon Sequestration¦CCS
Downscaling[REMIND-MAgPIE 3.2-4.6] | Net Zero 2050 | DEU | Carbon Sequestration¦CCS | Mt CO2/yr | Carbon Sequestration¦CCS | CCS potential |  | 2050 | 93.5563 | Carbon Sequestration¦CCS
Downscaling[REMIND-MAgPIE 3.2-4.6] | Net Zero 2050 | DEU | Final Energy¦Industry¦Electricity | EJ/yr | Final Energy¦Industry¦Electricity | demand_projection | elc_industry | 2020 | 0.9235 | Final Energy¦Industry¦Electricity
Downscaling[REMIND-MAgPIE 3.2-4.6] | Net Zero 2050 | DEU | Final Energy¦Industry¦Electricity | EJ/yr | Final Energy¦Industry¦Electricity | demand_projection | elc_industry | 2025 | 0.8664 | Final Energy¦Industry¦Electricity
Downscaling[REMIND-MAgPIE 3.2-4.6] | Net Zero 2050 | DEU | Final Energy¦Industry¦Electricity | EJ/yr | Final Energy¦Industry¦Electricity | demand_projection | elc_industry | 2030 | 0.8836 | Final Energy¦Industry¦Electricity
Downscaling[REMIND-MAgPIE 3.2-4.6] | Net Zero 2050 | DEU | Final Energy¦Industry¦Electricity | EJ/yr | Final Energy¦Industry¦Electricity | demand_projection | elc_industry | 2035 | 0.8812 | Final Energy¦Industry¦Electricity
Downscaling[REMIND-MAgPIE 3.2-4.6] | Net Zero 2050 | DEU | Final Energy¦Industry¦Electricity | EJ/yr | Final Energy¦Industry¦Electricity | demand_projection | elc_industry | 2040 | 0.8681 | Final Energy¦Industry¦Electricity
Downscaling[REMIND-MAgPIE 3.2-4.6] | Net Zero 2050 | DEU | Final Energy¦Industry¦Electricity | EJ/yr | Final Energy¦Industry¦Electricity | demand_projection | elc_industry | 2045 | 0.8064 | Final Energy¦Industry¦Electricity
Downscaling[REMIND-MAgPIE 3.2-4.6] | Net Zero 2050 | DEU | Final Energy¦Industry¦Electricity | EJ/yr | Final Energy¦Industry¦Electricity | demand_projection | elc_industry | 2050 | 0.7348 | Final Energy¦Industry¦Electricity
Downscaling[REMIND-MAgPIE 3.2-4.6] | Net Zero 2050 | DEU | Final Energy¦Residential and Commercial¦Electricity | EJ/yr | Final Energy¦Residential and Commercial¦Electricity | demand_projection | elc_buildings | 2020 | 1.1333 | Final Energy¦Residential and Commercial¦Electricity
Downscaling[REMIND-MAgPIE 3.2-4.6] | Net Zero 2050 | DEU | Final Energy¦Residential and Commercial¦Electricity | EJ/yr | Final Energy¦Residential and Commercial¦Electricity | demand_projection | elc_buildings | 2025 | 1.0466 | Final Energy¦Residential and Commercial¦Electricity
Downscaling[REMIND-MAgPIE 3.2-4.6] | Net Zero 2050 | DEU | Final Energy¦Residential and Commercial¦Electricity | EJ/yr | Final Energy¦Residential and Commercial¦Electricity | demand_projection | elc_buildings | 2030 | 1.0931 | Final Energy¦Residential and Commercial¦Electricity
Downscaling[REMIND-MAgPIE 3.2-4.6] | Net Zero 2050 | DEU | Final Energy¦Residential and Commercial¦Electricity | EJ/yr | Final Energy¦Residential and Commercial¦Electricity | demand_projection | elc_buildings | 2035 | 1.1894 | Final Energy¦Residential and Commercial¦Electricity
Downscaling[REMIND-MAgPIE 3.2-4.6] | Net Zero 2050 | DEU | Final Energy¦Residential and Commercial¦Electricity | EJ/yr | Final Energy¦Residential and Commercial¦Electricity | demand_projection | elc_buildings | 2040 | 1.1727 | Final Energy¦Residential and Commercial¦Electricity
Downscaling[REMIND-MAgPIE 3.2-4.6] | Net Zero 2050 | DEU | Final Energy¦Residential and Commercial¦Electricity | EJ/yr | Final Energy¦Residential and Commercial¦Electricity | demand_projection | elc_buildings | 2045 | 1.1143 | Final Energy¦Residential and Commercial¦Electricity
Downscaling[REMIND-MAgPIE 3.2-4.6] | Net Zero 2050 | DEU | Final Energy¦Residential and Commercial¦Electricity | EJ/yr | Final Energy¦Residential and Commercial¦Electricity | demand_projection | elc_buildings | 2050 | 1.0469 | Final Energy¦Residential and Commercial¦Electricity
Downscaling[REMIND-MAgPIE 3.2-4.6] | Net Zero 2050 | DEU | Final Energy¦Transportation¦Electricity | EJ/yr | Final Energy¦Transportation¦Electricity | demand_projection | elc_transport | 2020 | 0.0812 | Final Energy¦Transportation¦Electricity
Downscaling[REMIND-MAgPIE 3.2-4.6] | Net Zero 2050 | DEU | Final Energy¦Transportation¦Electricity | EJ/yr | Final Energy¦Transportation¦Electricity | demand_projection | elc_transport | 2025 | 0.1952 | Final Energy¦Transportation¦Electricity
Downscaling[REMIND-MAgPIE 3.2-4.6] | Net Zero 2050 | DEU | Final Energy¦Transportation¦Electricity | EJ/yr | Final Energy¦Transportation¦Electricity | demand_projection | elc_transport | 2030 | 0.364 | Final Energy¦Transportation¦Electricity
Downscaling[REMIND-MAgPIE 3.2-4.6] | Net Zero 2050 | DEU | Final Energy¦Transportation¦Electricity | EJ/yr | Final Energy¦Transportation¦Electricity | demand_projection | elc_transport | 2035 | 0.4843 | Final Energy¦Transportation¦Electricity
Downscaling[REMIND-MAgPIE 3.2-4.6] | Net Zero 2050 | DEU | Final Energy¦Transportation¦Electricity | EJ/yr | Final Energy¦Transportation¦Electricity | demand_projection | elc_transport | 2040 | 0.5501 | Final Energy¦Transportation¦Electricity
Downscaling[REMIND-MAgPIE 3.2-4.6] | Net Zero 2050 | DEU | Final Energy¦Transportation¦Electricity | EJ/yr | Final Energy¦Transportation¦Electricity | demand_projection | elc_transport | 2045 | 0.5638 | Final Energy¦Transportation¦Electricity
Downscaling[REMIND-MAgPIE 3.2-4.6] | Net Zero 2050 | DEU | Final Energy¦Transportation¦Electricity | EJ/yr | Final Energy¦Transportation¦Electricity | demand_projection | elc_transport | 2050 | 0.5492 | Final Energy¦Transportation¦Electricity
Downscaling[REMIND-MAgPIE 3.2-4.6] | Net Zero 2050 | DEU | Secondary Energy¦Hydrogen | EJ/yr | Secondary Energy¦Hydrogen | demand_projection | hydrogen_allsect | 2020 | 0.0122 | Secondary Energy¦Hydrogen
Downscaling[REMIND-MAgPIE 3.2-4.6] | Net Zero 2050 | DEU | Secondary Energy¦Hydrogen | EJ/yr | Secondary Energy¦Hydrogen | demand_projection | hydrogen_allsect | 2025 | 0.0425 | Secondary Energy¦Hydrogen
Downscaling[REMIND-MAgPIE 3.2-4.6] | Net Zero 2050 | DEU | Secondary Energy¦Hydrogen | EJ/yr | Secondary Energy¦Hydrogen | demand_projection | hydrogen_allsect | 2030 | 0.0851 | Secondary Energy¦Hydrogen
Downscaling[REMIND-MAgPIE 3.2-4.6] | Net Zero 2050 | DEU | Secondary Energy¦Hydrogen | EJ/yr | Secondary Energy¦Hydrogen | demand_projection | hydrogen_allsect | 2035 | 0.1659 | Secondary Energy¦Hydrogen
Downscaling[REMIND-MAgPIE 3.2-4.6] | Net Zero 2050 | DEU | Secondary Energy¦Hydrogen | EJ/yr | Secondary Energy¦Hydrogen | demand_projection | hydrogen_allsect | 2040 | 0.2789 | Secondary Energy¦Hydrogen
Downscaling[REMIND-MAgPIE 3.2-4.6] | Net Zero 2050 | DEU | Secondary Energy¦Hydrogen | EJ/yr | Secondary Energy¦Hydrogen | demand_projection | hydrogen_allsect | 2045 | 0.3756 | Secondary Energy¦Hydrogen
Downscaling[REMIND-MAgPIE 3.2-4.6] | Net Zero 2050 | DEU | Secondary Energy¦Hydrogen | EJ/yr | Secondary Energy¦Hydrogen | demand_projection | hydrogen_allsect | 2050 | 0.4464 | Secondary Energy¦Hydrogen
Downscaling[REMIND-MAgPIE 3.2-4.6] | Net Zero 2050 | DEU | Secondary Energy¦Electricity¦Coal | EJ/yr | Secondary Energy¦Electricity¦Coal | elec_co2 |  | 2020 | 0.6786 | Secondary Energy¦Electricity¦Coal | 94
Downscaling[REMIND-MAgPIE 3.2-4.6] | Net Zero 2050 | DEU | Secondary Energy¦Electricity¦Coal | EJ/yr | Secondary Energy¦Electricity¦Coal | elec_co2 |  | 2025 | 0.2208 | Secondary Energy¦Electricity¦Coal | 94
Downscaling[REMIND-MAgPIE 3.2-4.6] | Net Zero 2050 | DEU | Secondary Energy¦Electricity¦Coal | EJ/yr | Secondary Energy¦Electricity¦Coal | elec_co2 |  | 2030 | 0.0005 | Secondary Energy¦Electricity¦Coal | 94
Downscaling[REMIND-MAgPIE 3.2-4.6] | Net Zero 2050 | DEU | Secondary Energy¦Electricity¦Coal | EJ/yr | Secondary Energy¦Electricity¦Coal | elec_co2 |  | 2035 | 0.0003 | Secondary Energy¦Electricity¦Coal | 94
Downscaling[REMIND-MAgPIE 3.2-4.6] | Net Zero 2050 | DEU | Secondary Energy¦Electricity¦Coal | EJ/yr | Secondary Energy¦Electricity¦Coal | elec_co2 |  | 2040 | 0.0002 | Secondary Energy¦Electricity¦Coal | 94
Downscaling[REMIND-MAgPIE 3.2-4.6] | Net Zero 2050 | DEU | Secondary Energy¦Electricity¦Coal | EJ/yr | Secondary Energy¦Electricity¦Coal | elec_co2 |  | 2045 | 0.0001 | Secondary Energy¦Electricity¦Coal | 94
Downscaling[REMIND-MAgPIE 3.2-4.6] | Net Zero 2050 | DEU | Secondary Energy¦Electricity¦Coal | EJ/yr | Secondary Energy¦Electricity¦Coal | elec_co2 |  | 2050 | 0 | Secondary Energy¦Electricity¦Coal | 94
Downscaling[REMIND-MAgPIE 3.2-4.6] | Net Zero 2050 | DEU | Secondary Energy¦Electricity¦Gas | EJ/yr | Secondary Energy¦Electricity¦Gas | elec_co2 |  | 2020 | 0.4499 | Secondary Energy¦Electricity¦Gas | 55
Downscaling[REMIND-MAgPIE 3.2-4.6] | Net Zero 2050 | DEU | Secondary Energy¦Electricity¦Gas | EJ/yr | Secondary Energy¦Electricity¦Gas | elec_co2 |  | 2025 | 0.4247 | Secondary Energy¦Electricity¦Gas | 55
Downscaling[REMIND-MAgPIE 3.2-4.6] | Net Zero 2050 | DEU | Secondary Energy¦Electricity¦Gas | EJ/yr | Secondary Energy¦Electricity¦Gas | elec_co2 |  | 2030 | 0.085 | Secondary Energy¦Electricity¦Gas | 55
Downscaling[REMIND-MAgPIE 3.2-4.6] | Net Zero 2050 | DEU | Secondary Energy¦Electricity¦Gas | EJ/yr | Secondary Energy¦Electricity¦Gas | elec_co2 |  | 2035 | 0.0009 | Secondary Energy¦Electricity¦Gas | 55
Downscaling[REMIND-MAgPIE 3.2-4.6] | Net Zero 2050 | DEU | Secondary Energy¦Electricity¦Gas | EJ/yr | Secondary Energy¦Electricity¦Gas | elec_co2 |  | 2040 | 0.0006 | Secondary Energy¦Electricity¦Gas | 55
Downscaling[REMIND-MAgPIE 3.2-4.6] | Net Zero 2050 | DEU | Secondary Energy¦Electricity¦Gas | EJ/yr | Secondary Energy¦Electricity¦Gas | elec_co2 |  | 2045 | 0.0002 | Secondary Energy¦Electricity¦Gas | 55
Downscaling[REMIND-MAgPIE 3.2-4.6] | Net Zero 2050 | DEU | Secondary Energy¦Electricity¦Gas | EJ/yr | Secondary Energy¦Electricity¦Gas | elec_co2 |  | 2050 | 0 | Secondary Energy¦Electricity¦Gas | 55
Downscaling[REMIND-MAgPIE 3.2-4.6] | Net Zero 2050 | DEU | Secondary Energy¦Electricity¦Oil | EJ/yr | Secondary Energy¦Electricity¦Oil | elec_co2 |  | 2020 | 0.0163 | Secondary Energy¦Electricity¦Oil | 70
Downscaling[REMIND-MAgPIE 3.2-4.6] | Net Zero 2050 | DEU | Secondary Energy¦Electricity¦Oil | EJ/yr | Secondary Energy¦Electricity¦Oil | elec_co2 |  | 2025 | 0.0097 | Secondary Energy¦Electricity¦Oil | 70
Downscaling[REMIND-MAgPIE 3.2-4.6] | Net Zero 2050 | DEU | Secondary Energy¦Electricity¦Oil | EJ/yr | Secondary Energy¦Electricity¦Oil | elec_co2 |  | 2030 | 0.0039 | Secondary Energy¦Electricity¦Oil | 70
Downscaling[REMIND-MAgPIE 3.2-4.6] | Net Zero 2050 | DEU | Secondary Energy¦Electricity¦Oil | EJ/yr | Secondary Energy¦Electricity¦Oil | elec_co2 |  | 2035 | 0 | Secondary Energy¦Electricity¦Oil | 70
Downscaling[REMIND-MAgPIE 3.2-4.6] | Net Zero 2050 | DEU | Secondary Energy¦Electricity¦Oil | EJ/yr | Secondary Energy¦Electricity¦Oil | elec_co2 |  | 2040 | 0 | Secondary Energy¦Electricity¦Oil | 70
Downscaling[REMIND-MAgPIE 3.2-4.6] | Net Zero 2050 | DEU | Secondary Energy¦Electricity¦Oil | EJ/yr | Secondary Energy¦Electricity¦Oil | elec_co2 |  | 2045 | 0 | Secondary Energy¦Electricity¦Oil | 70
Downscaling[REMIND-MAgPIE 3.2-4.6] | Net Zero 2050 | DEU | Secondary Energy¦Electricity¦Oil | EJ/yr | Secondary Energy¦Electricity¦Oil | elec_co2 |  | 2050 | 0 | Secondary Energy¦Electricity¦Oil | 70
Downscaling[REMIND-MAgPIE 3.2-4.6] | Net Zero 2050 | DEU | Price¦Primary Energy¦Biomass | US$2010/GJ | Price¦Primary Energy¦Biomass | fuel_supply | bioenergy | 2020 | 5.3799 | Price¦Primary Energy¦Biomass
Downscaling[REMIND-MAgPIE 3.2-4.6] | Net Zero 2050 | DEU | Price¦Primary Energy¦Biomass | US$2010/GJ | Price¦Primary Energy¦Biomass | fuel_supply | bioenergy | 2025 | 5.3957 | Price¦Primary Energy¦Biomass
Downscaling[REMIND-MAgPIE 3.2-4.6] | Net Zero 2050 | DEU | Price¦Primary Energy¦Biomass | US$2010/GJ | Price¦Primary Energy¦Biomass | fuel_supply | bioenergy | 2030 | 6.1339 | Price¦Primary Energy¦Biomass
Downscaling[REMIND-MAgPIE 3.2-4.6] | Net Zero 2050 | DEU | Price¦Primary Energy¦Biomass | US$2010/GJ | Price¦Primary Energy¦Biomass | fuel_supply | bioenergy | 2035 | 8.3713 | Price¦Primary Energy¦Biomass
Downscaling[REMIND-MAgPIE 3.2-4.6] | Net Zero 2050 | DEU | Price¦Primary Energy¦Biomass | US$2010/GJ | Price¦Primary Energy¦Biomass | fuel_supply | bioenergy | 2040 | 16.6856 | Price¦Primary Energy¦Biomass
Downscaling[REMIND-MAgPIE 3.2-4.6] | Net Zero 2050 | DEU | Price¦Primary Energy¦Biomass | US$2010/GJ | Price¦Primary Energy¦Biomass | fuel_supply | bioenergy | 2045 | 22.6018 | Price¦Primary Energy¦Biomass
Downscaling[REMIND-MAgPIE 3.2-4.6] | Net Zero 2050 | DEU | Price¦Primary Energy¦Biomass | US$2010/GJ | Price¦Primary Energy¦Biomass | fuel_supply | bioenergy | 2050 | 22.4323 | Price¦Primary Energy¦Biomass
Downscaling[REMIND-MAgPIE 3.2-4.6] | Net Zero 2050 | DEU | Price¦Primary Energy¦Coal | US$2010/GJ | Price¦Primary Energy¦Coal | fuel_supply | coal | 2020 | 2.0344 | Price¦Primary Energy¦Coal
Downscaling[REMIND-MAgPIE 3.2-4.6] | Net Zero 2050 | DEU | Price¦Primary Energy¦Coal | US$2010/GJ | Price¦Primary Energy¦Coal | fuel_supply | coal | 2025 | 2.6167 | Price¦Primary Energy¦Coal
Downscaling[REMIND-MAgPIE 3.2-4.6] | Net Zero 2050 | DEU | Price¦Primary Energy¦Coal | US$2010/GJ | Price¦Primary Energy¦Coal | fuel_supply | coal | 2030 | 1.7773 | Price¦Primary Energy¦Coal
Downscaling[REMIND-MAgPIE 3.2-4.6] | Net Zero 2050 | DEU | Price¦Primary Energy¦Coal | US$2010/GJ | Price¦Primary Energy¦Coal | fuel_supply | coal | 2035 | 1.444 | Price¦Primary Energy¦Coal
Downscaling[REMIND-MAgPIE 3.2-4.6] | Net Zero 2050 | DEU | Price¦Primary Energy¦Coal | US$2010/GJ | Price¦Primary Energy¦Coal | fuel_supply | coal | 2040 | 1.3735 | Price¦Primary Energy¦Coal
Downscaling[REMIND-MAgPIE 3.2-4.6] | Net Zero 2050 | DEU | Price¦Primary Energy¦Coal | US$2010/GJ | Price¦Primary Energy¦Coal | fuel_supply | coal | 2045 | 1.4422 | Price¦Primary Energy¦Coal
Downscaling[REMIND-MAgPIE 3.2-4.6] | Net Zero 2050 | DEU | Price¦Primary Energy¦Coal | US$2010/GJ | Price¦Primary Energy¦Coal | fuel_supply | coal | 2050 | 1.7394 | Price¦Primary Energy¦Coal
Downscaling[REMIND-MAgPIE 3.2-4.6] | Net Zero 2050 | DEU | Price¦Primary Energy¦Gas | US$2010/GJ | Price¦Primary Energy¦Gas | fuel_supply | gas | 2020 | 3.9711 | Price¦Primary Energy¦Gas
Downscaling[REMIND-MAgPIE 3.2-4.6] | Net Zero 2050 | DEU | Price¦Primary Energy¦Gas | US$2010/GJ | Price¦Primary Energy¦Gas | fuel_supply | gas | 2025 | 5.1474 | Price¦Primary Energy¦Gas
Downscaling[REMIND-MAgPIE 3.2-4.6] | Net Zero 2050 | DEU | Price¦Primary Energy¦Gas | US$2010/GJ | Price¦Primary Energy¦Gas | fuel_supply | gas | 2030 | 5.5306 | Price¦Primary Energy¦Gas
Downscaling[REMIND-MAgPIE 3.2-4.6] | Net Zero 2050 | DEU | Price¦Primary Energy¦Gas | US$2010/GJ | Price¦Primary Energy¦Gas | fuel_supply | gas | 2035 | 5.9206 | Price¦Primary Energy¦Gas
Downscaling[REMIND-MAgPIE 3.2-4.6] | Net Zero 2050 | DEU | Price¦Primary Energy¦Gas | US$2010/GJ | Price¦Primary Energy¦Gas | fuel_supply | gas | 2040 | 5.9116 | Price¦Primary Energy¦Gas
Downscaling[REMIND-MAgPIE 3.2-4.6] | Net Zero 2050 | DEU | Price¦Primary Energy¦Gas | US$2010/GJ | Price¦Primary Energy¦Gas | fuel_supply | gas | 2045 | 4.9651 | Price¦Primary Energy¦Gas
Downscaling[REMIND-MAgPIE 3.2-4.6] | Net Zero 2050 | DEU | Price¦Primary Energy¦Gas | US$2010/GJ | Price¦Primary Energy¦Gas | fuel_supply | gas | 2050 | 4.4127 | Price¦Primary Energy¦Gas
Downscaling[REMIND-MAgPIE 3.2-4.6] | Net Zero 2050 | DEU | Price¦Secondary Energy¦Liquids¦Oil | US$2010/GJ | Price¦Secondary Energy¦Liquids¦Oil | fuel_supply | oil | 2020 | 82.2847 | Price¦Secondary Energy¦Liquids¦Oil
Downscaling[REMIND-MAgPIE 3.2-4.6] | Net Zero 2050 | DEU | Price¦Secondary Energy¦Liquids¦Oil | US$2010/GJ | Price¦Secondary Energy¦Liquids¦Oil | fuel_supply | oil | 2025 | 82.8264 | Price¦Secondary Energy¦Liquids¦Oil
Downscaling[REMIND-MAgPIE 3.2-4.6] | Net Zero 2050 | DEU | Price¦Secondary Energy¦Liquids¦Oil | US$2010/GJ | Price¦Secondary Energy¦Liquids¦Oil | fuel_supply | oil | 2030 | 95.1235 | Price¦Secondary Energy¦Liquids¦Oil
Downscaling[REMIND-MAgPIE 3.2-4.6] | Net Zero 2050 | DEU | Price¦Secondary Energy¦Liquids¦Oil | US$2010/GJ | Price¦Secondary Energy¦Liquids¦Oil | fuel_supply | oil | 2035 | 108.9455 | Price¦Secondary Energy¦Liquids¦Oil
Downscaling[REMIND-MAgPIE 3.2-4.6] | Net Zero 2050 | DEU | Price¦Secondary Energy¦Liquids¦Oil | US$2010/GJ | Price¦Secondary Energy¦Liquids¦Oil | fuel_supply | oil | 2040 | 135.0444 | Price¦Secondary Energy¦Liquids¦Oil
Downscaling[REMIND-MAgPIE 3.2-4.6] | Net Zero 2050 | DEU | Price¦Secondary Energy¦Liquids¦Oil | US$2010/GJ | Price¦Secondary Energy¦Liquids¦Oil | fuel_supply | oil | 2045 | 143.601 | Price¦Secondary Energy¦Liquids¦Oil
Downscaling[REMIND-MAgPIE 3.2-4.6] | Net Zero 2050 | DEU | Price¦Secondary Energy¦Liquids¦Oil | US$2010/GJ | Price¦Secondary Energy¦Liquids¦Oil | fuel_supply | oil | 2050 | 151.4053 | Price¦Secondary Energy¦Liquids¦Oil
Downscaling[REMIND-MAgPIE 3.2-4.6] | Net Zero 2050 | DEU | Emissions¦CO2 | Mt CO2/yr | Emissions¦CO2 | scenarios - CO2 abatement | CO2 | 2020 | 568.4494 | Emissions¦CO2
Downscaling[REMIND-MAgPIE 3.2-4.6] | Net Zero 2050 | DEU | Emissions¦CO2 | Mt CO2/yr | Emissions¦CO2 | scenarios - CO2 abatement | CO2 | 2025 | 366.3573 | Emissions¦CO2
Downscaling[REMIND-MAgPIE 3.2-4.6] | Net Zero 2050 | DEU | Emissions¦CO2 | Mt CO2/yr | Emissions¦CO2 | scenarios - CO2 abatement | CO2 | 2030 | 137.8317 | Emissions¦CO2
Downscaling[REMIND-MAgPIE 3.2-4.6] | Net Zero 2050 | DEU | Emissions¦CO2 | Mt CO2/yr | Emissions¦CO2 | scenarios - CO2 abatement | CO2 | 2035 | 1.9109 | Emissions¦CO2
Downscaling[REMIND-MAgPIE 3.2-4.6] | Net Zero 2050 | DEU | Emissions¦CO2 | Mt CO2/yr | Emissions¦CO2 | scenarios - CO2 abatement | CO2 | 2040 | -89.4045 | Emissions¦CO2
Downscaling[REMIND-MAgPIE 3.2-4.6] | Net Zero 2050 | DEU | Emissions¦CO2 | Mt CO2/yr | Emissions¦CO2 | scenarios - CO2 abatement | CO2 | 2045 | -113.1366 | Emissions¦CO2
Downscaling[REMIND-MAgPIE 3.2-4.6] | Net Zero 2050 | DEU | Emissions¦CO2 | Mt CO2/yr | Emissions¦CO2 | scenarios - CO2 abatement | CO2 | 2050 | -118.0295 | Emissions¦CO2
Downscaling[REMIND-MAgPIE 3.2-4.6] | Net Zero 2050 | DEU | Emissions¦CO2¦Energy | Mt CO2/yr | Emissions¦CO2¦Energy | scenarios - CO2 abatement | CO2 | 2020 | 601.0987 | Emissions¦CO2¦Energy
Downscaling[REMIND-MAgPIE 3.2-4.6] | Net Zero 2050 | DEU | Emissions¦CO2¦Energy | Mt CO2/yr | Emissions¦CO2¦Energy | scenarios - CO2 abatement | CO2 | 2025 | 376.1228 | Emissions¦CO2¦Energy
Downscaling[REMIND-MAgPIE 3.2-4.6] | Net Zero 2050 | DEU | Emissions¦CO2¦Energy | Mt CO2/yr | Emissions¦CO2¦Energy | scenarios - CO2 abatement | CO2 | 2030 | 157.9063 | Emissions¦CO2¦Energy
Downscaling[REMIND-MAgPIE 3.2-4.6] | Net Zero 2050 | DEU | Emissions¦CO2¦Energy | Mt CO2/yr | Emissions¦CO2¦Energy | scenarios - CO2 abatement | CO2 | 2035 | 28.2671 | Emissions¦CO2¦Energy
Downscaling[REMIND-MAgPIE 3.2-4.6] | Net Zero 2050 | DEU | Emissions¦CO2¦Energy | Mt CO2/yr | Emissions¦CO2¦Energy | scenarios - CO2 abatement | CO2 | 2040 | -59.0881 | Emissions¦CO2¦Energy
Downscaling[REMIND-MAgPIE 3.2-4.6] | Net Zero 2050 | DEU | Emissions¦CO2¦Energy | Mt CO2/yr | Emissions¦CO2¦Energy | scenarios - CO2 abatement | CO2 | 2045 | -80.508 | Emissions¦CO2¦Energy
Downscaling[REMIND-MAgPIE 3.2-4.6] | Net Zero 2050 | DEU | Emissions¦CO2¦Energy | Mt CO2/yr | Emissions¦CO2¦Energy | scenarios - CO2 abatement | CO2 | 2050 | -83.965 | Emissions¦CO2¦Energy

## weo_pg
Conventional Technologies from WEO
scenario | technology | attribute | 2023 | 2030 | 2050 | model_attribute | model_fuel
Net Zero Emissions by 2050 | Bioenergy + CCUS | Annual O&M Costs (USD/kW) |  | 180 | 150 | ncap_fom | bioenergy
Net Zero Emissions by 2050 | Bioenergy + CCUS | Capacity factor (%) |  | 0.6 | 0.6 | ncap_af | bioenergy
Net Zero Emissions by 2050 | Bioenergy + CCUS | Capital costs (USD/kW) |  | 5150 | 4250 | ncap_cost | bioenergy
Net Zero Emissions by 2050 | Bioenergy + CCUS | Construction Time (years) |  | 3 | 3 | ncap_iled | bioenergy
Net Zero Emissions by 2050 | Bioenergy + CCUS | Efficiency (gross, LHV) |  | 0.3 | 0.3 | efficiency | bioenergy
Net Zero Emissions by 2050 | Bioenergy - Large scale unit | Annual O&M Costs (USD/kW) |  | 80 | 75 | ncap_fom | bioenergy
Net Zero Emissions by 2050 | Bioenergy - Large scale unit | Capacity factor (%) |  | 0.6 | 0.6 | ncap_af | bioenergy
Net Zero Emissions by 2050 | Bioenergy - Large scale unit | Capital costs (USD/kW) |  | 2350 | 2200 | ncap_cost | bioenergy
Net Zero Emissions by 2050 | Bioenergy - Large scale unit | Construction Time (years) |  | 3 | 3 | ncap_iled | bioenergy
Net Zero Emissions by 2050 | Bioenergy - Large scale unit | Efficiency (gross, LHV) |  | 0.35 | 0.35 | efficiency | bioenergy
Net Zero Emissions by 2050 | CCGT | Annual O&M Costs (USD/kW) |  | 25 | 25 | ncap_fom | gas
Net Zero Emissions by 2050 | CCGT | Capital costs (USD/kW) |  | 1000 | 1000 | ncap_cost | gas
Net Zero Emissions by 2050 | CCGT | Efficiency (gross, LHV) |  | 0.6 | 0.61 | efficiency | gas
Net Zero Emissions by 2050 | CCGT + CCS | Annual O&M Costs (USD/kW) |  | 60 | 50 | ncap_fom | gas
Net Zero Emissions by 2050 | CCGT + CCS | Capital costs (USD/kW) |  | 2400 | 2050 | ncap_cost | gas
Net Zero Emissions by 2050 | CCGT + CCS | Efficiency (gross, LHV) |  | 0.52 | 0.54 | efficiency | gas
Net Zero Emissions by 2050 | Coal + CCS | Annual O&M Costs (USD/kW) |  | 130 | 115 | ncap_fom | coal
Net Zero Emissions by 2050 | Coal + CCS | Capital costs (USD/kW) |  | 4350 | 3750 | ncap_cost | coal
Net Zero Emissions by 2050 | Coal + CCS | Efficiency (gross, LHV) |  | 0.38 | 0.39 | efficiency | coal
Net Zero Emissions by 2050 | Gas turbine | Annual O&M Costs (USD/kW) |  | 20 | 20 | ncap_fom | gas
Net Zero Emissions by 2050 | Gas turbine | Capital costs (USD/kW) |  | 500 | 500 | ncap_cost | gas
Net Zero Emissions by 2050 | Gas turbine | Efficiency (gross, LHV) |  | 0.41 | 0.42 | efficiency | gas
Net Zero Emissions by 2050 | Hydropower - large-scale unit | Annual O&M Costs (USD/kW) |  | 65 | 65 | ncap_fom | hydro
Net Zero Emissions by 2050 | Hydropower - large-scale unit | Capacity factor (%) |  | 0.35 | 0.35 | ncap_af | hydro
Net Zero Emissions by 2050 | Hydropower - large-scale unit | Capital costs (USD/kW) |  | 2650 | 2650 | ncap_cost | hydro
Net Zero Emissions by 2050 | Hydropower - large-scale unit | Construction Time (years) |  | 4 | 4 | ncap_iled | hydro
Net Zero Emissions by 2050 | Hydropower - large-scale unit | Efficiency (gross, LHV) |  | 1 | 1 | efficiency | hydro
Net Zero Emissions by 2050 | IGCC | Annual O&M Costs (USD/kW) |  | 85 | 80 | ncap_fom | gas
Net Zero Emissions by 2050 | IGCC | Capital costs (USD/kW) |  | 2350 | 2300 | ncap_cost | gas
Net Zero Emissions by 2050 | IGCC | Efficiency (gross, LHV) |  | 0.47 | 0.5 | efficiency | gas
Net Zero Emissions by 2050 | IGCC + CCS | Annual O&M Costs (USD/kW) |  | 180 | 150 | ncap_fom | coal
Net Zero Emissions by 2050 | IGCC + CCS | Capital costs (USD/kW) |  | 5150 | 4350 | ncap_cost | coal
Net Zero Emissions by 2050 | IGCC + CCS | Efficiency (gross, LHV) |  | 0.38 | 0.43 | efficiency | coal
Net Zero Emissions by 2050 | Nuclear large | Annual O&M Costs (USD/kW) |  | 165 | 160 | ncap_fom | nuclear
Net Zero Emissions by 2050 | Nuclear large | Capital costs (USD/kW) |  | 5100 | 4500 | ncap_cost | nuclear
Net Zero Emissions by 2050 | Nuclear large | Efficiency (gross, LHV) |  | 0.33 | 0.33 | efficiency | nuclear
Net Zero Emissions by 2050 | Oxyfuel + CCS | Annual O&M Costs (USD/kW) |  | 155 | 145 | ncap_fom | coal
Net Zero Emissions by 2050 | Oxyfuel + CCS | Capital costs (USD/kW) |  | 5100 | 4800 | ncap_cost | coal
Net Zero Emissions by 2050 | Oxyfuel + CCS | Efficiency (gross, LHV) |  | 0.38 | 0.39 | efficiency | coal
Net Zero Emissions by 2050 | Solar photovoltaics - Large scale unit | Annual O&M Costs (USD/kW) |  | 10 | 10 | ncap_fom | solar
Net Zero Emissions by 2050 | Solar photovoltaics - Large scale unit | Capacity factor (%) |  | 0.14 | 0.14 | ncap_af | solar
Net Zero Emissions by 2050 | Solar photovoltaics - Large scale unit | Capital costs (USD/kW) |  | 460 | 320 | ncap_cost | solar
Net Zero Emissions by 2050 | Solar photovoltaics - Large scale unit | Construction Time (years) |  | 1.5 | 1.5 | ncap_iled | solar
Net Zero Emissions by 2050 | Solar photovoltaics - Large scale unit | Efficiency (gross, LHV) |  | 1 | 1 | efficiency | solar
Net Zero Emissions by 2050 | Steam Coal - SUBCRITICAL | Annual O&M Costs (USD/kW) |  | 45 | 45 | ncap_fom | coal
Net Zero Emissions by 2050 | Steam Coal - SUBCRITICAL | Capital costs (USD/kW) |  | 1700 | 1700 | ncap_cost | coal
Net Zero Emissions by 2050 | Steam Coal - SUBCRITICAL | Efficiency (gross, LHV) |  | 0.39 | 0.39 | efficiency | coal
Net Zero Emissions by 2050 | Steam Coal - SUPERCRITICAL | Annual O&M Costs (USD/kW) |  | 60 | 60 | ncap_fom | coal
Net Zero Emissions by 2050 | Steam Coal - SUPERCRITICAL | Capital costs (USD/kW) |  | 2000 | 2000 | ncap_cost | coal
Net Zero Emissions by 2050 | Steam Coal - SUPERCRITICAL | Efficiency (gross, LHV) |  | 0.43 | 0.43 | efficiency | coal
Net Zero Emissions by 2050 | Steam Coal - ULTRASUPERCRITICAL | Annual O&M Costs (USD/kW) |  | 65 | 65 | ncap_fom | coal
Net Zero Emissions by 2050 | Steam Coal - ULTRASUPERCRITICAL | Capital costs (USD/kW) |  | 2200 | 2200 | ncap_cost | coal
Net Zero Emissions by 2050 | Steam Coal - ULTRASUPERCRITICAL | Efficiency (gross, LHV) |  | 0.46 | 0.48 | efficiency | coal
Net Zero Emissions by 2050 | Wind offshore | Annual O&M Costs (USD/kW) |  | 45 | 35 | ncap_fom | unknown
Net Zero Emissions by 2050 | Wind offshore | Capacity factor (%) |  | 0.55 | 0.56 | ncap_af | unknown
Net Zero Emissions by 2050 | Wind offshore | Capital costs (USD/kW) |  | 2140 | 1440 | ncap_cost | unknown
Net Zero Emissions by 2050 | Wind offshore | Construction Time (years) |  | 3 | 3 | ncap_iled | unknown
Net Zero Emissions by 2050 | Wind offshore | Efficiency (gross, LHV) |  | 1 | 1 | efficiency | unknown
Net Zero Emissions by 2050 | Wind onshore | Annual O&M Costs (USD/kW) |  | 38 | 38 | ncap_fom | unknown
Net Zero Emissions by 2050 | Wind onshore | Capacity factor (%) |  | 0.3 | 0.3 | ncap_af | unknown
Net Zero Emissions by 2050 | Wind onshore | Capital costs (USD/kW) |  | 1530 | 1440 | ncap_cost | unknown
Net Zero Emissions by 2050 | Wind onshore | Construction Time (years) |  | 1.5 | 1.5 | ncap_iled | unknown
Net Zero Emissions by 2050 | Wind onshore | Efficiency (gross, LHV) |  | 1 | 1 | efficiency | unknown
Stated Policies | Bioenergy + CCUS | Annual O&M Costs (USD/kW) | 200 | 200 | 175 | ncap_fom | bioenergy
Stated Policies | Bioenergy + CCUS | Capacity factor (%) | 0.6 | 0.6 | 0.6 | ncap_af | bioenergy
Stated Policies | Bioenergy + CCUS | Capital costs (USD/kW) | 5750 | 5700 | 5100 | ncap_cost | bioenergy
Stated Policies | Bioenergy + CCUS | Construction Time (years) | 3 | 3 | 3 | ncap_iled | bioenergy
Stated Policies | Bioenergy + CCUS | Efficiency (gross, LHV) | 0.3 | 0.3 | 0.3 | efficiency | bioenergy
Stated Policies | Bioenergy - Large scale unit | Annual O&M Costs (USD/kW) | 85 | 85 | 80 | ncap_fom | bioenergy
Stated Policies | Bioenergy - Large scale unit | Capacity factor (%) | 0.6 | 0.6 | 0.6 | ncap_af | bioenergy
Stated Policies | Bioenergy - Large scale unit | Capital costs (USD/kW) | 2400 | 2350 | 2300 | ncap_cost | bioenergy
Stated Policies | Bioenergy - Large scale unit | Construction Time (years) | 3 | 3 | 3 | ncap_iled | bioenergy
Stated Policies | Bioenergy - Large scale unit | Efficiency (gross, LHV) | 0.35 | 0.35 | 0.35 | efficiency | bioenergy
Stated Policies | CCGT | Annual O&M Costs (USD/kW) | 25 | 25 | 25 | ncap_fom | gas
Stated Policies | CCGT | Capital costs (USD/kW) | 1000 | 1000 | 1000 | ncap_cost | gas
Stated Policies | CCGT | Efficiency (gross, LHV) | 0.59 | 0.6 | 0.61 | efficiency | gas
Stated Policies | CCGT + CCS | Annual O&M Costs (USD/kW) | 75 | 75 | 60 | ncap_fom | gas
Stated Policies | CCGT + CCS | Capital costs (USD/kW) | 3100 | 3100 | 2400 | ncap_cost | gas
Stated Policies | CCGT + CCS | Efficiency (gross, LHV) | 0.51 | 0.52 | 0.54 | efficiency | gas
Stated Policies | Coal + CCS | Annual O&M Costs (USD/kW) | 165 | 165 | 130 | ncap_fom | coal
Stated Policies | Coal + CCS | Capital costs (USD/kW) | 5500 | 5500 | 4350 | ncap_cost | coal
Stated Policies | Coal + CCS | Efficiency (gross, LHV) | 0.37 | 0.38 | 0.39 | efficiency | coal
Stated Policies | Gas turbine | Annual O&M Costs (USD/kW) | 20 | 20 | 20 | ncap_fom | gas
Stated Policies | Gas turbine | Capital costs (USD/kW) | 500 | 500 | 500 | ncap_cost | gas
Stated Policies | Gas turbine | Efficiency (gross, LHV) | 0.4 | 0.41 | 0.42 | efficiency | gas
Stated Policies | Hydropower - large-scale unit | Annual O&M Costs (USD/kW) | 65 | 65 | 65 | ncap_fom | hydro
Stated Policies | Hydropower - large-scale unit | Capacity factor (%) | 0.35 | 0.35 | 0.35 | ncap_af | hydro
Stated Policies | Hydropower - large-scale unit | Capital costs (USD/kW) | 2650 | 2650 | 2650 | ncap_cost | hydro
Stated Policies | Hydropower - large-scale unit | Construction Time (years) | 4 | 4 | 4 | ncap_iled | hydro
Stated Policies | Hydropower - large-scale unit | Efficiency (gross, LHV) | 1 | 1 | 1 | efficiency | hydro
Stated Policies | IGCC | Annual O&M Costs (USD/kW) | 95 | 85 | 80 | ncap_fom | gas
Stated Policies | IGCC | Capital costs (USD/kW) | 2500 | 2350 | 2300 | ncap_cost | gas
Stated Policies | IGCC | Efficiency (gross, LHV) | 0.45 | 0.47 | 0.5 | efficiency | gas
Stated Policies | IGCC + CCS | Annual O&M Costs (USD/kW) | 205 | 200 | 180 | ncap_fom | coal
Stated Policies | IGCC + CCS | Capital costs (USD/kW) | 5850 | 5700 | 5100 | ncap_cost | coal
Stated Policies | IGCC + CCS | Efficiency (gross, LHV) | 0.36 | 0.38 | 0.43 | efficiency | coal
Stated Policies | Nuclear large | Annual O&M Costs (USD/kW) | 165 | 165 | 160 | ncap_fom | nuclear
Stated Policies | Nuclear large | Capital costs (USD/kW) | 6600 | 5100 | 4500 | ncap_cost | nuclear
Stated Policies | Nuclear large | Efficiency (gross, LHV) | 0.33 | 0.33 | 0.33 | efficiency | nuclear
Stated Policies | Oxyfuel + CCS | Annual O&M Costs (USD/kW) | 170 | 170 | 155 | ncap_fom | coal
Stated Policies | Oxyfuel + CCS | Capital costs (USD/kW) | 5700 | 5700 | 5100 | ncap_cost | coal
Stated Policies | Oxyfuel + CCS | Efficiency (gross, LHV) | 0.37 | 0.38 | 0.39 | efficiency | coal
Stated Policies | Solar photovoltaics - Large scale unit | Annual O&M Costs (USD/kW) | 12 | 10 | 10 | ncap_fom | solar
Stated Policies | Solar photovoltaics - Large scale unit | Capacity factor (%) | 0.14 | 0.14 | 0.14 | ncap_af | solar
Stated Policies | Solar photovoltaics - Large scale unit | Capital costs (USD/kW) | 750 | 480 | 340 | ncap_cost | solar
Stated Policies | Solar photovoltaics - Large scale unit | Construction Time (years) | 1.5 | 1.5 | 1.5 | ncap_iled | solar
Stated Policies | Solar photovoltaics - Large scale unit | Efficiency (gross, LHV) | 1 | 1 | 1 | efficiency | solar
Stated Policies | Steam Coal - SUBCRITICAL | Annual O&M Costs (USD/kW) | 45 | 45 | 45 | ncap_fom | coal
Stated Policies | Steam Coal - SUBCRITICAL | Capital costs (USD/kW) | 1700 | 1700 | 1700 | ncap_cost | coal
Stated Policies | Steam Coal - SUBCRITICAL | Efficiency (gross, LHV) | 0.39 | 0.39 | 0.39 | efficiency | coal
Stated Policies | Steam Coal - SUPERCRITICAL | Annual O&M Costs (USD/kW) | 60 | 60 | 60 | ncap_fom | coal
Stated Policies | Steam Coal - SUPERCRITICAL | Capital costs (USD/kW) | 2000 | 2000 | 2000 | ncap_cost | coal
Stated Policies | Steam Coal - SUPERCRITICAL | Efficiency (gross, LHV) | 0.43 | 0.43 | 0.43 | efficiency | coal
Stated Policies | Steam Coal - ULTRASUPERCRITICAL | Annual O&M Costs (USD/kW) | 65 | 65 | 65 | ncap_fom | coal
Stated Policies | Steam Coal - ULTRASUPERCRITICAL | Capital costs (USD/kW) | 2200 | 2200 | 2200 | ncap_cost | coal
Stated Policies | Steam Coal - ULTRASUPERCRITICAL | Efficiency (gross, LHV) | 0.46 | 0.46 | 0.48 | efficiency | coal
Stated Policies | Wind offshore | Annual O&M Costs (USD/kW) | 60 | 50 | 40 | ncap_fom | unknown
Stated Policies | Wind offshore | Capacity factor (%) | 0.5 | 0.55 | 0.56 | ncap_af | unknown
Stated Policies | Wind offshore | Capital costs (USD/kW) | 3120 | 2280 | 1660 | ncap_cost | unknown
Stated Policies | Wind offshore | Construction Time (years) | 3 | 3 | 3 | ncap_iled | unknown
Stated Policies | Wind offshore | Efficiency (gross, LHV) | 1 | 1 | 1 | efficiency | unknown
Stated Policies | Wind onshore | Annual O&M Costs (USD/kW) | 42 | 40 | 38 | ncap_fom | unknown
Stated Policies | Wind onshore | Capacity factor (%) | 0.29 | 0.3 | 0.3 | ncap_af | unknown
Stated Policies | Wind onshore | Capital costs (USD/kW) | 1630 | 1550 | 1490 | ncap_cost | unknown
Stated Policies | Wind onshore | Construction Time (years) | 1.5 | 1.5 | 1.5 | ncap_iled | unknown
Stated Policies | Wind onshore | Efficiency (gross, LHV) | 1 | 1 | 1 | efficiency | unknown

## re_targets
RE Targets from EMBER
TARGET_YEAR | FUEL_CATEGORY | METRIC | VALUE | SOURCE_TYPE | SOURCE_NAME | PUBLISHER | ANNOUNCEMENT_DATE | LINK | SOURCE_SUMMARY | NOTES
2030 | Offshore Wind | capacity_total_gw | 30 | National strategy or plans (approved) | Update of the Integrated National Energy and Climate Plan | Federal Ministry for Economic Affairs and Climate Action of Germany | 2024-08-24 | https://commission.europa.eu/publications/germany-final-updated-necp-2021-2030-submitted-2024_en | In August 2024, Germany has submitted its updated draft NECP to the European Commission. It is indicated that the share of renewables in gross electricity consumption is shown as 74.2% in modeling projections in EU national statistics; however, the target for Germany remains to stay as 80% by 2030. | Capacity: pg. 57 Generation: pg. 58 Share of Consumption, pg. 21
2030 | Onshore Wind | capacity_total_gw | 115 | National strategy or plans (approved) | Update of the Integrated National Energy and Climate Plan | Federal Ministry for Economic Affairs and Climate Action of Germany | 2024-08-24 | https://commission.europa.eu/publications/germany-final-updated-necp-2021-2030-submitted-2024_en | In August 2024, Germany has submitted its updated draft NECP to the European Commission. It is indicated that the share of renewables in gross electricity consumption is shown as 74.2% in modeling projections in EU national statistics; however, the target for Germany remains to stay as 80% by 2030. | Capacity: pg. 57 Generation: pg. 58 Share of Consumption, pg. 21
2030 | Solar | capacity_total_gw | 215 | National strategy or plans (approved) | Update of the Integrated National Energy and Climate Plan | Federal Ministry for Economic Affairs and Climate Action of Germany | 2024-08-24 | https://commission.europa.eu/publications/germany-final-updated-necp-2021-2030-submitted-2024_en | In August 2024, Germany has submitted its updated draft NECP to the European Commission. It is indicated that the share of renewables in gross electricity consumption is shown as 74.2% in modeling projections in EU national statistics; however, the target for Germany remains to stay as 80% by 2030. | Capacity: pg. 57 Generation: pg. 58 Share of Consumption, pg. 21
2030 | Renewables | generation_twh | 600 | National strategy or plans (approved) | Update of the Integrated National Energy and Climate Plan | Federal Ministry for Economic Affairs and Climate Action of Germany | 2024-08-24 | https://commission.europa.eu/publications/germany-final-updated-necp-2021-2030-submitted-2024_en | In August 2024, Germany has submitted its updated draft NECP to the European Commission. It is indicated that the share of renewables in gross electricity consumption is shown as 74.2% in modeling projections in EU national statistics; however, the target for Germany remains to stay as 80% by 2030. | Capacity: pg. 57 Generation: pg. 58 Share of Consumption, pg. 21
2030 | Renewables | share_of_consumption_pct | 80 | National strategy or plans (approved) | Update of the Integrated National Energy and Climate Plan | Federal Ministry for Economic Affairs and Climate Action of Germany | 2024-08-24 | https://commission.europa.eu/publications/germany-final-updated-necp-2021-2030-submitted-2024_en | In August 2024, Germany has submitted its updated draft NECP to the European Commission. It is indicated that the share of renewables in gross electricity consumption is shown as 74.2% in modeling projections in EU national statistics; however, the target for Germany remains to stay as 80% by 2030. | Capacity: pg. 57 Generation: pg. 58 Share of Consumption, pg. 21
2045 | Bioenergy | capacity_total_gw | 2.43 | Official projections | Long-term scenarios for the transformation of the energy system in Germany | Federal Ministry for Economic Affairs and Climate Protection | 2022-11-01 | https://langfristszenarien.de/enertile-explorer-de/szenario-explorer/angebot.php | The Federal Ministry for Economic Affairs and Climate Protection conducts “Long-term scenarios for the transformation of the energy system in Germany” to model future development of the energy system under the latest the energy and climate policy goals. The results from the T45 scenario (pathway to reach carbon neutrality by 2045) match the targets provided by the Easter Package 2023. Since not all capacity targets are given in the Easter Package, we use this source to fill the capacity target gap. | Capacity data is taken from T45-Strom scenario.
2040 | Bioenergy | capacity_total_gw | 4.4 | Official projections | Long-term scenarios for the transformation of the energy system in Germany | Federal Ministry for Economic Affairs and Climate Protection | 2022-11-01 | https://langfristszenarien.de/enertile-explorer-de/szenario-explorer/angebot.php | The Federal Ministry for Economic Affairs and Climate Protection conducts “Long-term scenarios for the transformation of the energy system in Germany” to model future development of the energy system under the latest the energy and climate policy goals. The results from the T45 scenario (pathway to reach carbon neutrality by 2045) match the targets provided by the Easter Package 2023. Since not all capacity targets are given in the Easter Package, we use this source to fill the capacity target gap. | Capacity data is taken from T45-Strom scenario.
2030 | Bioenergy | capacity_total_gw | 8.2 | Official projections | Long-term scenarios for the transformation of the energy system in Germany | Federal Ministry for Economic Affairs and Climate Protection | 2022-11-01 | https://langfristszenarien.de/enertile-explorer-de/szenario-explorer/angebot.php | The Federal Ministry for Economic Affairs and Climate Protection conducts “Long-term scenarios for the transformation of the energy system in Germany” to model future development of the energy system under the latest the energy and climate policy goals. The results from the T45 scenario (pathway to reach carbon neutrality by 2045) match the targets provided by the Easter Package 2023. Since not all capacity targets are given in the Easter Package, we use this source to fill the capacity target gap. | Capacity data is taken from T45-Strom scenario.
2045 | Hydro | capacity_total_gw | 5.2 | Official projections | Long-term scenarios for the transformation of the energy system in Germany | Federal Ministry for Economic Affairs and Climate Protection | 2022-11-01 | https://langfristszenarien.de/enertile-explorer-de/szenario-explorer/angebot.php | The Federal Ministry for Economic Affairs and Climate Protection conducts “Long-term scenarios for the transformation of the energy system in Germany” to model future development of the energy system under the latest the energy and climate policy goals. The results from the T45 scenario (pathway to reach carbon neutrality by 2045) match the targets provided by the Easter Package 2023. Since not all capacity targets are given in the Easter Package, we use this source to fill the capacity target gap. | Capacity data is taken from T45-Strom scenario.
2040 | Hydro | capacity_total_gw | 5.2 | Official projections | Long-term scenarios for the transformation of the energy system in Germany | Federal Ministry for Economic Affairs and Climate Protection | 2022-11-01 | https://langfristszenarien.de/enertile-explorer-de/szenario-explorer/angebot.php | The Federal Ministry for Economic Affairs and Climate Protection conducts “Long-term scenarios for the transformation of the energy system in Germany” to model future development of the energy system under the latest the energy and climate policy goals. The results from the T45 scenario (pathway to reach carbon neutrality by 2045) match the targets provided by the Easter Package 2023. Since not all capacity targets are given in the Easter Package, we use this source to fill the capacity target gap. | Capacity data is taken from T45-Strom scenario.
2030 | Hydro | capacity_total_gw | 5.2 | Official projections | Long-term scenarios for the transformation of the energy system in Germany | Federal Ministry for Economic Affairs and Climate Protection | 2022-11-01 | https://langfristszenarien.de/enertile-explorer-de/szenario-explorer/angebot.php | The Federal Ministry for Economic Affairs and Climate Protection conducts “Long-term scenarios for the transformation of the energy system in Germany” to model future development of the energy system under the latest the energy and climate policy goals. The results from the T45 scenario (pathway to reach carbon neutrality by 2045) match the targets provided by the Easter Package 2023. Since not all capacity targets are given in the Easter Package, we use this source to fill the capacity target gap. | Capacity data is taken from T45-Strom scenario.
2045 | Offshore Wind | capacity_total_gw | 70 | Official projections | Long-term scenarios for the transformation of the energy system in Germany | Federal Ministry for Economic Affairs and Climate Protection | 2022-11-01 | https://langfristszenarien.de/enertile-explorer-de/szenario-explorer/angebot.php | The Federal Ministry for Economic Affairs and Climate Protection conducts “Long-term scenarios for the transformation of the energy system in Germany” to model future development of the energy system under the latest the energy and climate policy goals. The results from the T45 scenario (pathway to reach carbon neutrality by 2045) match the targets provided by the Easter Package 2023. Since not all capacity targets are given in the Easter Package, we use this source to fill the capacity target gap. | Capacity data is taken from T45-Strom scenario.
2040 | Offshore Wind | capacity_total_gw | 70 | Official projections | Long-term scenarios for the transformation of the energy system in Germany | Federal Ministry for Economic Affairs and Climate Protection | 2022-11-01 | https://langfristszenarien.de/enertile-explorer-de/szenario-explorer/angebot.php | The Federal Ministry for Economic Affairs and Climate Protection conducts “Long-term scenarios for the transformation of the energy system in Germany” to model future development of the energy system under the latest the energy and climate policy goals. The results from the T45 scenario (pathway to reach carbon neutrality by 2045) match the targets provided by the Easter Package 2023. Since not all capacity targets are given in the Easter Package, we use this source to fill the capacity target gap. | Capacity data is taken from T45-Strom scenario.
2045 | Onshore Wind | capacity_total_gw | 160 | Official projections | Long-term scenarios for the transformation of the energy system in Germany | Federal Ministry for Economic Affairs and Climate Protection | 2022-11-01 | https://langfristszenarien.de/enertile-explorer-de/szenario-explorer/angebot.php | The Federal Ministry for Economic Affairs and Climate Protection conducts “Long-term scenarios for the transformation of the energy system in Germany” to model future development of the energy system under the latest the energy and climate policy goals. The results from the T45 scenario (pathway to reach carbon neutrality by 2045) match the targets provided by the Easter Package 2023. Since not all capacity targets are given in the Easter Package, we use this source to fill the capacity target gap. | Capacity data is taken from T45-Strom scenario.
2040 | Onshore Wind | capacity_total_gw | 160 | Official projections | Long-term scenarios for the transformation of the energy system in Germany | Federal Ministry for Economic Affairs and Climate Protection | 2022-11-01 | https://langfristszenarien.de/enertile-explorer-de/szenario-explorer/angebot.php | The Federal Ministry for Economic Affairs and Climate Protection conducts “Long-term scenarios for the transformation of the energy system in Germany” to model future development of the energy system under the latest the energy and climate policy goals. The results from the T45 scenario (pathway to reach carbon neutrality by 2045) match the targets provided by the Easter Package 2023. Since not all capacity targets are given in the Easter Package, we use this source to fill the capacity target gap. | Capacity data is taken from T45-Strom scenario.
2045 | Solar | capacity_total_gw | 428.2 | Official projections | Long-term scenarios for the transformation of the energy system in Germany | Federal Ministry for Economic Affairs and Climate Protection | 2022-11-01 | https://langfristszenarien.de/enertile-explorer-de/szenario-explorer/angebot.php | The Federal Ministry for Economic Affairs and Climate Protection conducts “Long-term scenarios for the transformation of the energy system in Germany” to model future development of the energy system under the latest the energy and climate policy goals. The results from the T45 scenario (pathway to reach carbon neutrality by 2045) match the targets provided by the Easter Package 2023. Since not all capacity targets are given in the Easter Package, we use this source to fill the capacity target gap. | Capacity data is taken from T45-Strom scenario.
2040 | Solar | capacity_total_gw | 400 | Official projections | Long-term scenarios for the transformation of the energy system in Germany | Federal Ministry for Economic Affairs and Climate Protection | 2022-11-01 | https://langfristszenarien.de/enertile-explorer-de/szenario-explorer/angebot.php | The Federal Ministry for Economic Affairs and Climate Protection conducts “Long-term scenarios for the transformation of the energy system in Germany” to model future development of the energy system under the latest the energy and climate policy goals. The results from the T45 scenario (pathway to reach carbon neutrality by 2045) match the targets provided by the Easter Package 2023. Since not all capacity targets are given in the Easter Package, we use this source to fill the capacity target gap. | Capacity data is taken from T45-Strom scenario.
2030 | Renewables | share_of_generation_pct | 75 | Official projections | Ausbau erneuerbarer Energien massiv beschleunigen | German Federal Government | 2023-03-01 | https://www.bundesregierung.de/breg-de/schwerpunkte/klimaschutz/novelle-eeg-gesetz-2023-2023972 | The German Federal government published an explainer of the new EEG 2023, as the new law came into force on January 2023. In this document, the German government reiterates its ambition to produce at least 600TWh of renewables by 2030 and provides a projection for total electricity production in 2030 (800TWh). | "Um das neue Ausbauziel für Wind- und Solarstrom zu erreichen, werden die Ausschreibungsmengen für die Zeit bis 2028/29 deutlich erhöht. Bis 2030 sollen mindestens 80 Prozent des Stromverbrauchs in Deutschland aus erneuerbaren Energien stammen. Das bedeutet fast eine Verdoppelung des Anteils am Gesamtstromverbrauch. Denn bis zum Ende dieses Jahrzehnts wird die Stromproduktion von 600 Terawattstunden auf 800 Terawattstunden steigen – für mehr elektrifizierte Industrieprozesse, Wärme und Elektromobilität." Share of generation is 600 TWh of renewable generation divided by the 800 TWh total.
2030 | Offshore Wind | capacity_total_gw | 30.5 | Written into law | The Easter Package | the Federal Ministry for Economic Affairs and Climate Action | 2022-04-01 | https://www.bmwk.de/Redaktion/EN/Downloads/Energy/0406_ueberblickspapier_osterpaket_en.pdf?__blob=publicationFile&v=5 | In response to the energy crisis spurred by the Russian Invasion of Ukraine, the German Ministry legislated a package of policy reforms to accerelate growth of renewables. In the package, the Renewable Energy Sources Act (EEG) raised renewable target to 80% of electricity consumption (600TWh) by 2030, and 100% by 2035. The law raised onshore wind capacity target to 115GW and solar to 215GW. The Offshore Wind Energy Act raised offshore wind target to 30GW by 2030 and 40GW by 2035. Power demand in 2030 is back-calculated with the renewables share (80%, 600TWh). | The share of generation is based on demand, not production
2030 | Onshore Wind | capacity_total_gw | 115 | Written into law | The Easter Package | the Federal Ministry for Economic Affairs and Climate Action | 2022-04-01 | https://www.bmwk.de/Redaktion/EN/Downloads/Energy/0406_ueberblickspapier_osterpaket_en.pdf?__blob=publicationFile&v=5 | In response to the energy crisis spurred by the Russian Invasion of Ukraine, the German Ministry legislated a package of policy reforms to accerelate growth of renewables. In the package, the Renewable Energy Sources Act (EEG) raised renewable target to 80% of electricity consumption (600TWh) by 2030, and 100% by 2035. The law raised onshore wind capacity target to 115GW and solar to 215GW. The Offshore Wind Energy Act raised offshore wind target to 30GW by 2030 and 40GW by 2035. Power demand in 2030 is back-calculated with the renewables share (80%, 600TWh). | The share of generation is based on demand, not production
2030 | Solar | capacity_total_gw | 215 | Written into law | The Easter Package | the Federal Ministry for Economic Affairs and Climate Action | 2022-04-01 | https://www.bmwk.de/Redaktion/EN/Downloads/Energy/0406_ueberblickspapier_osterpaket_en.pdf?__blob=publicationFile&v=5 | In response to the energy crisis spurred by the Russian Invasion of Ukraine, the German Ministry legislated a package of policy reforms to accerelate growth of renewables. In the package, the Renewable Energy Sources Act (EEG) raised renewable target to 80% of electricity consumption (600TWh) by 2030, and 100% by 2035. The law raised onshore wind capacity target to 115GW and solar to 215GW. The Offshore Wind Energy Act raised offshore wind target to 30GW by 2030 and 40GW by 2035. Power demand in 2030 is back-calculated with the renewables share (80%, 600TWh). | The share of generation is based on demand, not production
2030 | Renewables | generation_twh | 600 | Written into law | The Easter Package | the Federal Ministry for Economic Affairs and Climate Action | 2022-04-01 | https://www.bmwk.de/Redaktion/EN/Downloads/Energy/0406_ueberblickspapier_osterpaket_en.pdf?__blob=publicationFile&v=5 | In response to the energy crisis spurred by the Russian Invasion of Ukraine, the German Ministry legislated a package of policy reforms to accerelate growth of renewables. In the package, the Renewable Energy Sources Act (EEG) raised renewable target to 80% of electricity consumption (600TWh) by 2030, and 100% by 2035. The law raised onshore wind capacity target to 115GW and solar to 215GW. The Offshore Wind Energy Act raised offshore wind target to 30GW by 2030 and 40GW by 2035. Power demand in 2030 is back-calculated with the renewables share (80%, 600TWh). | The share of generation is based on demand, not production
2030 | Renewables | share_of_consumption_pct | 80 | Written into law | The Easter Package | the Federal Ministry for Economic Affairs and Climate Action | 2022-04-01 | https://www.bmwk.de/Redaktion/EN/Downloads/Energy/0406_ueberblickspapier_osterpaket_en.pdf?__blob=publicationFile&v=5 | In response to the energy crisis spurred by the Russian Invasion of Ukraine, the German Ministry legislated a package of policy reforms to accerelate growth of renewables. In the package, the Renewable Energy Sources Act (EEG) raised renewable target to 80% of electricity consumption (600TWh) by 2030, and 100% by 2035. The law raised onshore wind capacity target to 115GW and solar to 215GW. The Offshore Wind Energy Act raised offshore wind target to 30GW by 2030 and 40GW by 2035. Power demand in 2030 is back-calculated with the renewables share (80%, 600TWh). | The share of generation is based on demand, not production

## ccs_retrofits
CCS Retrofits
model_fuel | model_name | capex | fixom | varom | efficiency | AF | efficiency_old | plant_old
coal | ep_coal_subcritical_DE160-220__m_ccs-rf | 3583 | 49 | 4.59 | 0.10333 | 0.5605 | 0.3399 | ep_coal_subcritical_DE160-220__m
coal | ep_coal_subcritical_DE160-220_ccs-rf | 3583 | 49 | 4.59 | 0.10333 | 0.5605 | 0.3399 | ep_coal_subcritical_DE160-220
coal | ep_coal_subcritical_DE8-380_ccs-rf | 3583 | 49 | 4.59 | 0.10646 | 0.5605 | 0.3502 | ep_coal_subcritical_DE8-380
coal | ep_coal_subcritical_G100000100137_ccs-rf | 1967 | 25.2 | 2.73 | 0.27506 | 0.7676 | 0.3605 | ep_coal_subcritical_G100000100137
coal | ep_coal_subcritical_G100000100765__m_ccs-rf | 1726 | 20.9 | 2.55 | 0.30462 | 0.8227 | 0.3605 | ep_coal_subcritical_G100000100765__m
coal | ep_coal_subcritical_G100000100771_ccs-rf | 3144 | 43.8 | 3.94 | 0.13766 | 0.59565 | 0.3399 | ep_coal_subcritical_G100000100771
coal | ep_coal_subcritical_G100000100772_ccs-rf | 3144 | 43.8 | 3.94 | 0.13766 | 0.59565 | 0.3399 | ep_coal_subcritical_G100000100772
coal | ep_coal_subcritical_G100000100773__m_ccs-rf | 1726 | 20.9 | 2.55 | 0.30462 | 0.8227 | 0.3605 | ep_coal_subcritical_G100000100773__m
coal | ep_coal_subcritical_G100000101032_ccs-rf | 1967 | 25.2 | 2.73 | 0.2672 | 0.7676 | 0.3502 | ep_coal_subcritical_G100000101032
coal | ep_coal_subcritical_G100000101033_ccs-rf | 1967 | 25.2 | 2.73 | 0.2672 | 0.7676 | 0.3502 | ep_coal_subcritical_G100000101033
coal | ep_coal_subcritical_G100000101380_ccs-rf | 3583 | 49 | 4.59 | 0.093936 | 0.5605 | 0.309 | ep_coal_subcritical_G100000101380
coal | ep_coal_subcritical_G100000103040_ccs-rf | 3144 | 43.8 | 3.94 | 0.13766 | 0.59565 | 0.3399 | ep_coal_subcritical_G100000103040
coal | ep_coal_subcritical_G100000103041_ccs-rf | 3144 | 43.8 | 3.94 | 0.13766 | 0.59565 | 0.3399 | ep_coal_subcritical_G100000103041
coal | ep_coal_subcritical_G100000103045_ccs-rf | 3144 | 43.8 | 3.94 | 0.13349 | 0.59565 | 0.3296 | ep_coal_subcritical_G100000103045
coal | ep_coal_subcritical_G100000103047_ccs-rf | 1967 | 25.2 | 2.73 | 0.28292 | 0.7676 | 0.3708 | ep_coal_subcritical_G100000103047
coal | ep_coal_subcritical_G100000103729_ccs-rf | 3583 | 49 | 4.59 | 0.093936 | 0.5605 | 0.309 | ep_coal_subcritical_G100000103729
coal | ep_coal_subcritical_G100000103730_ccs-rf | 3583 | 49 | 4.59 | 0.093936 | 0.5605 | 0.309 | ep_coal_subcritical_G100000103730
coal | ep_coal_subcritical_G100000103731_ccs-rf | 1726 | 20.9 | 2.55 | 0.30462 | 0.8227 | 0.3605 | ep_coal_subcritical_G100000103731
coal | ep_coal_subcritical_G100000104967_ccs-rf | 1967 | 25.2 | 2.73 | 0.27506 | 0.7676 | 0.3605 | ep_coal_subcritical_G100000104967
coal | ep_coal_subcritical_G100000104968_ccs-rf | 1967 | 25.2 | 2.73 | 0.27506 | 0.7676 | 0.3605 | ep_coal_subcritical_G100000104968
coal | ep_coal_subcritical_G100000104969_ccs-rf | 1967 | 25.2 | 2.73 | 0.27506 | 0.7676 | 0.3605 | ep_coal_subcritical_G100000104969
coal | ep_coal_subcritical_G100000104970_ccs-rf | 1967 | 25.2 | 2.73 | 0.27506 | 0.7676 | 0.3605 | ep_coal_subcritical_G100000104970
coal | ep_coal_subcritical_G100000105963_ccs-rf | 3144 | 43.8 | 3.94 | 0.13349 | 0.59565 | 0.3296 | ep_coal_subcritical_G100000105963
coal | ep_coal_subcritical_G100000107428_ccs-rf | 1967 | 25.2 | 2.73 | 0.2672 | 0.7676 | 0.3502 | ep_coal_subcritical_G100000107428
coal | ep_coal_subcritical_G100000107429_ccs-rf | 1967 | 25.2 | 2.73 | 0.2672 | 0.7676 | 0.3502 | ep_coal_subcritical_G100000107429
coal | ep_coal_subcritical_G100000108503__m_ccs-rf | 1967 | 25.2 | 2.73 | 0.27506 | 0.7676 | 0.3605 | ep_coal_subcritical_G100000108503__m
coal | ep_coal_subcritical_G100000108876_ccs-rf | 1967 | 25.2 | 2.73 | 0.28292 | 0.7676 | 0.3708 | ep_coal_subcritical_G100000108876
coal | ep_coal_subcritical_G100000108877_ccs-rf | 1967 | 25.2 | 2.73 | 0.28292 | 0.7676 | 0.3708 | ep_coal_subcritical_G100000108877
coal | ep_coal_subcritical_G100000108878_ccs-rf | 3144 | 43.8 | 3.94 | 0.13349 | 0.59565 | 0.3296 | ep_coal_subcritical_G100000108878
coal | ep_coal_subcritical_G100000108879_ccs-rf | 3144 | 43.8 | 3.94 | 0.13349 | 0.59565 | 0.3296 | ep_coal_subcritical_G100000108879
coal | ep_coal_subcritical_G100000110157_ccs-rf | 2757 | 39.2 | 3.35 | 0.173 | 0.6308 | 0.3502 | ep_coal_subcritical_G100000110157
coal | ep_coal_subcritical_G100000110652__m_ccs-rf | 3144 | 43.8 | 3.94 | 0.13766 | 0.59565 | 0.3399 | ep_coal_subcritical_G100000110652__m
coal | ep_coal_subcritical_G100000110653__m_ccs-rf | 3144 | 43.8 | 3.94 | 0.13766 | 0.59565 | 0.3399 | ep_coal_subcritical_G100000110653__m
coal | ep_coal_subcritical_G100000110699_ccs-rf | 3583 | 49 | 4.59 | 0.093936 | 0.5605 | 0.309 | ep_coal_subcritical_G100000110699
coal | ep_coal_subcritical_G100000110760_ccs-rf | 3583 | 49 | 4.59 | 0.093936 | 0.5605 | 0.309 | ep_coal_subcritical_G100000110760
coal | ep_coal_subcritical_G100000110761_ccs-rf | 3583 | 49 | 4.59 | 0.093936 | 0.5605 | 0.309 | ep_coal_subcritical_G100000110761
coal | ep_coal_subcritical_G100000110779_ccs-rf | 1726 | 20.9 | 2.55 | 0.29592 | 0.8227 | 0.3502 | ep_coal_subcritical_G100000110779
coal | ep_coal_subcritical_G100000110854_ccs-rf | 3144 | 43.8 | 3.94 | 0.13349 | 0.59565 | 0.3296 | ep_coal_subcritical_G100000110854
coal | ep_coal_subcritical_G100000110855_ccs-rf | 1967 | 25.2 | 2.73 | 0.2672 | 0.7676 | 0.3502 | ep_coal_subcritical_G100000110855
coal | ep_coal_subcritical_G100000110856_ccs-rf | 1967 | 25.2 | 2.73 | 0.2672 | 0.7676 | 0.3502 | ep_coal_subcritical_G100000110856
coal | ep_coal_subcritical__ccs-rf | 3583 | 49 | 4.59 | 0.11272 | 0.5605 | 0.3708 | ep_coal_subcritical_
coal | ep_coal_subcritical_w1118059105-220_ccs-rf | 3583 | 49 | 4.59 | 0.10333 | 0.5605 | 0.3399 | ep_coal_subcritical_w1118059105-220
coal | ep_coal_subcritical_w147878692-380_ccs-rf | 3583 | 49 | 4.59 | 0.10333 | 0.5605 | 0.3399 | ep_coal_subcritical_w147878692-380
coal | ep_coal_subcritical_w156960655-380_ccs-rf | 3583 | 49 | 4.59 | 0.1002 | 0.5605 | 0.3296 | ep_coal_subcritical_w156960655-380
coal | ep_coal_subcritical_w207756597-220_ccs-rf | 3583 | 49 | 4.59 | 0.10333 | 0.5605 | 0.3399 | ep_coal_subcritical_w207756597-220
coal | ep_coal_subcritical_w22765517-220_ccs-rf | 3583 | 49 | 4.59 | 0.10646 | 0.5605 | 0.3502 | ep_coal_subcritical_w22765517-220
coal | ep_coal_subcritical_w22960899-380_ccs-rf | 3583 | 49 | 4.59 | 0.10333 | 0.5605 | 0.3399 | ep_coal_subcritical_w22960899-380
coal | ep_coal_subcritical_w23583867-380_ccs-rf | 3583 | 49 | 4.59 | 0.10646 | 0.5605 | 0.3502 | ep_coal_subcritical_w23583867-380
coal | ep_coal_subcritical_w23682013-220_ccs-rf | 3583 | 49 | 4.59 | 0.10646 | 0.5605 | 0.3502 | ep_coal_subcritical_w23682013-220
coal | ep_coal_subcritical_w24479984-220_ccs-rf | 3583 | 49 | 4.59 | 0.10333 | 0.5605 | 0.3399 | ep_coal_subcritical_w24479984-220
coal | ep_coal_subcritical_w442199284-380_ccs-rf | 3583 | 49 | 4.59 | 0.10333 | 0.5605 | 0.3399 | ep_coal_subcritical_w442199284-380
coal | ep_coal_subcritical_w449010725-380_ccs-rf | 3583 | 49 | 4.59 | 0.10333 | 0.5605 | 0.3399 | ep_coal_subcritical_w449010725-380
coal | ep_coal_subcritical_w46615737-380_ccs-rf | 3583 | 49 | 4.59 | 0.10333 | 0.5605 | 0.3399 | ep_coal_subcritical_w46615737-380
coal | ep_coal_subcritical_w4826893-220_ccs-rf | 3583 | 49 | 4.59 | 0.10333 | 0.5605 | 0.3399 | ep_coal_subcritical_w4826893-220
coal | ep_coal_subcritical_w62061952-380_ccs-rf | 3583 | 49 | 4.59 | 0.10333 | 0.5605 | 0.3399 | ep_coal_subcritical_w62061952-380
coal | ep_coal_supercritical_G100000100138_ccs-rf | 2757 | 39.2 | 3.35 | 0.19844 | 0.6308 | 0.4017 | ep_coal_supercritical_G100000100138
coal | ep_coal_supercritical_G100000101034_ccs-rf | 1726 | 20.9 | 2.55 | 0.33944 | 0.8227 | 0.4017 | ep_coal_supercritical_G100000101034
coal | ep_coal_supercritical_G100000103046_ccs-rf | 1967 | 25.2 | 2.73 | 0.29078 | 0.7676 | 0.3811 | ep_coal_supercritical_G100000103046
coal | ep_coal_supercritical_G100000103850_ccs-rf | 1967 | 25.2 | 2.73 | 0.29078 | 0.7676 | 0.3811 | ep_coal_supercritical_G100000103850
coal | ep_coal_supercritical_G100000106337_ccs-rf | 1726 | 20.9 | 2.55 | 0.33944 | 0.8227 | 0.4017 | ep_coal_supercritical_G100000106337
coal | ep_coal_supercritical_G100000106338_ccs-rf | 1726 | 20.9 | 2.55 | 0.33944 | 0.8227 | 0.4017 | ep_coal_supercritical_G100000106338
coal | ep_coal_supercritical_G100000108642_ccs-rf | 1967 | 25.2 | 2.73 | 0.3065 | 0.7676 | 0.4017 | ep_coal_supercritical_G100000108642
coal | ep_coal_supercritical_G100000108885_ccs-rf | 1726 | 20.9 | 2.55 | 0.33944 | 0.8227 | 0.4017 | ep_coal_supercritical_G100000108885
coal | ep_coal_supercritical_G100000108886_ccs-rf | 1726 | 20.9 | 2.55 | 0.33944 | 0.8227 | 0.4017 | ep_coal_supercritical_G100000108886
coal | ep_coal_supercritical_G100000109623_ccs-rf | 1967 | 25.2 | 2.73 | 0.3065 | 0.7676 | 0.4017 | ep_coal_supercritical_G100000109623
coal | ep_coal_supercritical_G100000111745_ccs-rf | 1967 | 25.2 | 2.73 | 0.29078 | 0.7676 | 0.3811 | ep_coal_supercritical_G100000111745
coal | ep_coal_ultra-supercritical_G100000101036_ccs-rf | 1967 | 25.2 | 2.73 | 0.34186 | 0.7676 | 0.44805 | ep_coal_ultra-supercritical_G100000101036
coal | ep_coal_ultra-supercritical_G100000102255_ccs-rf | 1726 | 20.9 | 2.55 | 0.3786 | 0.8227 | 0.44805 | ep_coal_ultra-supercritical_G100000102255
coal | ep_coal_ultra-supercritical_G100000103042_ccs-rf | 1726 | 20.9 | 2.55 | 0.3786 | 0.8227 | 0.44805 | ep_coal_ultra-supercritical_G100000103042
coal | ep_coal_ultra-supercritical_G100000106458_ccs-rf | 1726 | 20.9 | 2.55 | 0.3786 | 0.8227 | 0.44805 | ep_coal_ultra-supercritical_G100000106458
coal | ep_coal_ultra-supercritical_G100000107368_ccs-rf | 1726 | 20.9 | 2.55 | 0.3786 | 0.8227 | 0.44805 | ep_coal_ultra-supercritical_G100000107368
coal | ep_coal_ultra-supercritical_G100000107369_ccs-rf | 1726 | 20.9 | 2.55 | 0.3786 | 0.8227 | 0.44805 | ep_coal_ultra-supercritical_G100000107369
coal | ep_coal_ultra-supercritical_G100000107430_ccs-rf | 1726 | 20.9 | 2.55 | 0.36555 | 0.8227 | 0.4326 | ep_coal_ultra-supercritical_G100000107430
coal | ep_coal_ultra-supercritical_G100000108504_ccs-rf | 1726 | 20.9 | 2.55 | 0.3786 | 0.8227 | 0.44805 | ep_coal_ultra-supercritical_G100000108504
coal | ep_coal_ultra-supercritical_G100000110704_ccs-rf | 1726 | 20.9 | 2.55 | 0.3786 | 0.8227 | 0.44805 | ep_coal_ultra-supercritical_G100000110704
coal | ep_coal_ultra-supercritical_G100000110939_ccs-rf | 1726 | 20.9 | 2.55 | 0.3786 | 0.8227 | 0.44805 | ep_coal_ultra-supercritical_G100000110939
gas | ep_gas_combined_cycle_DE103-380_ccs-rf | 1365 | 34.2 | 3.75 | 0.5047 | 0.84455 | 0.5768 | ep_gas_combined_cycle_DE103-380
gas | ep_gas_combined_cycle_DE117-380_ccs-rf | 1365 | 34.2 | 3.75 | 0.45062 | 0.84455 | 0.515 | ep_gas_combined_cycle_DE117-380
gas | ep_gas_combined_cycle_DE129-220_ccs-rf | 1365 | 34.2 | 3.75 | 0.52272 | 0.84455 | 0.5974 | ep_gas_combined_cycle_DE129-220
gas | ep_gas_combined_cycle_DE160-220_ccs-rf | 1365 | 34.2 | 3.75 | 0.52272 | 0.84455 | 0.5974 | ep_gas_combined_cycle_DE160-220
gas | ep_gas_combined_cycle_DE183-220_ccs-rf | 1365 | 34.2 | 3.75 | 0.46865 | 0.84455 | 0.5356 | ep_gas_combined_cycle_DE183-220
gas | ep_gas_combined_cycle_DE5-380_ccs-rf | 1365 | 34.2 | 3.75 | 0.45062 | 0.84455 | 0.515 | ep_gas_combined_cycle_DE5-380
gas | ep_gas_combined_cycle_DE52-220_ccs-rf | 1365 | 34.2 | 3.75 | 0.45062 | 0.84455 | 0.515 | ep_gas_combined_cycle_DE52-220
gas | ep_gas_combined_cycle_G100000400110_ccs-rf | 1365 | 34.2 | 3.75 | 0.45062 | 0.84455 | 0.515 | ep_gas_combined_cycle_G100000400110
gas | ep_gas_combined_cycle_G100000400112_ccs-rf | 1365 | 34.2 | 3.75 | 0.45062 | 0.84455 | 0.515 | ep_gas_combined_cycle_G100000400112
gas | ep_gas_combined_cycle_G100000400117_ccs-rf | 1365 | 34.2 | 3.75 | 0.47316 | 0.84455 | 0.54075 | ep_gas_combined_cycle_G100000400117
gas | ep_gas_combined_cycle_G100000400119_ccs-rf | 1365 | 34.2 | 3.75 | 0.45062 | 0.84455 | 0.515 | ep_gas_combined_cycle_G100000400119
gas | ep_gas_combined_cycle_G100000400120_ccs-rf | 1365 | 34.2 | 3.75 | 0.45062 | 0.84455 | 0.515 | ep_gas_combined_cycle_G100000400120
gas | ep_gas_combined_cycle_G100000400125_ccs-rf | 1365 | 34.2 | 3.75 | 0.46865 | 0.84455 | 0.5356 | ep_gas_combined_cycle_G100000400125
gas | ep_gas_combined_cycle_G100000400132_ccs-rf | 1365 | 34.2 | 3.75 | 0.49118 | 0.84455 | 0.56135 | ep_gas_combined_cycle_G100000400132
gas | ep_gas_combined_cycle_G100000400134_ccs-rf | 1365 | 34.2 | 3.75 | 0.47316 | 0.84455 | 0.54075 | ep_gas_combined_cycle_G100000400134
gas | ep_gas_combined_cycle_G100000400137_ccs-rf | 1365 | 34.2 | 3.75 | 0.46865 | 0.84455 | 0.5356 | ep_gas_combined_cycle_G100000400137
gas | ep_gas_combined_cycle_G100000400141_ccs-rf | 1365 | 34.2 | 3.75 | 0.3605 | 0.84455 | 0.412 | ep_gas_combined_cycle_G100000400141
gas | ep_gas_combined_cycle_G100000400143_ccs-rf | 1365 | 34.2 | 3.75 | 0.3605 | 0.84455 | 0.412 | ep_gas_combined_cycle_G100000400143
gas | ep_gas_combined_cycle_G100000400145_ccs-rf | 1365 | 34.2 | 3.75 | 0.49118 | 0.84455 | 0.56135 | ep_gas_combined_cycle_G100000400145
gas | ep_gas_combined_cycle_G100000400156_ccs-rf | 1365 | 34.2 | 3.75 | 0.3605 | 0.84455 | 0.412 | ep_gas_combined_cycle_G100000400156
gas | ep_gas_combined_cycle_G100000400157_ccs-rf | 1365 | 34.2 | 3.75 | 0.3605 | 0.84455 | 0.412 | ep_gas_combined_cycle_G100000400157
gas | ep_gas_combined_cycle_G100000400170_ccs-rf | 1365 | 34.2 | 3.75 | 0.3605 | 0.84455 | 0.412 | ep_gas_combined_cycle_G100000400170
gas | ep_gas_combined_cycle_G100000400173_ccs-rf | 1365 | 34.2 | 3.75 | 0.5047 | 0.84455 | 0.5768 | ep_gas_combined_cycle_G100000400173
gas | ep_gas_combined_cycle_G100000400188_ccs-rf | 1365 | 34.2 | 3.75 | 0.52272 | 0.84455 | 0.5974 | ep_gas_combined_cycle_G100000400188
gas | ep_gas_combined_cycle_G100000400189_ccs-rf | 1365 | 34.2 | 3.75 | 0.49118 | 0.84455 | 0.56135 | ep_gas_combined_cycle_G100000400189
gas | ep_gas_combined_cycle_G100000400191_ccs-rf | 1365 | 34.2 | 3.75 | 0.45062 | 0.84455 | 0.515 | ep_gas_combined_cycle_G100000400191
gas | ep_gas_combined_cycle_G100000400192_ccs-rf | 1365 | 34.2 | 3.75 | 0.5047 | 0.84455 | 0.5768 | ep_gas_combined_cycle_G100000400192
gas | ep_gas_combined_cycle_G100000400194_ccs-rf | 1365 | 34.2 | 3.75 | 0.45062 | 0.84455 | 0.515 | ep_gas_combined_cycle_G100000400194
gas | ep_gas_combined_cycle_G100000400196_ccs-rf | 1365 | 34.2 | 3.75 | 0.49118 | 0.84455 | 0.56135 | ep_gas_combined_cycle_G100000400196
gas | ep_gas_combined_cycle_G100000400197_ccs-rf | 1365 | 34.2 | 3.75 | 0.52272 | 0.84455 | 0.5974 | ep_gas_combined_cycle_G100000400197
gas | ep_gas_combined_cycle_G100000400201_ccs-rf | 1365 | 34.2 | 3.75 | 0.52272 | 0.84455 | 0.5974 | ep_gas_combined_cycle_G100000400201
gas | ep_gas_combined_cycle_G100000400202__m_ccs-rf | 1365 | 34.2 | 3.75 | 0.45062 | 0.84455 | 0.515 | ep_gas_combined_cycle_G100000400202__m
gas | ep_gas_combined_cycle_G100000400208_ccs-rf | 1365 | 34.2 | 3.75 | 0.52272 | 0.84455 | 0.5974 | ep_gas_combined_cycle_G100000400208
gas | ep_gas_combined_cycle_G100000400210_ccs-rf | 1365 | 34.2 | 3.75 | 0.49118 | 0.84455 | 0.56135 | ep_gas_combined_cycle_G100000400210
gas | ep_gas_combined_cycle_G100000400211_ccs-rf | 1365 | 34.2 | 3.75 | 0.47316 | 0.84455 | 0.54075 | ep_gas_combined_cycle_G100000400211
gas | ep_gas_combined_cycle_G100000400212_ccs-rf | 1365 | 34.2 | 3.75 | 0.3605 | 0.84455 | 0.412 | ep_gas_combined_cycle_G100000400212
gas | ep_gas_combined_cycle_G100000400213_ccs-rf | 1365 | 34.2 | 3.75 | 0.47316 | 0.84455 | 0.54075 | ep_gas_combined_cycle_G100000400213
gas | ep_gas_combined_cycle_G100000400215_ccs-rf | 1365 | 34.2 | 3.75 | 0.46865 | 0.84455 | 0.5356 | ep_gas_combined_cycle_G100000400215
gas | ep_gas_combined_cycle_G100000400218_ccs-rf | 1365 | 34.2 | 3.75 | 0.49118 | 0.84455 | 0.56135 | ep_gas_combined_cycle_G100000400218
gas | ep_gas_combined_cycle_G100000400221_ccs-rf | 1365 | 34.2 | 3.75 | 0.34248 | 0.84455 | 0.3914 | ep_gas_combined_cycle_G100000400221
gas | ep_gas_combined_cycle_G100000400226_ccs-rf | 1365 | 34.2 | 3.75 | 0.49118 | 0.84455 | 0.56135 | ep_gas_combined_cycle_G100000400226
gas | ep_gas_combined_cycle_G100000400227_ccs-rf | 1365 | 34.2 | 3.75 | 0.52272 | 0.84455 | 0.5974 | ep_gas_combined_cycle_G100000400227
gas | ep_gas_combined_cycle_G100000400240_ccs-rf | 1365 | 34.2 | 3.75 | 0.47316 | 0.84455 | 0.54075 | ep_gas_combined_cycle_G100000400240
gas | ep_gas_combined_cycle_G100000400251_ccs-rf | 1365 | 34.2 | 3.75 | 0.5047 | 0.84455 | 0.5768 | ep_gas_combined_cycle_G100000400251
gas | ep_gas_combined_cycle_G100000400254_ccs-rf | 1365 | 34.2 | 3.75 | 0.5047 | 0.84455 | 0.5768 | ep_gas_combined_cycle_G100000400254
gas | ep_gas_combined_cycle_G100000400264_ccs-rf | 1365 | 34.2 | 3.75 | 0.46865 | 0.84455 | 0.5356 | ep_gas_combined_cycle_G100000400264
gas | ep_gas_combined_cycle_G100000400266_ccs-rf | 1365 | 34.2 | 3.75 | 0.49118 | 0.84455 | 0.56135 | ep_gas_combined_cycle_G100000400266
gas | ep_gas_combined_cycle_G100000400267_ccs-rf | 1365 | 34.2 | 3.75 | 0.49118 | 0.84455 | 0.56135 | ep_gas_combined_cycle_G100000400267
gas | ep_gas_combined_cycle_G100000400283_ccs-rf | 1365 | 34.2 | 3.75 | 0.46865 | 0.84455 | 0.5356 | ep_gas_combined_cycle_G100000400283
gas | ep_gas_combined_cycle_G100000400883_ccs-rf | 1365 | 34.2 | 3.75 | 0.5047 | 0.84455 | 0.5768 | ep_gas_combined_cycle_G100000400883
gas | ep_gas_combined_cycle_G100000400887_ccs-rf | 1365 | 34.2 | 3.75 | 0.54075 | 0.84455 | 0.618 | ep_gas_combined_cycle_G100000400887
gas | ep_gas_combined_cycle_G100000401328_ccs-rf | 1365 | 34.2 | 3.75 | 0.52272 | 0.84455 | 0.5974 | ep_gas_combined_cycle_G100000401328
gas | ep_gas_combined_cycle_G100000401329_ccs-rf | 1365 | 34.2 | 3.75 | 0.52272 | 0.84455 | 0.5974 | ep_gas_combined_cycle_G100000401329
gas | ep_gas_combined_cycle_G100000401331_ccs-rf | 1365 | 34.2 | 3.75 | 0.52272 | 0.84455 | 0.5974 | ep_gas_combined_cycle_G100000401331
gas | ep_gas_combined_cycle_G100000401332_ccs-rf | 1365 | 34.2 | 3.75 | 0.52272 | 0.84455 | 0.5974 | ep_gas_combined_cycle_G100000401332
gas | ep_gas_combined_cycle_G100000405839_ccs-rf | 1365 | 34.2 | 3.75 | 0.3605 | 0.84455 | 0.412 | ep_gas_combined_cycle_G100000405839
gas | ep_gas_combined_cycle_G100000409739_ccs-rf | 1365 | 34.2 | 3.75 | 0.38754 | 0.84455 | 0.4429 | ep_gas_combined_cycle_G100000409739
gas | ep_gas_combined_cycle_G100000409747_ccs-rf | 1365 | 34.2 | 3.75 | 0.54075 | 0.84455 | 0.618 | ep_gas_combined_cycle_G100000409747
gas | ep_gas_combined_cycle_G100000409761__m_ccs-rf | 1365 | 34.2 | 3.75 | 0.3605 | 0.84455 | 0.412 | ep_gas_combined_cycle_G100000409761__m
gas | ep_gas_combined_cycle_G100000409956_ccs-rf | 1365 | 34.2 | 3.75 | 0.38754 | 0.84455 | 0.4429 | ep_gas_combined_cycle_G100000409956
gas | ep_gas_combined_cycle_G100000409957__m_ccs-rf | 1365 | 34.2 | 3.75 | 0.34248 | 0.84455 | 0.3914 | ep_gas_combined_cycle_G100000409957__m
gas | ep_gas_combined_cycle_G100000410316_ccs-rf | 1365 | 34.2 | 3.75 | 0.52272 | 0.84455 | 0.5974 | ep_gas_combined_cycle_G100000410316
gas | ep_gas_combined_cycle_G100000410325_ccs-rf | 1365 | 34.2 | 3.75 | 0.54075 | 0.84455 | 0.618 | ep_gas_combined_cycle_G100000410325
gas | ep_gas_combined_cycle_G100000411146_ccs-rf | 1365 | 34.2 | 3.75 | 0.52272 | 0.84455 | 0.5974 | ep_gas_combined_cycle_G100000411146
gas | ep_gas_combined_cycle_G100000412836_ccs-rf | 1365 | 34.2 | 3.75 | 0.34248 | 0.84455 | 0.3914 | ep_gas_combined_cycle_G100000412836
gas | ep_gas_combined_cycle_G100000412856_ccs-rf | 1365 | 34.2 | 3.75 | 0.34248 | 0.84455 | 0.3914 | ep_gas_combined_cycle_G100000412856
gas | ep_gas_combined_cycle_G100000412865_ccs-rf | 1365 | 34.2 | 3.75 | 0.45062 | 0.84455 | 0.515 | ep_gas_combined_cycle_G100000412865
gas | ep_gas_combined_cycle_G100000412875_ccs-rf | 1365 | 34.2 | 3.75 | 0.5047 | 0.84455 | 0.5768 | ep_gas_combined_cycle_G100000412875
gas | ep_gas_combined_cycle_G100000412904_ccs-rf | 1365 | 34.2 | 3.75 | 0.46865 | 0.84455 | 0.5356 | ep_gas_combined_cycle_G100000412904
gas | ep_gas_combined_cycle_w1068350839-380_ccs-rf | 1365 | 34.2 | 3.75 | 0.52272 | 0.84455 | 0.5974 | ep_gas_combined_cycle_w1068350839-380
gas | ep_gas_combined_cycle_w111973179-220_ccs-rf | 1365 | 34.2 | 3.75 | 0.46865 | 0.84455 | 0.5356 | ep_gas_combined_cycle_w111973179-220
gas | ep_gas_combined_cycle_w142487746-380_ccs-rf | 1365 | 34.2 | 3.75 | 0.52272 | 0.84455 | 0.5974 | ep_gas_combined_cycle_w142487746-380
gas | ep_gas_combined_cycle_w143882655-220_ccs-rf | 1365 | 34.2 | 3.75 | 0.48668 | 0.84455 | 0.5562 | ep_gas_combined_cycle_w143882655-220
gas | ep_gas_combined_cycle_w148446247-380_ccs-rf | 1365 | 34.2 | 3.75 | 0.48668 | 0.84455 | 0.5562 | ep_gas_combined_cycle_w148446247-380
gas | ep_gas_combined_cycle_w152219167-220_ccs-rf | 1365 | 34.2 | 3.75 | 0.2884 | 0.84455 | 0.3296 | ep_gas_combined_cycle_w152219167-220
gas | ep_gas_combined_cycle_w152924508-220_ccs-rf | 1365 | 34.2 | 3.75 | 0.30643 | 0.84455 | 0.3502 | ep_gas_combined_cycle_w152924508-220
gas | ep_gas_combined_cycle_w156960655-380_ccs-rf | 1365 | 34.2 | 3.75 | 0.5047 | 0.84455 | 0.5768 | ep_gas_combined_cycle_w156960655-380
gas | ep_gas_combined_cycle_w202865176-220_ccs-rf | 1365 | 34.2 | 3.75 | 0.48668 | 0.84455 | 0.5562 | ep_gas_combined_cycle_w202865176-220
gas | ep_gas_combined_cycle_w207756597-220_ccs-rf | 1365 | 34.2 | 3.75 | 0.48668 | 0.84455 | 0.5562 | ep_gas_combined_cycle_w207756597-220
gas | ep_gas_combined_cycle_w22960899-380_ccs-rf | 1365 | 34.2 | 3.75 | 0.30643 | 0.84455 | 0.3502 | ep_gas_combined_cycle_w22960899-380
gas | ep_gas_combined_cycle_w23816140-220_ccs-rf | 1365 | 34.2 | 3.75 | 0.48668 | 0.84455 | 0.5562 | ep_gas_combined_cycle_w23816140-220
gas | ep_gas_combined_cycle_w24272541-220_ccs-rf | 1365 | 34.2 | 3.75 | 0.46865 | 0.84455 | 0.5356 | ep_gas_combined_cycle_w24272541-220
gas | ep_gas_combined_cycle_w24479984-220_ccs-rf | 1365 | 34.2 | 3.75 | 0.30643 | 0.84455 | 0.3502 | ep_gas_combined_cycle_w24479984-220
gas | ep_gas_combined_cycle_w24685992-380_ccs-rf | 1365 | 34.2 | 3.75 | 0.46865 | 0.84455 | 0.5356 | ep_gas_combined_cycle_w24685992-380
gas | ep_gas_combined_cycle_w24768051-220_ccs-rf | 1365 | 34.2 | 3.75 | 0.30643 | 0.84455 | 0.3502 | ep_gas_combined_cycle_w24768051-220
gas | ep_gas_combined_cycle_w28613721-380_ccs-rf | 1365 | 34.2 | 3.75 | 0.46481 | 0.84455 | 0.53121 | ep_gas_combined_cycle_w28613721-380
gas | ep_gas_combined_cycle_w29077623-380_ccs-rf | 1365 | 34.2 | 3.75 | 0.52272 | 0.84455 | 0.5974 | ep_gas_combined_cycle_w29077623-380
gas | ep_gas_combined_cycle_w30040568-380_ccs-rf | 1365 | 34.2 | 3.75 | 0.45062 | 0.84455 | 0.515 | ep_gas_combined_cycle_w30040568-380
gas | ep_gas_combined_cycle_w32148946-220_ccs-rf | 1365 | 34.2 | 3.75 | 0.5047 | 0.84455 | 0.5768 | ep_gas_combined_cycle_w32148946-220
gas | ep_gas_combined_cycle_w37721677-380_ccs-rf | 1365 | 34.2 | 3.75 | 0.45062 | 0.84455 | 0.515 | ep_gas_combined_cycle_w37721677-380
gas | ep_gas_combined_cycle_w395847307-220_ccs-rf | 1365 | 34.2 | 3.75 | 0.5047 | 0.84455 | 0.5768 | ep_gas_combined_cycle_w395847307-220
gas | ep_gas_combined_cycle_w42050342-220_ccs-rf | 1365 | 34.2 | 3.75 | 0.52272 | 0.84455 | 0.5974 | ep_gas_combined_cycle_w42050342-220
gas | ep_gas_combined_cycle_w42507488-380_ccs-rf | 1365 | 34.2 | 3.75 | 0.34248 | 0.84455 | 0.3914 | ep_gas_combined_cycle_w42507488-380
gas | ep_gas_combined_cycle_w449010725-380_ccs-rf | 1365 | 34.2 | 3.75 | 0.52272 | 0.84455 | 0.5974 | ep_gas_combined_cycle_w449010725-380
gas | ep_gas_combined_cycle_w55069713-380_ccs-rf | 1365 | 34.2 | 3.75 | 0.48668 | 0.84455 | 0.5562 | ep_gas_combined_cycle_w55069713-380
gas | ep_gas_combined_cycle_w603661085-380_ccs-rf | 1365 | 34.2 | 3.75 | 0.4326 | 0.84455 | 0.4944 | ep_gas_combined_cycle_w603661085-380
gas | ep_gas_combined_cycle_w61918154-380_ccs-rf | 1365 | 34.2 | 3.75 | 0.45062 | 0.84455 | 0.515 | ep_gas_combined_cycle_w61918154-380
gas | ep_gas_combined_cycle_w62061952-380_ccs-rf | 1365 | 34.2 | 3.75 | 0.52272 | 0.84455 | 0.5974 | ep_gas_combined_cycle_w62061952-380
gas | ep_gas_combined_cycle_w77038371-380_ccs-rf | 1365 | 34.2 | 3.75 | 0.5047 | 0.84455 | 0.5768 | ep_gas_combined_cycle_w77038371-380
gas | ep_gas_combined_cycle_w78441561-380_ccs-rf | 1365 | 34.2 | 3.75 | 0.46269 | 0.84455 | 0.52879 | ep_gas_combined_cycle_w78441561-380
gas | ep_gas_combined_cycle_w87653464-380_ccs-rf | 1365 | 34.2 | 3.75 | 0.45062 | 0.84455 | 0.515 | ep_gas_combined_cycle_w87653464-380
gas | ep_gas_combined_cycle_w91080806-220_ccs-rf | 1365 | 34.2 | 3.75 | 0.38754 | 0.84455 | 0.4429 | ep_gas_combined_cycle_w91080806-220
gas | ep_gas_combined_cycle_w92165128-380_ccs-rf | 1365 | 34.2 | 3.75 | 0.46865 | 0.84455 | 0.5356 | ep_gas_combined_cycle_w92165128-380
gas | ep_gas_combined_cycle_w941805476-380_ccs-rf | 1365 | 34.2 | 3.75 | 0.48668 | 0.84455 | 0.5562 | ep_gas_combined_cycle_w941805476-380
gas | ep_gas_combined_cycle_w942771541-380_ccs-rf | 1365 | 34.2 | 3.75 | 0.45063 | 0.84455 | 0.515 | ep_gas_combined_cycle_w942771541-380
gas | ep_gas_combined_cycle_w947118608-380_ccs-rf | 1365 | 34.2 | 3.75 | 0.45062 | 0.84455 | 0.515 | ep_gas_combined_cycle_w947118608-380
gas | ep_gas_gas_turbine_DE117-380_ccs-rf | 1365 | 34.2 | 3.75 | 0.20729 | 0.84455 | 0.2369 | ep_gas_gas_turbine_DE117-380
gas | ep_gas_gas_turbine_DE160-220_ccs-rf | 1365 | 34.2 | 3.75 | 0.26136 | 0.84455 | 0.2987 | ep_gas_gas_turbine_DE160-220
gas | ep_gas_gas_turbine_DE165-380_ccs-rf | 1365 | 34.2 | 3.75 | 0.27939 | 0.84455 | 0.3193 | ep_gas_gas_turbine_DE165-380
gas | ep_gas_gas_turbine_DE183-220_ccs-rf | 1365 | 34.2 | 3.75 | 0.27038 | 0.84455 | 0.309 | ep_gas_gas_turbine_DE183-220
gas | ep_gas_gas_turbine_DE24-220_ccs-rf | 1365 | 34.2 | 3.75 | 0.2163 | 0.84455 | 0.2472 | ep_gas_gas_turbine_DE24-220
gas | ep_gas_gas_turbine_DE8-380_ccs-rf | 1365 | 34.2 | 3.75 | 0.20729 | 0.84455 | 0.2369 | ep_gas_gas_turbine_DE8-380
gas | ep_gas_gas_turbine_G100000400172_ccs-rf | 1365 | 34.2 | 3.75 | 0.22531 | 0.84455 | 0.2575 | ep_gas_gas_turbine_G100000400172
gas | ep_gas_gas_turbine_G100000400183_ccs-rf | 1365 | 34.2 | 3.75 | 0.2163 | 0.84455 | 0.2472 | ep_gas_gas_turbine_G100000400183
gas | ep_gas_gas_turbine_G100000400274_ccs-rf | 1365 | 34.2 | 3.75 | 0.26136 | 0.84455 | 0.2987 | ep_gas_gas_turbine_G100000400274
gas | ep_gas_gas_turbine_G100000400275_ccs-rf | 1365 | 34.2 | 3.75 | 0.26136 | 0.84455 | 0.2987 | ep_gas_gas_turbine_G100000400275
gas | ep_gas_gas_turbine_G100000400889_ccs-rf | 1365 | 34.2 | 3.75 | 0.29741 | 0.84455 | 0.3399 | ep_gas_gas_turbine_G100000400889
gas | ep_gas_gas_turbine_G100000406320_ccs-rf | 1365 | 34.2 | 3.75 | 0.29741 | 0.84455 | 0.3399 | ep_gas_gas_turbine_G100000406320
gas | ep_gas_gas_turbine_G100000410310__m_ccs-rf | 1365 | 34.2 | 3.75 | 0.2163 | 0.84455 | 0.2472 | ep_gas_gas_turbine_G100000410310__m
gas | ep_gas_gas_turbine_G100000412832_ccs-rf | 1365 | 34.2 | 3.75 | 0.22531 | 0.84455 | 0.2575 | ep_gas_gas_turbine_G100000412832
gas | ep_gas_gas_turbine_G100000412855_ccs-rf | 1365 | 34.2 | 3.75 | 0.2884 | 0.84455 | 0.3296 | ep_gas_gas_turbine_G100000412855
gas | ep_gas_gas_turbine_G100000412857_ccs-rf | 1365 | 34.2 | 3.75 | 0.18926 | 0.84455 | 0.2163 | ep_gas_gas_turbine_G100000412857
gas | ep_gas_gas_turbine_w1223405794-220_ccs-rf | 1365 | 34.2 | 3.75 | 0.27939 | 0.84455 | 0.3193 | ep_gas_gas_turbine_w1223405794-220
gas | ep_gas_gas_turbine_w152018146-380_ccs-rf | 1365 | 34.2 | 3.75 | 0.27038 | 0.84455 | 0.309 | ep_gas_gas_turbine_w152018146-380
gas | ep_gas_gas_turbine_w23161029-220_ccs-rf | 1365 | 34.2 | 3.75 | 0.2884 | 0.84455 | 0.3296 | ep_gas_gas_turbine_w23161029-220
gas | ep_gas_gas_turbine_w24272541-220_ccs-rf | 1365 | 34.2 | 3.75 | 0.2884 | 0.84455 | 0.3296 | ep_gas_gas_turbine_w24272541-220
gas | ep_gas_gas_turbine_w24765111-220_ccs-rf | 1365 | 34.2 | 3.75 | 0.25235 | 0.84455 | 0.2884 | ep_gas_gas_turbine_w24765111-220
gas | ep_gas_gas_turbine_w259561755-380_ccs-rf | 1365 | 34.2 | 3.75 | 0.25235 | 0.84455 | 0.2884 | ep_gas_gas_turbine_w259561755-380
gas | ep_gas_gas_turbine_w27739871-380_ccs-rf | 1365 | 34.2 | 3.75 | 0.20729 | 0.84455 | 0.2369 | ep_gas_gas_turbine_w27739871-380
gas | ep_gas_gas_turbine_w29331499-220_ccs-rf | 1365 | 34.2 | 3.75 | 0.2163 | 0.84455 | 0.2472 | ep_gas_gas_turbine_w29331499-220
gas | ep_gas_gas_turbine_w37721677-380_ccs-rf | 1365 | 34.2 | 3.75 | 0.20729 | 0.84455 | 0.2369 | ep_gas_gas_turbine_w37721677-380
gas | ep_gas_gas_turbine_w42507488-380_ccs-rf | 1365 | 34.2 | 3.75 | 0.27939 | 0.84455 | 0.3193 | ep_gas_gas_turbine_w42507488-380
gas | ep_gas_gas_turbine_w46615737-380_ccs-rf | 1365 | 34.2 | 3.75 | 0.20729 | 0.84455 | 0.2369 | ep_gas_gas_turbine_w46615737-380
gas | ep_gas_gas_turbine_w53378027-380_ccs-rf | 1365 | 34.2 | 3.75 | 0.25235 | 0.84455 | 0.2884 | ep_gas_gas_turbine_w53378027-380
gas | ep_gas_gas_turbine_w5404079-380_ccs-rf | 1365 | 34.2 | 3.75 | 0.27038 | 0.84455 | 0.309 | ep_gas_gas_turbine_w5404079-380
gas | ep_gas_gas_turbine_w57727004-220_ccs-rf | 1365 | 34.2 | 3.75 | 0.27038 | 0.84455 | 0.309 | ep_gas_gas_turbine_w57727004-220
gas | ep_gas_gas_turbine_w672738029-220_ccs-rf | 1365 | 34.2 | 3.75 | 0.20729 | 0.84455 | 0.2369 | ep_gas_gas_turbine_w672738029-220
gas | ep_gas_gas_turbine_w75865676-220_ccs-rf | 1365 | 34.2 | 3.75 | 0.2163 | 0.84455 | 0.2472 | ep_gas_gas_turbine_w75865676-220
gas | ep_gas_gas_turbine_w881636329-380_ccs-rf | 1365 | 34.2 | 3.75 | 0.27038 | 0.84455 | 0.309 | ep_gas_gas_turbine_w881636329-380
gas | ep_gas_gas_turbine_w92024105-220_ccs-rf | 1365 | 34.2 | 3.75 | 0.27939 | 0.84455 | 0.3193 | ep_gas_gas_turbine_w92024105-220
gas | ep_gas_internal_combustion_DE58-380_ccs-rf | 1365 | 34.2 | 3.75 | 0.32445 | 0.84455 | 0.3708 | ep_gas_internal_combustion_DE58-380
gas | ep_gas_internal_combustion_DE92-220_ccs-rf | 1365 | 34.2 | 3.75 | 0.27939 | 0.84455 | 0.3193 | ep_gas_internal_combustion_DE92-220
gas | ep_gas_internal_combustion_G100000412869_ccs-rf | 1365 | 34.2 | 3.75 | 0.31994 | 0.84455 | 0.36565 | ep_gas_internal_combustion_G100000412869
gas | ep_gas_internal_combustion_w1040551074-220_ccs-rf | 1365 | 34.2 | 3.75 | 0.29741 | 0.84455 | 0.3399 | ep_gas_internal_combustion_w1040551074-220
gas | ep_gas_internal_combustion_w1081302145-220_ccs-rf | 1365 | 34.2 | 3.75 | 0.32445 | 0.84455 | 0.3708 | ep_gas_internal_combustion_w1081302145-220
gas | ep_gas_internal_combustion_w148211527-380_ccs-rf | 1365 | 34.2 | 3.75 | 0.32445 | 0.84455 | 0.3708 | ep_gas_internal_combustion_w148211527-380
gas | ep_gas_internal_combustion_w156673637-380_ccs-rf | 1365 | 34.2 | 3.75 | 0.31994 | 0.84455 | 0.36565 | ep_gas_internal_combustion_w156673637-380
gas | ep_gas_internal_combustion_w207756597-220_ccs-rf | 1365 | 34.2 | 3.75 | 0.32445 | 0.84455 | 0.3708 | ep_gas_internal_combustion_w207756597-220
gas | ep_gas_internal_combustion_w229565743-220_ccs-rf | 1365 | 34.2 | 3.75 | 0.32445 | 0.84455 | 0.3708 | ep_gas_internal_combustion_w229565743-220
gas | ep_gas_internal_combustion_w22960899-380_ccs-rf | 1365 | 34.2 | 3.75 | 0.31994 | 0.84455 | 0.36565 | ep_gas_internal_combustion_w22960899-380
gas | ep_gas_internal_combustion_w24685992-380_ccs-rf | 1365 | 34.2 | 3.75 | 0.31994 | 0.84455 | 0.36565 | ep_gas_internal_combustion_w24685992-380
gas | ep_gas_internal_combustion_w25044557-380_ccs-rf | 1365 | 34.2 | 3.75 | 0.31994 | 0.84455 | 0.36565 | ep_gas_internal_combustion_w25044557-380
gas | ep_gas_internal_combustion_w27871140-220_ccs-rf | 1365 | 34.2 | 3.75 | 0.31994 | 0.84455 | 0.36565 | ep_gas_internal_combustion_w27871140-220
gas | ep_gas_internal_combustion_w32966636-220_ccs-rf | 1365 | 34.2 | 3.75 | 0.32445 | 0.84455 | 0.3708 | ep_gas_internal_combustion_w32966636-220
gas | ep_gas_internal_combustion_w35176751-380_ccs-rf | 1365 | 34.2 | 3.75 | 0.27939 | 0.84455 | 0.3193 | ep_gas_internal_combustion_w35176751-380
gas | ep_gas_internal_combustion_w52983550-380_ccs-rf | 1365 | 34.2 | 3.75 | 0.32445 | 0.84455 | 0.3708 | ep_gas_internal_combustion_w52983550-380
gas | ep_gas_internal_combustion_w82773910-380_ccs-rf | 1365 | 34.2 | 3.75 | 0.32445 | 0.84455 | 0.3708 | ep_gas_internal_combustion_w82773910-380
gas | ep_gas_internal_combustion_w870598507_ccs-rf | 1365 | 34.2 | 3.75 | 0.31093 | 0.84455 | 0.35535 | ep_gas_internal_combustion_w870598507
gas | ep_gas_internal_combustion_w942771541-380_ccs-rf | 1365 | 34.2 | 3.75 | 0.32445 | 0.84455 | 0.3708 | ep_gas_internal_combustion_w942771541-380
gas | ep_gas_steam_turbine_DE103-380_ccs-rf | 1365 | 34.2 | 3.75 | 0.29741 | 0.84455 | 0.3399 | ep_gas_steam_turbine_DE103-380
gas | ep_gas_steam_turbine_DE183-220_ccs-rf | 1365 | 34.2 | 3.75 | 0.31093 | 0.84455 | 0.35535 | ep_gas_steam_turbine_DE183-220
gas | ep_gas_steam_turbine_DE196-380_ccs-rf | 1365 | 34.2 | 3.75 | 0.31093 | 0.84455 | 0.35535 | ep_gas_steam_turbine_DE196-380
gas | ep_gas_steam_turbine_DE202-380_ccs-rf | 1365 | 34.2 | 3.75 | 0.30192 | 0.84455 | 0.34505 | ep_gas_steam_turbine_DE202-380
gas | ep_gas_steam_turbine_DE47-220_ccs-rf | 1365 | 34.2 | 3.75 | 0.2884 | 0.84455 | 0.3296 | ep_gas_steam_turbine_DE47-220
gas | ep_gas_steam_turbine_DE58-380_ccs-rf | 1365 | 34.2 | 3.75 | 0.2884 | 0.84455 | 0.3296 | ep_gas_steam_turbine_DE58-380
gas | ep_gas_steam_turbine_G100000400179_ccs-rf | 1365 | 34.2 | 3.75 | 0.31093 | 0.84455 | 0.35535 | ep_gas_steam_turbine_G100000400179
gas | ep_gas_steam_turbine_G100000400216_ccs-rf | 1365 | 34.2 | 3.75 | 0.32896 | 0.84455 | 0.37595 | ep_gas_steam_turbine_G100000400216
gas | ep_gas_steam_turbine_G100000400255_ccs-rf | 1365 | 34.2 | 3.75 | 0.29741 | 0.84455 | 0.3399 | ep_gas_steam_turbine_G100000400255
gas | ep_gas_steam_turbine_G100000400278_ccs-rf | 1365 | 34.2 | 3.75 | 0.29741 | 0.84455 | 0.3399 | ep_gas_steam_turbine_G100000400278
gas | ep_gas_steam_turbine_G100000409755__m_ccs-rf | 1365 | 34.2 | 3.75 | 0.29741 | 0.84455 | 0.3399 | ep_gas_steam_turbine_G100000409755__m
gas | ep_gas_steam_turbine_G100000412837_ccs-rf | 1365 | 34.2 | 3.75 | 0.32896 | 0.84455 | 0.37595 | ep_gas_steam_turbine_G100000412837
gas | ep_gas_steam_turbine_G100000412843_ccs-rf | 1365 | 34.2 | 3.75 | 0.30643 | 0.84455 | 0.3502 | ep_gas_steam_turbine_G100000412843
gas | ep_gas_steam_turbine_G100000412844_ccs-rf | 1365 | 34.2 | 3.75 | 0.30643 | 0.84455 | 0.3502 | ep_gas_steam_turbine_G100000412844
gas | ep_gas_steam_turbine_G100000412876_ccs-rf | 1365 | 34.2 | 3.75 | 0.29741 | 0.84455 | 0.3399 | ep_gas_steam_turbine_G100000412876
gas | ep_gas_steam_turbine_G100000412877_ccs-rf | 1365 | 34.2 | 3.75 | 0.29741 | 0.84455 | 0.3399 | ep_gas_steam_turbine_G100000412877
gas | ep_gas_steam_turbine_G100000412878_ccs-rf | 1365 | 34.2 | 3.75 | 0.27038 | 0.84455 | 0.309 | ep_gas_steam_turbine_G100000412878
gas | ep_gas_steam_turbine_G100000412887_ccs-rf | 1365 | 34.2 | 3.75 | 0.30643 | 0.84455 | 0.3502 | ep_gas_steam_turbine_G100000412887
gas | ep_gas_steam_turbine_G100000412896__m_ccs-rf | 1365 | 34.2 | 3.75 | 0.29741 | 0.84455 | 0.3399 | ep_gas_steam_turbine_G100000412896__m
gas | ep_gas_steam_turbine_G100001017933_ccs-rf | 1365 | 34.2 | 3.75 | 0.31093 | 0.84455 | 0.35535 | ep_gas_steam_turbine_G100001017933
gas | ep_gas_steam_turbine_w1068350839-380_ccs-rf | 1365 | 34.2 | 3.75 | 0.2884 | 0.84455 | 0.3296 | ep_gas_steam_turbine_w1068350839-380
gas | ep_gas_steam_turbine_w1091984573-220_ccs-rf | 1365 | 34.2 | 3.75 | 0.30192 | 0.84455 | 0.34505 | ep_gas_steam_turbine_w1091984573-220
gas | ep_gas_steam_turbine_w1118059105-220_ccs-rf | 1365 | 34.2 | 3.75 | 0.27939 | 0.84455 | 0.3193 | ep_gas_steam_turbine_w1118059105-220
gas | ep_gas_steam_turbine_w151507370-220_ccs-rf | 1365 | 34.2 | 3.75 | 0.30743 | 0.84455 | 0.35134 | ep_gas_steam_turbine_w151507370-220
gas | ep_gas_steam_turbine_w152107815-380_ccs-rf | 1365 | 34.2 | 3.75 | 0.30192 | 0.84455 | 0.34505 | ep_gas_steam_turbine_w152107815-380
gas | ep_gas_steam_turbine_w152924508-220_ccs-rf | 1365 | 34.2 | 3.75 | 0.26136 | 0.84455 | 0.2987 | ep_gas_steam_turbine_w152924508-220
gas | ep_gas_steam_turbine_w156960655-380_ccs-rf | 1365 | 34.2 | 3.75 | 0.2884 | 0.84455 | 0.3296 | ep_gas_steam_turbine_w156960655-380
gas | ep_gas_steam_turbine_w207756597-220_ccs-rf | 1365 | 34.2 | 3.75 | 0.27038 | 0.84455 | 0.309 | ep_gas_steam_turbine_w207756597-220
gas | ep_gas_steam_turbine_w23161029-220_ccs-rf | 1365 | 34.2 | 3.75 | 0.2884 | 0.84455 | 0.3296 | ep_gas_steam_turbine_w23161029-220
gas | ep_gas_steam_turbine_w23192640-220_ccs-rf | 1365 | 34.2 | 3.75 | 0.23883 | 0.84455 | 0.27295 | ep_gas_steam_turbine_w23192640-220
gas | ep_gas_steam_turbine_w23380800-380_ccs-rf | 1365 | 34.2 | 3.75 | 0.2884 | 0.84455 | 0.3296 | ep_gas_steam_turbine_w23380800-380
gas | ep_gas_steam_turbine_w24268944-380_ccs-rf | 1365 | 34.2 | 3.75 | 0.30192 | 0.84455 | 0.34505 | ep_gas_steam_turbine_w24268944-380
gas | ep_gas_steam_turbine_w24479984-220_ccs-rf | 1365 | 34.2 | 3.75 | 0.27038 | 0.84455 | 0.309 | ep_gas_steam_turbine_w24479984-220
gas | ep_gas_steam_turbine_w24758329-380_ccs-rf | 1365 | 34.2 | 3.75 | 0.30643 | 0.84455 | 0.3502 | ep_gas_steam_turbine_w24758329-380
gas | ep_gas_steam_turbine_w24759324-220_ccs-rf | 1365 | 34.2 | 3.75 | 0.30192 | 0.84455 | 0.34505 | ep_gas_steam_turbine_w24759324-220
gas | ep_gas_steam_turbine_w24765111-220_ccs-rf | 1365 | 34.2 | 3.75 | 0.30192 | 0.84455 | 0.34505 | ep_gas_steam_turbine_w24765111-220
gas | ep_gas_steam_turbine_w26383042-380_ccs-rf | 1365 | 34.2 | 3.75 | 0.2884 | 0.84455 | 0.3296 | ep_gas_steam_turbine_w26383042-380
gas | ep_gas_steam_turbine_w26472665-380_ccs-rf | 1365 | 34.2 | 3.75 | 0.29741 | 0.84455 | 0.3399 | ep_gas_steam_turbine_w26472665-380
gas | ep_gas_steam_turbine_w27646106-220_ccs-rf | 1365 | 34.2 | 3.75 | 0.29741 | 0.84455 | 0.3399 | ep_gas_steam_turbine_w27646106-220
gas | ep_gas_steam_turbine_w29077623-380_ccs-rf | 1365 | 34.2 | 3.75 | 0.27038 | 0.84455 | 0.309 | ep_gas_steam_turbine_w29077623-380
gas | ep_gas_steam_turbine_w29309786-380_ccs-rf | 1365 | 34.2 | 3.75 | 0.2884 | 0.84455 | 0.3296 | ep_gas_steam_turbine_w29309786-380
gas | ep_gas_steam_turbine_w29331499-380_ccs-rf | 1365 | 34.2 | 3.75 | 0.2884 | 0.84455 | 0.3296 | ep_gas_steam_turbine_w29331499-380
gas | ep_gas_steam_turbine_w32731290-220_ccs-rf | 1365 | 34.2 | 3.75 | 0.27939 | 0.84455 | 0.3193 | ep_gas_steam_turbine_w32731290-220
gas | ep_gas_steam_turbine_w35818134-220_ccs-rf | 1365 | 34.2 | 3.75 | 0.27038 | 0.84455 | 0.309 | ep_gas_steam_turbine_w35818134-220
gas | ep_gas_steam_turbine_w35818137-220_ccs-rf | 1365 | 34.2 | 3.75 | 0.27939 | 0.84455 | 0.3193 | ep_gas_steam_turbine_w35818137-220
gas | ep_gas_steam_turbine_w44717036-380_ccs-rf | 1365 | 34.2 | 3.75 | 0.29741 | 0.84455 | 0.3399 | ep_gas_steam_turbine_w44717036-380
gas | ep_gas_steam_turbine_w52983550-380_ccs-rf | 1365 | 34.2 | 3.75 | 0.31093 | 0.84455 | 0.35535 | ep_gas_steam_turbine_w52983550-380
gas | ep_gas_steam_turbine_w53378027-380__m_ccs-rf | 1365 | 34.2 | 3.75 | 0.26136 | 0.84455 | 0.2987 | ep_gas_steam_turbine_w53378027-380__m
gas | ep_gas_steam_turbine_w53378027-380_ccs-rf | 1365 | 34.2 | 3.75 | 0.27038 | 0.84455 | 0.309 | ep_gas_steam_turbine_w53378027-380
gas | ep_gas_steam_turbine_w62061952-380_ccs-rf | 1365 | 34.2 | 3.75 | 0.30192 | 0.84455 | 0.34505 | ep_gas_steam_turbine_w62061952-380
gas | ep_gas_steam_turbine_w66038431-220_ccs-rf | 1365 | 34.2 | 3.75 | 0.30192 | 0.84455 | 0.34505 | ep_gas_steam_turbine_w66038431-220
gas | ep_gas_steam_turbine_w77038371-380_ccs-rf | 1365 | 34.2 | 3.75 | 0.26136 | 0.84455 | 0.2987 | ep_gas_steam_turbine_w77038371-380
gas | ep_gas_steam_turbine_w87653464-380_ccs-rf | 1365 | 34.2 | 3.75 | 0.29741 | 0.84455 | 0.3399 | ep_gas_steam_turbine_w87653464-380
gas | ep_gas_steam_turbine_w883928229-380_ccs-rf | 1365 | 34.2 | 3.75 | 0.27939 | 0.84455 | 0.3193 | ep_gas_steam_turbine_w883928229-380
gas | ep_gas_steam_turbine_w91080806-220_ccs-rf | 1365 | 34.2 | 3.75 | 0.30643 | 0.84455 | 0.3502 | ep_gas_steam_turbine_w91080806-220
gas | ep_gas_steam_turbine_w92024105-220_ccs-rf | 1365 | 34.2 | 3.75 | 0.30192 | 0.84455 | 0.34505 | ep_gas_steam_turbine_w92024105-220
gas | ep_gas_steam_turbine_w946025110-380_ccs-rf | 1365 | 34.2 | 3.75 | 0.31093 | 0.84455 | 0.35535 | ep_gas_steam_turbine_w946025110-380
oil | ep_oil_combined_cycle_DE103-380_ccs-rf | 1365 | 34.2 | 3.75 | 0.48668 | 0.84455 | 0.5562 | ep_oil_combined_cycle_DE103-380
oil | ep_oil_combined_cycle_DE117-380_ccs-rf | 1365 | 34.2 | 3.75 | 0.4326 | 0.84455 | 0.4944 | ep_oil_combined_cycle_DE117-380
oil | ep_oil_combined_cycle_DE129-220_ccs-rf | 1365 | 34.2 | 3.75 | 0.5047 | 0.84455 | 0.5768 | ep_oil_combined_cycle_DE129-220
oil | ep_oil_combined_cycle_DE160-220_ccs-rf | 1365 | 34.2 | 3.75 | 0.5047 | 0.84455 | 0.5768 | ep_oil_combined_cycle_DE160-220
oil | ep_oil_combined_cycle_DE183-220_ccs-rf | 1365 | 34.2 | 3.75 | 0.45062 | 0.84455 | 0.515 | ep_oil_combined_cycle_DE183-220
oil | ep_oil_combined_cycle_DE5-380_ccs-rf | 1365 | 34.2 | 3.75 | 0.4326 | 0.84455 | 0.4944 | ep_oil_combined_cycle_DE5-380
oil | ep_oil_combined_cycle_DE52-220_ccs-rf | 1365 | 34.2 | 3.75 | 0.4326 | 0.84455 | 0.4944 | ep_oil_combined_cycle_DE52-220
oil | ep_oil_combined_cycle_G100000400110_ccs-rf | 1365 | 34.2 | 3.75 | 0.4326 | 0.84455 | 0.4944 | ep_oil_combined_cycle_G100000400110
oil | ep_oil_combined_cycle_G100000400112_ccs-rf | 1365 | 34.2 | 3.75 | 0.4326 | 0.84455 | 0.4944 | ep_oil_combined_cycle_G100000400112
oil | ep_oil_combined_cycle_G100000400117_ccs-rf | 1365 | 34.2 | 3.75 | 0.45062 | 0.84455 | 0.515 | ep_oil_combined_cycle_G100000400117
oil | ep_oil_combined_cycle_G100000400119_ccs-rf | 1365 | 34.2 | 3.75 | 0.4326 | 0.84455 | 0.4944 | ep_oil_combined_cycle_G100000400119
oil | ep_oil_combined_cycle_G100000400120_ccs-rf | 1365 | 34.2 | 3.75 | 0.4326 | 0.84455 | 0.4944 | ep_oil_combined_cycle_G100000400120
oil | ep_oil_combined_cycle_G100000400125_ccs-rf | 1365 | 34.2 | 3.75 | 0.45062 | 0.84455 | 0.515 | ep_oil_combined_cycle_G100000400125
oil | ep_oil_combined_cycle_G100000400132_ccs-rf | 1365 | 34.2 | 3.75 | 0.46865 | 0.84455 | 0.5356 | ep_oil_combined_cycle_G100000400132
oil | ep_oil_combined_cycle_G100000400134_ccs-rf | 1365 | 34.2 | 3.75 | 0.45062 | 0.84455 | 0.515 | ep_oil_combined_cycle_G100000400134
oil | ep_oil_combined_cycle_G100000400137_ccs-rf | 1365 | 34.2 | 3.75 | 0.45062 | 0.84455 | 0.515 | ep_oil_combined_cycle_G100000400137
oil | ep_oil_combined_cycle_G100000400141_ccs-rf | 1365 | 34.2 | 3.75 | 0.34248 | 0.84455 | 0.3914 | ep_oil_combined_cycle_G100000400141
oil | ep_oil_combined_cycle_G100000400143_ccs-rf | 1365 | 34.2 | 3.75 | 0.34248 | 0.84455 | 0.3914 | ep_oil_combined_cycle_G100000400143
oil | ep_oil_combined_cycle_G100000400145_ccs-rf | 1365 | 34.2 | 3.75 | 0.46865 | 0.84455 | 0.5356 | ep_oil_combined_cycle_G100000400145
oil | ep_oil_combined_cycle_G100000400156_ccs-rf | 1365 | 34.2 | 3.75 | 0.34248 | 0.84455 | 0.3914 | ep_oil_combined_cycle_G100000400156
oil | ep_oil_combined_cycle_G100000400157_ccs-rf | 1365 | 34.2 | 3.75 | 0.34248 | 0.84455 | 0.3914 | ep_oil_combined_cycle_G100000400157
oil | ep_oil_combined_cycle_G100000400170_ccs-rf | 1365 | 34.2 | 3.75 | 0.34248 | 0.84455 | 0.3914 | ep_oil_combined_cycle_G100000400170
oil | ep_oil_combined_cycle_G100000400173_ccs-rf | 1365 | 34.2 | 3.75 | 0.48668 | 0.84455 | 0.5562 | ep_oil_combined_cycle_G100000400173
oil | ep_oil_combined_cycle_G100000400188_ccs-rf | 1365 | 34.2 | 3.75 | 0.5047 | 0.84455 | 0.5768 | ep_oil_combined_cycle_G100000400188
oil | ep_oil_combined_cycle_G100000400189_ccs-rf | 1365 | 34.2 | 3.75 | 0.46865 | 0.84455 | 0.5356 | ep_oil_combined_cycle_G100000400189
oil | ep_oil_combined_cycle_G100000400191_ccs-rf | 1365 | 34.2 | 3.75 | 0.4326 | 0.84455 | 0.4944 | ep_oil_combined_cycle_G100000400191
oil | ep_oil_combined_cycle_G100000400192_ccs-rf | 1365 | 34.2 | 3.75 | 0.48668 | 0.84455 | 0.5562 | ep_oil_combined_cycle_G100000400192
oil | ep_oil_combined_cycle_G100000400194_ccs-rf | 1365 | 34.2 | 3.75 | 0.4326 | 0.84455 | 0.4944 | ep_oil_combined_cycle_G100000400194
oil | ep_oil_combined_cycle_G100000400196_ccs-rf | 1365 | 34.2 | 3.75 | 0.46865 | 0.84455 | 0.5356 | ep_oil_combined_cycle_G100000400196
oil | ep_oil_combined_cycle_G100000400197_ccs-rf | 1365 | 34.2 | 3.75 | 0.5047 | 0.84455 | 0.5768 | ep_oil_combined_cycle_G100000400197
oil | ep_oil_combined_cycle_G100000400201_ccs-rf | 1365 | 34.2 | 3.75 | 0.5047 | 0.84455 | 0.5768 | ep_oil_combined_cycle_G100000400201
oil | ep_oil_combined_cycle_G100000400202__m_ccs-rf | 1365 | 34.2 | 3.75 | 0.4326 | 0.84455 | 0.4944 | ep_oil_combined_cycle_G100000400202__m
oil | ep_oil_combined_cycle_G100000400208_ccs-rf | 1365 | 34.2 | 3.75 | 0.5047 | 0.84455 | 0.5768 | ep_oil_combined_cycle_G100000400208
oil | ep_oil_combined_cycle_G100000400210_ccs-rf | 1365 | 34.2 | 3.75 | 0.46865 | 0.84455 | 0.5356 | ep_oil_combined_cycle_G100000400210
oil | ep_oil_combined_cycle_G100000400211_ccs-rf | 1365 | 34.2 | 3.75 | 0.45062 | 0.84455 | 0.515 | ep_oil_combined_cycle_G100000400211
oil | ep_oil_combined_cycle_G100000400212_ccs-rf | 1365 | 34.2 | 3.75 | 0.34248 | 0.84455 | 0.3914 | ep_oil_combined_cycle_G100000400212
oil | ep_oil_combined_cycle_G100000400213_ccs-rf | 1365 | 34.2 | 3.75 | 0.45062 | 0.84455 | 0.515 | ep_oil_combined_cycle_G100000400213
oil | ep_oil_combined_cycle_G100000400215_ccs-rf | 1365 | 34.2 | 3.75 | 0.45062 | 0.84455 | 0.515 | ep_oil_combined_cycle_G100000400215
oil | ep_oil_combined_cycle_G100000400218_ccs-rf | 1365 | 34.2 | 3.75 | 0.46865 | 0.84455 | 0.5356 | ep_oil_combined_cycle_G100000400218
oil | ep_oil_combined_cycle_G100000400221_ccs-rf | 1365 | 34.2 | 3.75 | 0.32445 | 0.84455 | 0.3708 | ep_oil_combined_cycle_G100000400221
oil | ep_oil_combined_cycle_G100000400226_ccs-rf | 1365 | 34.2 | 3.75 | 0.46865 | 0.84455 | 0.5356 | ep_oil_combined_cycle_G100000400226
oil | ep_oil_combined_cycle_G100000400227_ccs-rf | 1365 | 34.2 | 3.75 | 0.5047 | 0.84455 | 0.5768 | ep_oil_combined_cycle_G100000400227
oil | ep_oil_combined_cycle_G100000400240_ccs-rf | 1365 | 34.2 | 3.75 | 0.45062 | 0.84455 | 0.515 | ep_oil_combined_cycle_G100000400240
oil | ep_oil_combined_cycle_G100000400251_ccs-rf | 1365 | 34.2 | 3.75 | 0.48668 | 0.84455 | 0.5562 | ep_oil_combined_cycle_G100000400251
oil | ep_oil_combined_cycle_G100000400254_ccs-rf | 1365 | 34.2 | 3.75 | 0.48668 | 0.84455 | 0.5562 | ep_oil_combined_cycle_G100000400254
oil | ep_oil_combined_cycle_G100000400264_ccs-rf | 1365 | 34.2 | 3.75 | 0.45062 | 0.84455 | 0.515 | ep_oil_combined_cycle_G100000400264
oil | ep_oil_combined_cycle_G100000400266_ccs-rf | 1365 | 34.2 | 3.75 | 0.46865 | 0.84455 | 0.5356 | ep_oil_combined_cycle_G100000400266
oil | ep_oil_combined_cycle_G100000400267_ccs-rf | 1365 | 34.2 | 3.75 | 0.46865 | 0.84455 | 0.5356 | ep_oil_combined_cycle_G100000400267
oil | ep_oil_combined_cycle_G100000400283_ccs-rf | 1365 | 34.2 | 3.75 | 0.45062 | 0.84455 | 0.515 | ep_oil_combined_cycle_G100000400283
oil | ep_oil_combined_cycle_G100000400883_ccs-rf | 1365 | 34.2 | 3.75 | 0.48668 | 0.84455 | 0.5562 | ep_oil_combined_cycle_G100000400883
oil | ep_oil_combined_cycle_G100000400887_ccs-rf | 1365 | 34.2 | 3.75 | 0.52272 | 0.84455 | 0.5974 | ep_oil_combined_cycle_G100000400887
oil | ep_oil_combined_cycle_G100000401328_ccs-rf | 1365 | 34.2 | 3.75 | 0.5047 | 0.84455 | 0.5768 | ep_oil_combined_cycle_G100000401328
oil | ep_oil_combined_cycle_G100000401329_ccs-rf | 1365 | 34.2 | 3.75 | 0.5047 | 0.84455 | 0.5768 | ep_oil_combined_cycle_G100000401329
oil | ep_oil_combined_cycle_G100000401331_ccs-rf | 1365 | 34.2 | 3.75 | 0.5047 | 0.84455 | 0.5768 | ep_oil_combined_cycle_G100000401331
oil | ep_oil_combined_cycle_G100000401332_ccs-rf | 1365 | 34.2 | 3.75 | 0.5047 | 0.84455 | 0.5768 | ep_oil_combined_cycle_G100000401332
oil | ep_oil_combined_cycle_G100000405839_ccs-rf | 1365 | 34.2 | 3.75 | 0.34248 | 0.84455 | 0.3914 | ep_oil_combined_cycle_G100000405839
oil | ep_oil_combined_cycle_G100000409739_ccs-rf | 1365 | 34.2 | 3.75 | 0.36951 | 0.84455 | 0.4223 | ep_oil_combined_cycle_G100000409739
oil | ep_oil_combined_cycle_G100000409747_ccs-rf | 1365 | 34.2 | 3.75 | 0.52272 | 0.84455 | 0.5974 | ep_oil_combined_cycle_G100000409747
oil | ep_oil_combined_cycle_G100000409761__m_ccs-rf | 1365 | 34.2 | 3.75 | 0.34248 | 0.84455 | 0.3914 | ep_oil_combined_cycle_G100000409761__m
oil | ep_oil_combined_cycle_G100000409956_ccs-rf | 1365 | 34.2 | 3.75 | 0.36951 | 0.84455 | 0.4223 | ep_oil_combined_cycle_G100000409956
oil | ep_oil_combined_cycle_G100000409957__m_ccs-rf | 1365 | 34.2 | 3.75 | 0.32445 | 0.84455 | 0.3708 | ep_oil_combined_cycle_G100000409957__m
oil | ep_oil_combined_cycle_G100000410316_ccs-rf | 1365 | 34.2 | 3.75 | 0.5047 | 0.84455 | 0.5768 | ep_oil_combined_cycle_G100000410316
oil | ep_oil_combined_cycle_G100000410325_ccs-rf | 1365 | 34.2 | 3.75 | 0.52272 | 0.84455 | 0.5974 | ep_oil_combined_cycle_G100000410325
oil | ep_oil_combined_cycle_G100000411146_ccs-rf | 1365 | 34.2 | 3.75 | 0.5047 | 0.84455 | 0.5768 | ep_oil_combined_cycle_G100000411146
oil | ep_oil_combined_cycle_G100000412836_ccs-rf | 1365 | 34.2 | 3.75 | 0.32445 | 0.84455 | 0.3708 | ep_oil_combined_cycle_G100000412836
oil | ep_oil_combined_cycle_G100000412856_ccs-rf | 1365 | 34.2 | 3.75 | 0.32445 | 0.84455 | 0.3708 | ep_oil_combined_cycle_G100000412856
oil | ep_oil_combined_cycle_G100000412865_ccs-rf | 1365 | 34.2 | 3.75 | 0.4326 | 0.84455 | 0.4944 | ep_oil_combined_cycle_G100000412865
oil | ep_oil_combined_cycle_G100000412875_ccs-rf | 1365 | 34.2 | 3.75 | 0.48668 | 0.84455 | 0.5562 | ep_oil_combined_cycle_G100000412875
oil | ep_oil_combined_cycle_G100000412904_ccs-rf | 1365 | 34.2 | 3.75 | 0.45062 | 0.84455 | 0.515 | ep_oil_combined_cycle_G100000412904
oil | ep_oil_combined_cycle_w1068350839-380_ccs-rf | 1365 | 34.2 | 3.75 | 0.5047 | 0.84455 | 0.5768 | ep_oil_combined_cycle_w1068350839-380
oil | ep_oil_combined_cycle_w111973179-220_ccs-rf | 1365 | 34.2 | 3.75 | 0.45062 | 0.84455 | 0.515 | ep_oil_combined_cycle_w111973179-220
oil | ep_oil_combined_cycle_w142487746-380_ccs-rf | 1365 | 34.2 | 3.75 | 0.5047 | 0.84455 | 0.5768 | ep_oil_combined_cycle_w142487746-380
oil | ep_oil_combined_cycle_w143882655-220_ccs-rf | 1365 | 34.2 | 3.75 | 0.46865 | 0.84455 | 0.5356 | ep_oil_combined_cycle_w143882655-220
oil | ep_oil_combined_cycle_w148446247-380_ccs-rf | 1365 | 34.2 | 3.75 | 0.46865 | 0.84455 | 0.5356 | ep_oil_combined_cycle_w148446247-380
oil | ep_oil_combined_cycle_w152219167-220_ccs-rf | 1365 | 34.2 | 3.75 | 0.27038 | 0.84455 | 0.309 | ep_oil_combined_cycle_w152219167-220
oil | ep_oil_combined_cycle_w152924508-220_ccs-rf | 1365 | 34.2 | 3.75 | 0.2884 | 0.84455 | 0.3296 | ep_oil_combined_cycle_w152924508-220
oil | ep_oil_combined_cycle_w156960655-380_ccs-rf | 1365 | 34.2 | 3.75 | 0.48668 | 0.84455 | 0.5562 | ep_oil_combined_cycle_w156960655-380
oil | ep_oil_combined_cycle_w202865176-220_ccs-rf | 1365 | 34.2 | 3.75 | 0.46865 | 0.84455 | 0.5356 | ep_oil_combined_cycle_w202865176-220
oil | ep_oil_combined_cycle_w207756597-220_ccs-rf | 1365 | 34.2 | 3.75 | 0.46865 | 0.84455 | 0.5356 | ep_oil_combined_cycle_w207756597-220
oil | ep_oil_combined_cycle_w22960899-380_ccs-rf | 1365 | 34.2 | 3.75 | 0.2884 | 0.84455 | 0.3296 | ep_oil_combined_cycle_w22960899-380
oil | ep_oil_combined_cycle_w23816140-220_ccs-rf | 1365 | 34.2 | 3.75 | 0.46865 | 0.84455 | 0.5356 | ep_oil_combined_cycle_w23816140-220
oil | ep_oil_combined_cycle_w24272541-220_ccs-rf | 1365 | 34.2 | 3.75 | 0.45062 | 0.84455 | 0.515 | ep_oil_combined_cycle_w24272541-220
oil | ep_oil_combined_cycle_w24479984-220_ccs-rf | 1365 | 34.2 | 3.75 | 0.2884 | 0.84455 | 0.3296 | ep_oil_combined_cycle_w24479984-220
oil | ep_oil_combined_cycle_w24685992-380_ccs-rf | 1365 | 34.2 | 3.75 | 0.45062 | 0.84455 | 0.515 | ep_oil_combined_cycle_w24685992-380
oil | ep_oil_combined_cycle_w24768051-220_ccs-rf | 1365 | 34.2 | 3.75 | 0.2884 | 0.84455 | 0.3296 | ep_oil_combined_cycle_w24768051-220
oil | ep_oil_combined_cycle_w28613721-380_ccs-rf | 1365 | 34.2 | 3.75 | 0.44679 | 0.84455 | 0.51061 | ep_oil_combined_cycle_w28613721-380
oil | ep_oil_combined_cycle_w29077623-380_ccs-rf | 1365 | 34.2 | 3.75 | 0.5047 | 0.84455 | 0.5768 | ep_oil_combined_cycle_w29077623-380
oil | ep_oil_combined_cycle_w30040568-380_ccs-rf | 1365 | 34.2 | 3.75 | 0.4326 | 0.84455 | 0.4944 | ep_oil_combined_cycle_w30040568-380
oil | ep_oil_combined_cycle_w32148946-220_ccs-rf | 1365 | 34.2 | 3.75 | 0.48668 | 0.84455 | 0.5562 | ep_oil_combined_cycle_w32148946-220
oil | ep_oil_combined_cycle_w37721677-380_ccs-rf | 1365 | 34.2 | 3.75 | 0.4326 | 0.84455 | 0.4944 | ep_oil_combined_cycle_w37721677-380
oil | ep_oil_combined_cycle_w395847307-220_ccs-rf | 1365 | 34.2 | 3.75 | 0.48668 | 0.84455 | 0.5562 | ep_oil_combined_cycle_w395847307-220
oil | ep_oil_combined_cycle_w42050342-220_ccs-rf | 1365 | 34.2 | 3.75 | 0.5047 | 0.84455 | 0.5768 | ep_oil_combined_cycle_w42050342-220
oil | ep_oil_combined_cycle_w42507488-380_ccs-rf | 1365 | 34.2 | 3.75 | 0.32445 | 0.84455 | 0.3708 | ep_oil_combined_cycle_w42507488-380
oil | ep_oil_combined_cycle_w449010725-380_ccs-rf | 1365 | 34.2 | 3.75 | 0.5047 | 0.84455 | 0.5768 | ep_oil_combined_cycle_w449010725-380
oil | ep_oil_combined_cycle_w55069713-380_ccs-rf | 1365 | 34.2 | 3.75 | 0.46865 | 0.84455 | 0.5356 | ep_oil_combined_cycle_w55069713-380
oil | ep_oil_combined_cycle_w603661085-380_ccs-rf | 1365 | 34.2 | 3.75 | 0.41458 | 0.84455 | 0.4738 | ep_oil_combined_cycle_w603661085-380
oil | ep_oil_combined_cycle_w61918154-380_ccs-rf | 1365 | 34.2 | 3.75 | 0.4326 | 0.84455 | 0.4944 | ep_oil_combined_cycle_w61918154-380
oil | ep_oil_combined_cycle_w62061952-380_ccs-rf | 1365 | 34.2 | 3.75 | 0.5047 | 0.84455 | 0.5768 | ep_oil_combined_cycle_w62061952-380
oil | ep_oil_combined_cycle_w77038371-380_ccs-rf | 1365 | 34.2 | 3.75 | 0.48668 | 0.84455 | 0.5562 | ep_oil_combined_cycle_w77038371-380
oil | ep_oil_combined_cycle_w78441561-380_ccs-rf | 1365 | 34.2 | 3.75 | 0.44467 | 0.84455 | 0.50819 | ep_oil_combined_cycle_w78441561-380
oil | ep_oil_combined_cycle_w87653464-380_ccs-rf | 1365 | 34.2 | 3.75 | 0.4326 | 0.84455 | 0.4944 | ep_oil_combined_cycle_w87653464-380
oil | ep_oil_combined_cycle_w91080806-220_ccs-rf | 1365 | 34.2 | 3.75 | 0.36951 | 0.84455 | 0.4223 | ep_oil_combined_cycle_w91080806-220
oil | ep_oil_combined_cycle_w92165128-380_ccs-rf | 1365 | 34.2 | 3.75 | 0.45062 | 0.84455 | 0.515 | ep_oil_combined_cycle_w92165128-380
oil | ep_oil_combined_cycle_w941805476-380_ccs-rf | 1365 | 34.2 | 3.75 | 0.46865 | 0.84455 | 0.5356 | ep_oil_combined_cycle_w941805476-380
oil | ep_oil_combined_cycle_w942771541-380_ccs-rf | 1365 | 34.2 | 3.75 | 0.4326 | 0.84455 | 0.4944 | ep_oil_combined_cycle_w942771541-380
oil | ep_oil_combined_cycle_w947118608-380_ccs-rf | 1365 | 34.2 | 3.75 | 0.4326 | 0.84455 | 0.4944 | ep_oil_combined_cycle_w947118608-380
oil | ep_oil_gas_turbine_DE117-380_ccs-rf | 1365 | 34.2 | 3.75 | 0.19828 | 0.84455 | 0.2266 | ep_oil_gas_turbine_DE117-380
oil | ep_oil_gas_turbine_DE160-220_ccs-rf | 1365 | 34.2 | 3.75 | 0.25235 | 0.84455 | 0.2884 | ep_oil_gas_turbine_DE160-220
oil | ep_oil_gas_turbine_DE165-380_ccs-rf | 1365 | 34.2 | 3.75 | 0.27038 | 0.84455 | 0.309 | ep_oil_gas_turbine_DE165-380
oil | ep_oil_gas_turbine_DE183-220_ccs-rf | 1365 | 34.2 | 3.75 | 0.26136 | 0.84455 | 0.2987 | ep_oil_gas_turbine_DE183-220
oil | ep_oil_gas_turbine_DE24-220_ccs-rf | 1365 | 34.2 | 3.75 | 0.20729 | 0.84455 | 0.2369 | ep_oil_gas_turbine_DE24-220
oil | ep_oil_gas_turbine_DE8-380_ccs-rf | 1365 | 34.2 | 3.75 | 0.19827 | 0.84455 | 0.2266 | ep_oil_gas_turbine_DE8-380
oil | ep_oil_gas_turbine_G100000400172_ccs-rf | 1365 | 34.2 | 3.75 | 0.2163 | 0.84455 | 0.2472 | ep_oil_gas_turbine_G100000400172
oil | ep_oil_gas_turbine_G100000400183_ccs-rf | 1365 | 34.2 | 3.75 | 0.20729 | 0.84455 | 0.2369 | ep_oil_gas_turbine_G100000400183
oil | ep_oil_gas_turbine_G100000400274_ccs-rf | 1365 | 34.2 | 3.75 | 0.25235 | 0.84455 | 0.2884 | ep_oil_gas_turbine_G100000400274
oil | ep_oil_gas_turbine_G100000400275_ccs-rf | 1365 | 34.2 | 3.75 | 0.25235 | 0.84455 | 0.2884 | ep_oil_gas_turbine_G100000400275
oil | ep_oil_gas_turbine_G100000400889_ccs-rf | 1365 | 34.2 | 3.75 | 0.2884 | 0.84455 | 0.3296 | ep_oil_gas_turbine_G100000400889
oil | ep_oil_gas_turbine_G100000406320_ccs-rf | 1365 | 34.2 | 3.75 | 0.2884 | 0.84455 | 0.3296 | ep_oil_gas_turbine_G100000406320
oil | ep_oil_gas_turbine_G100000410310__m_ccs-rf | 1365 | 34.2 | 3.75 | 0.20729 | 0.84455 | 0.2369 | ep_oil_gas_turbine_G100000410310__m
oil | ep_oil_gas_turbine_G100000412832_ccs-rf | 1365 | 34.2 | 3.75 | 0.2163 | 0.84455 | 0.2472 | ep_oil_gas_turbine_G100000412832
oil | ep_oil_gas_turbine_G100000412855_ccs-rf | 1365 | 34.2 | 3.75 | 0.27939 | 0.84455 | 0.3193 | ep_oil_gas_turbine_G100000412855
oil | ep_oil_gas_turbine_G100000412857_ccs-rf | 1365 | 34.2 | 3.75 | 0.18025 | 0.84455 | 0.206 | ep_oil_gas_turbine_G100000412857
oil | ep_oil_gas_turbine_w1223405794-220_ccs-rf | 1365 | 34.2 | 3.75 | 0.27038 | 0.84455 | 0.309 | ep_oil_gas_turbine_w1223405794-220
oil | ep_oil_gas_turbine_w152018146-380_ccs-rf | 1365 | 34.2 | 3.75 | 0.26136 | 0.84455 | 0.2987 | ep_oil_gas_turbine_w152018146-380
oil | ep_oil_gas_turbine_w23161029-220_ccs-rf | 1365 | 34.2 | 3.75 | 0.27939 | 0.84455 | 0.3193 | ep_oil_gas_turbine_w23161029-220
oil | ep_oil_gas_turbine_w24272541-220_ccs-rf | 1365 | 34.2 | 3.75 | 0.27939 | 0.84455 | 0.3193 | ep_oil_gas_turbine_w24272541-220
oil | ep_oil_gas_turbine_w24765111-220_ccs-rf | 1365 | 34.2 | 3.75 | 0.24334 | 0.84455 | 0.2781 | ep_oil_gas_turbine_w24765111-220
oil | ep_oil_gas_turbine_w259561755-380_ccs-rf | 1365 | 34.2 | 3.75 | 0.24334 | 0.84455 | 0.2781 | ep_oil_gas_turbine_w259561755-380
oil | ep_oil_gas_turbine_w27739871-380_ccs-rf | 1365 | 34.2 | 3.75 | 0.19828 | 0.84455 | 0.2266 | ep_oil_gas_turbine_w27739871-380
oil | ep_oil_gas_turbine_w29331499-220_ccs-rf | 1365 | 34.2 | 3.75 | 0.20729 | 0.84455 | 0.2369 | ep_oil_gas_turbine_w29331499-220
oil | ep_oil_gas_turbine_w37721677-380_ccs-rf | 1365 | 34.2 | 3.75 | 0.19828 | 0.84455 | 0.2266 | ep_oil_gas_turbine_w37721677-380
oil | ep_oil_gas_turbine_w42507488-380_ccs-rf | 1365 | 34.2 | 3.75 | 0.27038 | 0.84455 | 0.309 | ep_oil_gas_turbine_w42507488-380
oil | ep_oil_gas_turbine_w46615737-380_ccs-rf | 1365 | 34.2 | 3.75 | 0.19828 | 0.84455 | 0.2266 | ep_oil_gas_turbine_w46615737-380
oil | ep_oil_gas_turbine_w53378027-380_ccs-rf | 1365 | 34.2 | 3.75 | 0.24334 | 0.84455 | 0.2781 | ep_oil_gas_turbine_w53378027-380
oil | ep_oil_gas_turbine_w5404079-380_ccs-rf | 1365 | 34.2 | 3.75 | 0.26136 | 0.84455 | 0.2987 | ep_oil_gas_turbine_w5404079-380
oil | ep_oil_gas_turbine_w57727004-220_ccs-rf | 1365 | 34.2 | 3.75 | 0.26136 | 0.84455 | 0.2987 | ep_oil_gas_turbine_w57727004-220
oil | ep_oil_gas_turbine_w672738029-220_ccs-rf | 1365 | 34.2 | 3.75 | 0.19827 | 0.84455 | 0.2266 | ep_oil_gas_turbine_w672738029-220
oil | ep_oil_gas_turbine_w75865676-220_ccs-rf | 1365 | 34.2 | 3.75 | 0.20729 | 0.84455 | 0.2369 | ep_oil_gas_turbine_w75865676-220
oil | ep_oil_gas_turbine_w881636329-380_ccs-rf | 1365 | 34.2 | 3.75 | 0.26136 | 0.84455 | 0.2987 | ep_oil_gas_turbine_w881636329-380
oil | ep_oil_gas_turbine_w92024105-220_ccs-rf | 1365 | 34.2 | 3.75 | 0.27038 | 0.84455 | 0.309 | ep_oil_gas_turbine_w92024105-220
oil | ep_oil_internal_combustion_DE58-380_ccs-rf | 1365 | 34.2 | 3.75 | 0.31994 | 0.84455 | 0.36565 | ep_oil_internal_combustion_DE58-380
oil | ep_oil_internal_combustion_DE92-220_ccs-rf | 1365 | 34.2 | 3.75 | 0.27488 | 0.84455 | 0.31415 | ep_oil_internal_combustion_DE92-220
oil | ep_oil_internal_combustion_G100000412869_ccs-rf | 1365 | 34.2 | 3.75 | 0.31544 | 0.84455 | 0.3605 | ep_oil_internal_combustion_G100000412869
oil | ep_oil_internal_combustion_w1040551074-220_ccs-rf | 1365 | 34.2 | 3.75 | 0.29291 | 0.84455 | 0.33475 | ep_oil_internal_combustion_w1040551074-220
oil | ep_oil_internal_combustion_w1081302145-220_ccs-rf | 1365 | 34.2 | 3.75 | 0.31994 | 0.84455 | 0.36565 | ep_oil_internal_combustion_w1081302145-220
oil | ep_oil_internal_combustion_w148211527-380_ccs-rf | 1365 | 34.2 | 3.75 | 0.31994 | 0.84455 | 0.36565 | ep_oil_internal_combustion_w148211527-380
oil | ep_oil_internal_combustion_w156673637-380_ccs-rf | 1365 | 34.2 | 3.75 | 0.31544 | 0.84455 | 0.3605 | ep_oil_internal_combustion_w156673637-380
oil | ep_oil_internal_combustion_w207756597-220_ccs-rf | 1365 | 34.2 | 3.75 | 0.31994 | 0.84455 | 0.36565 | ep_oil_internal_combustion_w207756597-220
oil | ep_oil_internal_combustion_w229565743-220_ccs-rf | 1365 | 34.2 | 3.75 | 0.31994 | 0.84455 | 0.36565 | ep_oil_internal_combustion_w229565743-220
oil | ep_oil_internal_combustion_w22960899-380_ccs-rf | 1365 | 34.2 | 3.75 | 0.31544 | 0.84455 | 0.3605 | ep_oil_internal_combustion_w22960899-380
oil | ep_oil_internal_combustion_w24685992-380_ccs-rf | 1365 | 34.2 | 3.75 | 0.31544 | 0.84455 | 0.3605 | ep_oil_internal_combustion_w24685992-380
oil | ep_oil_internal_combustion_w25044557-380_ccs-rf | 1365 | 34.2 | 3.75 | 0.31544 | 0.84455 | 0.3605 | ep_oil_internal_combustion_w25044557-380
oil | ep_oil_internal_combustion_w27871140-220_ccs-rf | 1365 | 34.2 | 3.75 | 0.31544 | 0.84455 | 0.3605 | ep_oil_internal_combustion_w27871140-220
oil | ep_oil_internal_combustion_w32966636-220_ccs-rf | 1365 | 34.2 | 3.75 | 0.31994 | 0.84455 | 0.36565 | ep_oil_internal_combustion_w32966636-220
oil | ep_oil_internal_combustion_w35176751-380_ccs-rf | 1365 | 34.2 | 3.75 | 0.27488 | 0.84455 | 0.31415 | ep_oil_internal_combustion_w35176751-380
oil | ep_oil_internal_combustion_w52983550-380_ccs-rf | 1365 | 34.2 | 3.75 | 0.31994 | 0.84455 | 0.36565 | ep_oil_internal_combustion_w52983550-380
oil | ep_oil_internal_combustion_w82773910-380_ccs-rf | 1365 | 34.2 | 3.75 | 0.31994 | 0.84455 | 0.36565 | ep_oil_internal_combustion_w82773910-380
oil | ep_oil_internal_combustion_w870598507_ccs-rf | 1365 | 34.2 | 3.75 | 0.30643 | 0.84455 | 0.3502 | ep_oil_internal_combustion_w870598507
oil | ep_oil_internal_combustion_w942771541-380_ccs-rf | 1365 | 34.2 | 3.75 | 0.31994 | 0.84455 | 0.36565 | ep_oil_internal_combustion_w942771541-380
oil | ep_oil_steam_turbine_DE103-380_ccs-rf | 1365 | 34.2 | 3.75 | 0.2884 | 0.84455 | 0.3296 | ep_oil_steam_turbine_DE103-380
oil | ep_oil_steam_turbine_DE183-220_ccs-rf | 1365 | 34.2 | 3.75 | 0.30192 | 0.84455 | 0.34505 | ep_oil_steam_turbine_DE183-220
oil | ep_oil_steam_turbine_DE196-380_ccs-rf | 1365 | 34.2 | 3.75 | 0.30192 | 0.84455 | 0.34505 | ep_oil_steam_turbine_DE196-380
oil | ep_oil_steam_turbine_DE202-380_ccs-rf | 1365 | 34.2 | 3.75 | 0.29291 | 0.84455 | 0.33475 | ep_oil_steam_turbine_DE202-380
oil | ep_oil_steam_turbine_DE47-220_ccs-rf | 1365 | 34.2 | 3.75 | 0.27939 | 0.84455 | 0.3193 | ep_oil_steam_turbine_DE47-220
oil | ep_oil_steam_turbine_DE58-380_ccs-rf | 1365 | 34.2 | 3.75 | 0.27939 | 0.84455 | 0.3193 | ep_oil_steam_turbine_DE58-380
oil | ep_oil_steam_turbine_G100000400179_ccs-rf | 1365 | 34.2 | 3.75 | 0.30192 | 0.84455 | 0.34505 | ep_oil_steam_turbine_G100000400179
oil | ep_oil_steam_turbine_G100000400216_ccs-rf | 1365 | 34.2 | 3.75 | 0.31994 | 0.84455 | 0.36565 | ep_oil_steam_turbine_G100000400216
oil | ep_oil_steam_turbine_G100000400255_ccs-rf | 1365 | 34.2 | 3.75 | 0.2884 | 0.84455 | 0.3296 | ep_oil_steam_turbine_G100000400255
oil | ep_oil_steam_turbine_G100000400278_ccs-rf | 1365 | 34.2 | 3.75 | 0.2884 | 0.84455 | 0.3296 | ep_oil_steam_turbine_G100000400278
oil | ep_oil_steam_turbine_G100000409755__m_ccs-rf | 1365 | 34.2 | 3.75 | 0.2884 | 0.84455 | 0.3296 | ep_oil_steam_turbine_G100000409755__m
oil | ep_oil_steam_turbine_G100000412837_ccs-rf | 1365 | 34.2 | 3.75 | 0.31994 | 0.84455 | 0.36565 | ep_oil_steam_turbine_G100000412837
oil | ep_oil_steam_turbine_G100000412843_ccs-rf | 1365 | 34.2 | 3.75 | 0.29741 | 0.84455 | 0.3399 | ep_oil_steam_turbine_G100000412843
oil | ep_oil_steam_turbine_G100000412844_ccs-rf | 1365 | 34.2 | 3.75 | 0.29741 | 0.84455 | 0.3399 | ep_oil_steam_turbine_G100000412844
oil | ep_oil_steam_turbine_G100000412876_ccs-rf | 1365 | 34.2 | 3.75 | 0.2884 | 0.84455 | 0.3296 | ep_oil_steam_turbine_G100000412876
oil | ep_oil_steam_turbine_G100000412877_ccs-rf | 1365 | 34.2 | 3.75 | 0.2884 | 0.84455 | 0.3296 | ep_oil_steam_turbine_G100000412877
oil | ep_oil_steam_turbine_G100000412878_ccs-rf | 1365 | 34.2 | 3.75 | 0.26136 | 0.84455 | 0.2987 | ep_oil_steam_turbine_G100000412878
oil | ep_oil_steam_turbine_G100000412887_ccs-rf | 1365 | 34.2 | 3.75 | 0.29741 | 0.84455 | 0.3399 | ep_oil_steam_turbine_G100000412887
oil | ep_oil_steam_turbine_G100000412896__m_ccs-rf | 1365 | 34.2 | 3.75 | 0.2884 | 0.84455 | 0.3296 | ep_oil_steam_turbine_G100000412896__m
oil | ep_oil_steam_turbine_G100001017933_ccs-rf | 1365 | 34.2 | 3.75 | 0.30192 | 0.84455 | 0.34505 | ep_oil_steam_turbine_G100001017933
oil | ep_oil_steam_turbine_w1068350839-380_ccs-rf | 1365 | 34.2 | 3.75 | 0.27939 | 0.84455 | 0.3193 | ep_oil_steam_turbine_w1068350839-380
oil | ep_oil_steam_turbine_w1091984573-220_ccs-rf | 1365 | 34.2 | 3.75 | 0.29291 | 0.84455 | 0.33475 | ep_oil_steam_turbine_w1091984573-220
oil | ep_oil_steam_turbine_w1118059105-220_ccs-rf | 1365 | 34.2 | 3.75 | 0.27038 | 0.84455 | 0.309 | ep_oil_steam_turbine_w1118059105-220
oil | ep_oil_steam_turbine_w151507370-220_ccs-rf | 1365 | 34.2 | 3.75 | 0.29841 | 0.84455 | 0.34104 | ep_oil_steam_turbine_w151507370-220
oil | ep_oil_steam_turbine_w152107815-380_ccs-rf | 1365 | 34.2 | 3.75 | 0.29291 | 0.84455 | 0.33475 | ep_oil_steam_turbine_w152107815-380
oil | ep_oil_steam_turbine_w152924508-220_ccs-rf | 1365 | 34.2 | 3.75 | 0.25235 | 0.84455 | 0.2884 | ep_oil_steam_turbine_w152924508-220
oil | ep_oil_steam_turbine_w156960655-380_ccs-rf | 1365 | 34.2 | 3.75 | 0.27939 | 0.84455 | 0.3193 | ep_oil_steam_turbine_w156960655-380
oil | ep_oil_steam_turbine_w207756597-220_ccs-rf | 1365 | 34.2 | 3.75 | 0.26136 | 0.84455 | 0.2987 | ep_oil_steam_turbine_w207756597-220
oil | ep_oil_steam_turbine_w23161029-220_ccs-rf | 1365 | 34.2 | 3.75 | 0.27939 | 0.84455 | 0.3193 | ep_oil_steam_turbine_w23161029-220
oil | ep_oil_steam_turbine_w23192640-220_ccs-rf | 1365 | 34.2 | 3.75 | 0.22982 | 0.84455 | 0.26265 | ep_oil_steam_turbine_w23192640-220
oil | ep_oil_steam_turbine_w23380800-380_ccs-rf | 1365 | 34.2 | 3.75 | 0.27939 | 0.84455 | 0.3193 | ep_oil_steam_turbine_w23380800-380
oil | ep_oil_steam_turbine_w24268944-380_ccs-rf | 1365 | 34.2 | 3.75 | 0.29291 | 0.84455 | 0.33475 | ep_oil_steam_turbine_w24268944-380
oil | ep_oil_steam_turbine_w24479984-220_ccs-rf | 1365 | 34.2 | 3.75 | 0.26136 | 0.84455 | 0.2987 | ep_oil_steam_turbine_w24479984-220
oil | ep_oil_steam_turbine_w24758329-380_ccs-rf | 1365 | 34.2 | 3.75 | 0.29741 | 0.84455 | 0.3399 | ep_oil_steam_turbine_w24758329-380
oil | ep_oil_steam_turbine_w24759324-220_ccs-rf | 1365 | 34.2 | 3.75 | 0.29291 | 0.84455 | 0.33475 | ep_oil_steam_turbine_w24759324-220
oil | ep_oil_steam_turbine_w24765111-220_ccs-rf | 1365 | 34.2 | 3.75 | 0.29291 | 0.84455 | 0.33475 | ep_oil_steam_turbine_w24765111-220
oil | ep_oil_steam_turbine_w26383042-380_ccs-rf | 1365 | 34.2 | 3.75 | 0.27939 | 0.84455 | 0.3193 | ep_oil_steam_turbine_w26383042-380
oil | ep_oil_steam_turbine_w26472665-380_ccs-rf | 1365 | 34.2 | 3.75 | 0.2884 | 0.84455 | 0.3296 | ep_oil_steam_turbine_w26472665-380
oil | ep_oil_steam_turbine_w27646106-220_ccs-rf | 1365 | 34.2 | 3.75 | 0.2884 | 0.84455 | 0.3296 | ep_oil_steam_turbine_w27646106-220
oil | ep_oil_steam_turbine_w29077623-380_ccs-rf | 1365 | 34.2 | 3.75 | 0.26136 | 0.84455 | 0.2987 | ep_oil_steam_turbine_w29077623-380
oil | ep_oil_steam_turbine_w29309786-380_ccs-rf | 1365 | 34.2 | 3.75 | 0.27939 | 0.84455 | 0.3193 | ep_oil_steam_turbine_w29309786-380
oil | ep_oil_steam_turbine_w29331499-380_ccs-rf | 1365 | 34.2 | 3.75 | 0.27939 | 0.84455 | 0.3193 | ep_oil_steam_turbine_w29331499-380
oil | ep_oil_steam_turbine_w32731290-220_ccs-rf | 1365 | 34.2 | 3.75 | 0.27038 | 0.84455 | 0.309 | ep_oil_steam_turbine_w32731290-220
oil | ep_oil_steam_turbine_w35818134-220_ccs-rf | 1365 | 34.2 | 3.75 | 0.26136 | 0.84455 | 0.2987 | ep_oil_steam_turbine_w35818134-220
oil | ep_oil_steam_turbine_w35818137-220_ccs-rf | 1365 | 34.2 | 3.75 | 0.27038 | 0.84455 | 0.309 | ep_oil_steam_turbine_w35818137-220
oil | ep_oil_steam_turbine_w44717036-380_ccs-rf | 1365 | 34.2 | 3.75 | 0.2884 | 0.84455 | 0.3296 | ep_oil_steam_turbine_w44717036-380
oil | ep_oil_steam_turbine_w52983550-380_ccs-rf | 1365 | 34.2 | 3.75 | 0.30192 | 0.84455 | 0.34505 | ep_oil_steam_turbine_w52983550-380
oil | ep_oil_steam_turbine_w53378027-380__m_ccs-rf | 1365 | 34.2 | 3.75 | 0.25235 | 0.84455 | 0.2884 | ep_oil_steam_turbine_w53378027-380__m
oil | ep_oil_steam_turbine_w53378027-380_ccs-rf | 1365 | 34.2 | 3.75 | 0.26136 | 0.84455 | 0.2987 | ep_oil_steam_turbine_w53378027-380
oil | ep_oil_steam_turbine_w62061952-380_ccs-rf | 1365 | 34.2 | 3.75 | 0.29291 | 0.84455 | 0.33475 | ep_oil_steam_turbine_w62061952-380
oil | ep_oil_steam_turbine_w66038431-220_ccs-rf | 1365 | 34.2 | 3.75 | 0.29291 | 0.84455 | 0.33475 | ep_oil_steam_turbine_w66038431-220
oil | ep_oil_steam_turbine_w77038371-380_ccs-rf | 1365 | 34.2 | 3.75 | 0.24334 | 0.84455 | 0.2781 | ep_oil_steam_turbine_w77038371-380
oil | ep_oil_steam_turbine_w87653464-380_ccs-rf | 1365 | 34.2 | 3.75 | 0.2884 | 0.84455 | 0.3296 | ep_oil_steam_turbine_w87653464-380
oil | ep_oil_steam_turbine_w883928229-380_ccs-rf | 1365 | 34.2 | 3.75 | 0.27038 | 0.84455 | 0.309 | ep_oil_steam_turbine_w883928229-380
oil | ep_oil_steam_turbine_w91080806-220_ccs-rf | 1365 | 34.2 | 3.75 | 0.29741 | 0.84455 | 0.3399 | ep_oil_steam_turbine_w91080806-220
oil | ep_oil_steam_turbine_w92024105-220_ccs-rf | 1365 | 34.2 | 3.75 | 0.29291 | 0.84455 | 0.33475 | ep_oil_steam_turbine_w92024105-220
oil | ep_oil_steam_turbine_w946025110-380_ccs-rf | 1365 | 34.2 | 3.75 | 0.30192 | 0.84455 | 0.34505 | ep_oil_steam_turbine_w946025110-380

## Hourly_Demand_Data
country | month | day | hour | elc_commercial | elc_industry | elc_residential
DE | 1 | 1 | 1 | 22118.6 | 18958.8 | 22118.6
DE | 1 | 1 | 2 | 21609.35 | 18522.3 | 21609.35
DE | 1 | 1 | 3 | 21573.65 | 18491.7 | 21573.65
DE | 1 | 1 | 4 | 21573.65 | 18491.7 | 21573.65
DE | 1 | 1 | 5 | 22512.35 | 19296.3 | 22512.35
DE | 1 | 1 | 6 | 25591.65 | 21935.7 | 25591.65
DE | 1 | 1 | 7 | 28519.75 | 24445.5 | 28519.75
DE | 1 | 1 | 8 | 30178.75 | 25867.5 | 30178.75
DE | 1 | 1 | 9 | 30552.2 | 26187.6 | 30552.2
DE | 1 | 1 | 10 | 30508.8 | 26150.4 | 30508.8
DE | 1 | 1 | 11 | 30509.5 | 26151 | 30509.5
DE | 1 | 1 | 12 | 30453.15 | 26102.7 | 30453.15
DE | 1 | 1 | 13 | 30364.95 | 26027.1 | 30364.95
DE | 1 | 1 | 14 | 30517.55 | 26157.9 | 30517.55
DE | 1 | 1 | 15 | 30490.25 | 26134.5 | 30490.25
DE | 1 | 1 | 16 | 30490.25 | 26134.5 | 30490.25
DE | 1 | 1 | 17 | 30642.5 | 26265 | 30642.5
DE | 1 | 1 | 18 | 31022.25 | 26590.5 | 31022.25
DE | 1 | 1 | 19 | 31099.6 | 26656.8 | 31099.6
DE | 1 | 1 | 20 | 30550.1 | 26185.8 | 30550.1
DE | 1 | 1 | 21 | 28845.6 | 24724.8 | 28845.6
DE | 1 | 1 | 22 | 27613.25 | 23668.5 | 27613.25
DE | 1 | 1 | 23 | 26668.95 | 22859.1 | 26668.95
DE | 1 | 1 | 24 | 23249.45 | 19928.1 | 23249.45
DE | 1 | 2 | 1 | 22481.55 | 19269.9 | 22481.55
DE | 1 | 2 | 2 | 22359.05 | 19164.9 | 22359.05
DE | 1 | 2 | 3 | 22323.7 | 19134.6 | 22323.7
DE | 1 | 2 | 4 | 22323.7 | 19134.6 | 22323.7
DE | 1 | 2 | 5 | 23407.3 | 20063.4 | 23407.3
DE | 1 | 2 | 6 | 26840.8 | 23006.4 | 26840.8
DE | 1 | 2 | 7 | 29832.95 | 25571.1 | 29832.95
DE | 1 | 2 | 8 | 30902.9 | 26488.2 | 30902.9
DE | 1 | 2 | 9 | 31235.75 | 26773.5 | 31235.75
DE | 1 | 2 | 10 | 31028.55 | 26595.9 | 31028.55
DE | 1 | 2 | 11 | 30943.15 | 26522.7 | 30943.15
DE | 1 | 2 | 12 | 30841.65 | 26435.7 | 30841.65
DE | 1 | 2 | 13 | 30517.55 | 26157.9 | 30517.55
DE | 1 | 2 | 14 | 30517.55 | 26157.9 | 30517.55
DE | 1 | 2 | 15 | 30490.25 | 26134.5 | 30490.25
DE | 1 | 2 | 16 | 30490.25 | 26134.5 | 30490.25
DE | 1 | 2 | 17 | 30642.5 | 26265 | 30642.5
DE | 1 | 2 | 18 | 30919 | 26502 | 30919
DE | 1 | 2 | 19 | 31018.05 | 26586.9 | 31018.05
DE | 1 | 2 | 20 | 30430.4 | 26083.2 | 30430.4
DE | 1 | 2 | 21 | 28626.15 | 24536.7 | 28626.15
DE | 1 | 2 | 22 | 27362.65 | 23453.7 | 27362.65
DE | 1 | 2 | 23 | 26423.6 | 22648.8 | 26423.6
DE | 1 | 2 | 24 | 22930.6 | 19654.8 | 22930.6
DE | 1 | 3 | 1 | 22135.4 | 18973.2 | 22135.4
DE | 1 | 3 | 2 | 21662.2 | 18567.6 | 21662.2
DE | 1 | 3 | 3 | 21623.7 | 18534.6 | 21623.7
DE | 1 | 3 | 4 | 21579.95 | 18497.1 | 21579.95
DE | 1 | 3 | 5 | 22512.35 | 19296.3 | 22512.35
DE | 1 | 3 | 6 | 25949.35 | 22242.3 | 25949.35
DE | 1 | 3 | 7 | 28770.7 | 24660.6 | 28770.7
DE | 1 | 3 | 8 | 30310.7 | 25980.6 | 30310.7
DE | 1 | 3 | 9 | 30552.2 | 26187.6 | 30552.2
DE | 1 | 3 | 10 | 30318.05 | 25986.9 | 30318.05
DE | 1 | 3 | 11 | 30231.95 | 25913.1 | 30231.95
DE | 1 | 3 | 12 | 30023 | 25734 | 30023
DE | 1 | 3 | 13 | 30008.65 | 25721.7 | 30008.65
DE | 1 | 3 | 14 | 30027.2 | 25737.6 | 30027.2
DE | 1 | 3 | 15 | 29890 | 25620 | 29890
DE | 1 | 3 | 16 | 29890 | 25620 | 29890
DE | 1 | 3 | 17 | 30009.35 | 25722.3 | 30009.35
DE | 1 | 3 | 18 | 30029.65 | 25739.7 | 30029.65
DE | 1 | 3 | 19 | 30029.65 | 25739.7 | 30029.65
DE | 1 | 3 | 20 | 29711.15 | 25466.7 | 29711.15
DE | 1 | 3 | 21 | 28114.1 | 24097.8 | 28114.1
DE | 1 | 3 | 22 | 26681.55 | 22869.9 | 26681.55
DE | 1 | 3 | 23 | 25515.35 | 21870.3 | 25515.35
DE | 1 | 3 | 24 | 22732.15 | 19484.7 | 22732.15
DE | 1 | 4 | 1 | 22114.75 | 18955.5 | 22114.75
DE | 1 | 4 | 2 | 21609.35 | 18522.3 | 21609.35
DE | 1 | 4 | 3 | 21573.65 | 18491.7 | 21573.65
DE | 1 | 4 | 4 | 21573.65 | 18491.7 | 21573.65
DE | 1 | 4 | 5 | 22512.35 | 19296.3 | 22512.35
DE | 1 | 4 | 6 | 25591.65 | 21935.7 | 25591.65
DE | 1 | 4 | 7 | 28409.85 | 24351.3 | 28409.85
DE | 1 | 4 | 8 | 29906.45 | 25634.1 | 29906.45
DE | 1 | 4 | 9 | 30241.05 | 25920.9 | 30241.05
DE | 1 | 4 | 10 | 30230.9 | 25912.2 | 30230.9
DE | 1 | 4 | 11 | 30166.15 | 25856.7 | 30166.15
DE | 1 | 4 | 12 | 30023 | 25734 | 30023
DE | 1 | 4 | 13 | 30050.3 | 25757.4 | 30050.3
DE | 1 | 4 | 14 | 30008.65 | 25721.7 | 30008.65
DE | 1 | 4 | 15 | 29981.35 | 25698.3 | 29981.35
DE | 1 | 4 | 16 | 29981.35 | 25698.3 | 29981.35
DE | 1 | 4 | 17 | 30035.95 | 25745.1 | 30035.95
DE | 1 | 4 | 18 | 30032.45 | 25742.1 | 30032.45
DE | 1 | 4 | 19 | 30032.45 | 25742.1 | 30032.45
DE | 1 | 4 | 20 | 29744.05 | 25494.9 | 29744.05
DE | 1 | 4 | 21 | 28149.45 | 24128.1 | 28149.45
DE | 1 | 4 | 22 | 26681.55 | 22869.9 | 26681.55
DE | 1 | 4 | 23 | 25515.35 | 21870.3 | 25515.35
DE | 1 | 4 | 24 | 22452.15 | 19244.7 | 22452.15
DE | 1 | 5 | 1 | 21773.5 | 18663 | 21773.5
DE | 1 | 5 | 2 | 21060.55 | 18051.9 | 21060.55
DE | 1 | 5 | 3 | 20781.6 | 17812.8 | 20781.6
DE | 1 | 5 | 4 | 20765.5 | 17799 | 20765.5
DE | 1 | 5 | 5 | 20870.85 | 17889.3 | 20870.85
DE | 1 | 5 | 6 | 21259.35 | 18222.3 | 21259.35
DE | 1 | 5 | 7 | 22727.95 | 19481.1 | 22727.95
DE | 1 | 5 | 8 | 24861.55 | 21309.9 | 24861.55
DE | 1 | 5 | 9 | 26031.95 | 22313.1 | 26031.95
DE | 1 | 5 | 10 | 26495.7 | 22710.6 | 26495.7
DE | 1 | 5 | 11 | 26702.2 | 22887.6 | 26702.2
DE | 1 | 5 | 12 | 26682.6 | 22870.8 | 26682.6
DE | 1 | 5 | 13 | 26709.9 | 22894.2 | 26709.9
DE | 1 | 5 | 14 | 26739.65 | 22919.7 | 26739.65
DE | 1 | 5 | 15 | 26814.2 | 22983.6 | 26814.2
DE | 1 | 5 | 16 | 27062.35 | 23196.3 | 27062.35
DE | 1 | 5 | 17 | 27802.6 | 23830.8 | 27802.6
DE | 1 | 5 | 18 | 27861.75 | 23881.5 | 27861.75
DE | 1 | 5 | 19 | 27861.75 | 23881.5 | 27861.75
DE | 1 | 5 | 20 | 27511.05 | 23580.9 | 27511.05
DE | 1 | 5 | 21 | 27147.4 | 23269.2 | 27147.4
DE | 1 | 5 | 22 | 26532.1 | 22741.8 | 26532.1
DE | 1 | 5 | 23 | 26070.8 | 22346.4 | 26070.8
DE | 1 | 5 | 24 | 22572.2 | 19347.6 | 22572.2
DE | 1 | 6 | 1 | 21802.55 | 18687.9 | 21802.55
DE | 1 | 6 | 2 | 21152.95 | 18131.1 | 21152.95
DE | 1 | 6 | 3 | 20953.8 | 17960.4 | 20953.8
DE | 1 | 6 | 4 | 20953.8 | 17960.4 | 20953.8
DE | 1 | 6 | 5 | 21059.15 | 18050.7 | 21059.15
DE | 1 | 6 | 6 | 21435.05 | 18372.9 | 21435.05
DE | 1 | 6 | 7 | 23019.85 | 19731.3 | 23019.85
DE | 1 | 6 | 8 | 25218.55 | 21615.9 | 25218.55
DE | 1 | 6 | 9 | 26185.6 | 22444.8 | 26185.6
DE | 1 | 6 | 10 | 26775 | 22950 | 26775
DE | 1 | 6 | 11 | 26912.2 | 23067.6 | 26912.2
DE | 1 | 6 | 12 | 26892.6 | 23050.8 | 26892.6
DE | 1 | 6 | 13 | 26919.9 | 23074.2 | 26919.9
DE | 1 | 6 | 14 | 26739.65 | 22919.7 | 26739.65
DE | 1 | 6 | 15 | 26628.7 | 22824.6 | 26628.7
DE | 1 | 6 | 16 | 26693.1 | 22879.8 | 26693.1
DE | 1 | 6 | 17 | 27592.6 | 23650.8 | 27592.6
DE | 1 | 6 | 18 | 27651.75 | 23701.5 | 27651.75
DE | 1 | 6 | 19 | 27651.75 | 23701.5 | 27651.75
DE | 1 | 6 | 20 | 27375.6 | 23464.8 | 27375.6
DE | 1 | 6 | 21 | 27147.4 | 23269.2 | 27147.4
DE | 1 | 6 | 22 | 26532.1 | 22741.8 | 26532.1
DE | 1 | 6 | 23 | 26070.8 | 22346.4 | 26070.8
DE | 1 | 6 | 24 | 22823.85 | 19563.3 | 22823.85
DE | 1 | 7 | 1 | 22091.65 | 18935.7 | 22091.65
DE | 1 | 7 | 2 | 21578.55 | 18495.9 | 21578.55
DE | 1 | 7 | 3 | 21543.2 | 18465.6 | 21543.2
DE | 1 | 7 | 4 | 21579.95 | 18497.1 | 21579.95
DE | 1 | 7 | 5 | 22616.3 | 19385.4 | 22616.3
DE | 1 | 7 | 6 | 26146.4 | 22411.2 | 26146.4
DE | 1 | 7 | 7 | 29307.25 | 25120.5 | 29307.25
DE | 1 | 7 | 8 | 30697.1 | 26311.8 | 30697.1
DE | 1 | 7 | 9 | 30985.85 | 26559.3 | 30985.85
DE | 1 | 7 | 10 | 30942.1 | 26521.8 | 30942.1
DE | 1 | 7 | 11 | 30865.45 | 26456.1 | 30865.45
DE | 1 | 7 | 12 | 30841.65 | 26435.7 | 30841.65
DE | 1 | 7 | 13 | 30769.9 | 26374.2 | 30769.9
DE | 1 | 7 | 14 | 30517.55 | 26157.9 | 30517.55
DE | 1 | 7 | 15 | 30642.5 | 26265 | 30642.5
DE | 1 | 7 | 16 | 30868.95 | 26459.1 | 30868.95
DE | 1 | 7 | 17 | 31025.75 | 26593.5 | 31025.75
DE | 1 | 7 | 18 | 31022.25 | 26590.5 | 31022.25
DE | 1 | 7 | 19 | 31099.6 | 26656.8 | 31099.6
DE | 1 | 7 | 20 | 30508.1 | 26149.8 | 30508.1
DE | 1 | 7 | 21 | 28626.15 | 24536.7 | 28626.15
DE | 1 | 7 | 22 | 27372.1 | 23461.8 | 27372.1
DE | 1 | 7 | 23 | 26427.8 | 22652.4 | 26427.8
DE | 1 | 7 | 24 | 22992.2 | 19707.6 | 22992.2
DE | 1 | 8 | 1 | 22224.3 | 19049.4 | 22224.3
DE | 1 | 8 | 2 | 21769.65 | 18659.7 | 21769.65
DE | 1 | 8 | 3 | 21733.95 | 18629.1 | 21733.95
DE | 1 | 8 | 4 | 21733.95 | 18629.1 | 21733.95
DE | 1 | 8 | 5 | 22766.1 | 19513.8 | 22766.1
DE | 1 | 8 | 6 | 26320.7 | 22560.6 | 26320.7
DE | 1 | 8 | 7 | 29384.95 | 25187.1 | 29384.95
DE | 1 | 8 | 8 | 30697.1 | 26311.8 | 30697.1
DE | 1 | 8 | 9 | 30908.15 | 26492.7 | 30908.15
DE | 1 | 8 | 10 | 30761.15 | 26366.7 | 30761.15
DE | 1 | 8 | 11 | 30509.5 | 26151 | 30509.5
DE | 1 | 8 | 12 | 30490.25 | 26134.5 | 30490.25
DE | 1 | 8 | 13 | 30517.55 | 26157.9 | 30517.55
DE | 1 | 8 | 14 | 30517.55 | 26157.9 | 30517.55
DE | 1 | 8 | 15 | 30490.25 | 26134.5 | 30490.25
DE | 1 | 8 | 16 | 30490.25 | 26134.5 | 30490.25
DE | 1 | 8 | 17 | 30642.5 | 26265 | 30642.5
DE | 1 | 8 | 18 | 30639 | 26262 | 30639
DE | 1 | 8 | 19 | 30639 | 26262 | 30639
DE | 1 | 8 | 20 | 30105.6 | 25804.8 | 30105.6
DE | 1 | 8 | 21 | 28260.05 | 24222.9 | 28260.05
DE | 1 | 8 | 22 | 26993.4 | 23137.2 | 26993.4
DE | 1 | 8 | 23 | 25912.6 | 22210.8 | 25912.6
DE | 1 | 8 | 24 | 22831.9 | 19570.2 | 22831.9
DE | 1 | 9 | 1 | 22091.65 | 18935.7 | 22091.65
DE | 1 | 9 | 2 | 21578.55 | 18495.9 | 21578.55
DE | 1 | 9 | 3 | 21543.2 | 18465.6 | 21543.2
DE | 1 | 9 | 4 | 21543.2 | 18465.6 | 21543.2
DE | 1 | 9 | 5 | 22481.55 | 19269.9 | 22481.55
DE | 1 | 9 | 6 | 25718.7 | 22044.6 | 25718.7
DE | 1 | 9 | 7 | 28770.7 | 24660.6 | 28770.7
DE | 1 | 9 | 8 | 30310.7 | 25980.6 | 30310.7
DE | 1 | 9 | 9 | 30552.2 | 26187.6 | 30552.2
DE | 1 | 9 | 10 | 30508.8 | 26150.4 | 30508.8
DE | 1 | 9 | 11 | 30509.5 | 26151 | 30509.5
DE | 1 | 9 | 12 | 30490.25 | 26134.5 | 30490.25
DE | 1 | 9 | 13 | 30517.55 | 26157.9 | 30517.55
DE | 1 | 9 | 14 | 30517.55 | 26157.9 | 30517.55
DE | 1 | 9 | 15 | 30490.25 | 26134.5 | 30490.25
DE | 1 | 9 | 16 | 30490.25 | 26134.5 | 30490.25
DE | 1 | 9 | 17 | 30642.5 | 26265 | 30642.5
DE | 1 | 9 | 18 | 30639 | 26262 | 30639
DE | 1 | 9 | 19 | 31018.05 | 26586.9 | 31018.05
DE | 1 | 9 | 20 | 30430.4 | 26083.2 | 30430.4
DE | 1 | 9 | 21 | 28626.15 | 24536.7 | 28626.15
DE | 1 | 9 | 22 | 27372.1 | 23461.8 | 27372.1
DE | 1 | 9 | 23 | 26427.8 | 22652.4 | 26427.8
DE | 1 | 9 | 24 | 22992.2 | 19707.6 | 22992.2
DE | 1 | 10 | 1 | 22224.3 | 19049.4 | 22224.3
DE | 1 | 10 | 2 | 21892.85 | 18765.3 | 21892.85
DE | 1 | 10 | 3 | 21857.15 | 18734.7 | 21857.15
DE | 1 | 10 | 4 | 21857.15 | 18734.7 | 21857.15
DE | 1 | 10 | 5 | 23023.35 | 19734.3 | 23023.35
DE | 1 | 10 | 6 | 26840.8 | 23006.4 | 26840.8
DE | 1 | 10 | 7 | 29795.5 | 25539 | 29795.5
DE | 1 | 10 | 8 | 30786.7 | 26388.6 | 30786.7
DE | 1 | 10 | 9 | 31119.55 | 26673.9 | 31119.55
DE | 1 | 10 | 10 | 31075.8 | 26636.4 | 31075.8
DE | 1 | 10 | 11 | 31155.6 | 26704.8 | 31155.6
DE | 1 | 10 | 12 | 31274.95 | 26807.1 | 31274.95
DE | 1 | 10 | 13 | 31296.3 | 26825.4 | 31296.3
DE | 1 | 10 | 14 | 31349.15 | 26870.7 | 31349.15
DE | 1 | 10 | 15 | 31439.8 | 26948.4 | 31439.8
DE | 1 | 10 | 16 | 31881.5 | 27327 | 31881.5
DE | 1 | 10 | 17 | 32144.35 | 27552.3 | 32144.35
DE | 1 | 10 | 18 | 32144.35 | 27552.3 | 32144.35
DE | 1 | 10 | 19 | 32119.5 | 27531 | 32119.5
DE | 1 | 10 | 20 | 31478.65 | 26981.7 | 31478.65
DE | 1 | 10 | 21 | 29522.5 | 25305 | 29522.5
DE | 1 | 10 | 22 | 28418.6 | 24358.8 | 28418.6
DE | 1 | 10 | 23 | 27393.8 | 23480.4 | 27393.8
DE | 1 | 10 | 24 | 23306.15 | 19976.7 | 23306.15
DE | 1 | 11 | 1 | 22941.1 | 19663.8 | 22941.1
DE | 1 | 11 | 2 | 22887.2 | 19617.6 | 22887.2
DE | 1 | 11 | 3 | 22851.5 | 19587 | 22851.5
DE | 1 | 11 | 4 | 23366.7 | 20028.6 | 23366.7
DE | 1 | 11 | 5 | 24362.8 | 20882.4 | 24362.8
DE | 1 | 11 | 6 | 27867.35 | 23886.3 | 27867.35
DE | 1 | 11 | 7 | 30594.55 | 26223.9 | 30594.55
DE | 1 | 11 | 8 | 31560.55 | 27051.9 | 31560.55
DE | 1 | 11 | 9 | 32212.25 | 27610.5 | 32212.25
DE | 1 | 11 | 10 | 32471.6 | 27832.8 | 32471.6
DE | 1 | 11 | 11 | 32453.05 | 27816.9 | 32453.05
DE | 1 | 11 | 12 | 32259.85 | 27651.3 | 32259.85
DE | 1 | 11 | 13 | 32279.8 | 27668.4 | 32279.8
DE | 1 | 11 | 14 | 32279.8 | 27668.4 | 32279.8
DE | 1 | 11 | 15 | 32253.2 | 27645.6 | 32253.2
DE | 1 | 11 | 16 | 32362.75 | 27739.5 | 32362.75
DE | 1 | 11 | 17 | 32624.9 | 27964.2 | 32624.9
DE | 1 | 11 | 18 | 32724.3 | 28049.4 | 32724.3
DE | 1 | 11 | 19 | 32699.8 | 28028.4 | 32699.8
DE | 1 | 11 | 20 | 31950.8 | 27386.4 | 31950.8
DE | 1 | 11 | 21 | 30114 | 25812 | 30114
DE | 1 | 11 | 22 | 28885.85 | 24759.3 | 28885.85
DE | 1 | 11 | 23 | 27799.45 | 23828.1 | 27799.45
DE | 1 | 11 | 24 | 24366.65 | 20885.7 | 24366.65
DE | 1 | 12 | 1 | 23690.45 | 20306.1 | 23690.45
DE | 1 | 12 | 2 | 23498.65 | 20141.7 | 23498.65
DE | 1 | 12 | 3 | 23419.55 | 20073.9 | 23419.55
DE | 1 | 12 | 4 | 23419.55 | 20073.9 | 23419.55
DE | 1 | 12 | 5 | 23586.15 | 20216.7 | 23586.15
DE | 1 | 12 | 6 | 23735.95 | 20345.1 | 23735.95
DE | 1 | 12 | 7 | 25420.85 | 21789.3 | 25420.85
DE | 1 | 12 | 8 | 27326.25 | 23422.5 | 27326.25
DE | 1 | 12 | 9 | 28464.45 | 24398.1 | 28464.45
DE | 1 | 12 | 10 | 28947.1 | 24811.8 | 28947.1
DE | 1 | 12 | 11 | 28931.35 | 24798.3 | 28931.35
DE | 1 | 12 | 12 | 28600.25 | 24514.5 | 28600.25
DE | 1 | 12 | 13 | 28553 | 24474 | 28553
DE | 1 | 12 | 14 | 28536.9 | 24460.2 | 28536.9
DE | 1 | 12 | 15 | 28536.9 | 24460.2 | 28536.9
DE | 1 | 12 | 16 | 28854.7 | 24732.6 | 28854.7
DE | 1 | 12 | 17 | 29911 | 25638 | 29911
DE | 1 | 12 | 18 | 29989.05 | 25704.9 | 29989.05
DE | 1 | 12 | 19 | 29964.55 | 25683.9 | 29964.55
DE | 1 | 12 | 20 | 29374.1 | 25177.8 | 29374.1
DE | 1 | 12 | 21 | 29326.5 | 25137 | 29326.5
DE | 1 | 12 | 22 | 28666.75 | 24571.5 | 28666.75
DE | 1 | 12 | 23 | 28188.65 | 24161.7 | 28188.65
DE | 1 | 12 | 24 | 24366.65 | 20885.7 | 24366.65
DE | 1 | 13 | 1 | 23690.45 | 20306.1 | 23690.45
DE | 1 | 13 | 2 | 23498.65 | 20141.7 | 23498.65
DE | 1 | 13 | 3 | 23419.55 | 20073.9 | 23419.55
DE | 1 | 13 | 4 | 23419.55 | 20073.9 | 23419.55
DE | 1 | 13 | 5 | 23520.35 | 20160.3 | 23520.35
DE | 1 | 13 | 6 | 23670.5 | 20289 | 23670.5
DE | 1 | 13 | 7 | 25313.4 | 21697.2 | 25313.4
DE | 1 | 13 | 8 | 27218.8 | 23330.4 | 27218.8
DE | 1 | 13 | 9 | 28446.6 | 24382.8 | 28446.6
DE | 1 | 13 | 10 | 28947.1 | 24811.8 | 28947.1
DE | 1 | 13 | 11 | 28931.35 | 24798.3 | 28931.35
DE | 1 | 13 | 12 | 28912.1 | 24781.8 | 28912.1
DE | 1 | 13 | 13 | 28933.1 | 24799.8 | 28933.1
DE | 1 | 13 | 14 | 28962.85 | 24825.3 | 28962.85
DE | 1 | 13 | 15 | 28962.85 | 24825.3 | 28962.85
DE | 1 | 13 | 16 | 29191.4 | 25021.2 | 29191.4
DE | 1 | 13 | 17 | 30004.1 | 25717.8 | 30004.1
DE | 1 | 13 | 18 | 30270.45 | 25946.1 | 30270.45
DE | 1 | 13 | 19 | 30245.95 | 25925.1 | 30245.95
DE | 1 | 13 | 20 | 29752.8 | 25502.4 | 29752.8
DE | 1 | 13 | 21 | 29565.55 | 25341.9 | 29565.55
DE | 1 | 13 | 22 | 28905.45 | 24776.1 | 28905.45
DE | 1 | 13 | 23 | 28317.1 | 24271.8 | 28317.1
DE | 1 | 13 | 24 | 24278.45 | 20810.1 | 24278.45
DE | 1 | 14 | 1 | 23783.2 | 20385.6 | 23783.2
DE | 1 | 14 | 2 | 23594.55 | 20223.9 | 23594.55
DE | 1 | 14 | 3 | 23559.2 | 20193.6 | 23559.2
DE | 1 | 14 | 4 | 23595.25 | 20224.5 | 23595.25
DE | 1 | 14 | 5 | 24591.35 | 21078.3 | 24591.35
DE | 1 | 14 | 6 | 28095.9 | 24082.2 | 28095.9
DE | 1 | 14 | 7 | 30853.2 | 26445.6 | 30853.2
DE | 1 | 14 | 8 | 31818.85 | 27273.3 | 31818.85
DE | 1 | 14 | 9 | 32461.1 | 27823.8 | 32461.1
DE | 1 | 14 | 10 | 32701.55 | 28029.9 | 32701.55
DE | 1 | 14 | 11 | 32683 | 28014 | 32683
DE | 1 | 14 | 12 | 32663.4 | 27997.2 | 32663.4
DE | 1 | 14 | 13 | 32684.75 | 28015.5 | 32684.75
DE | 1 | 14 | 14 | 32684.75 | 28015.5 | 32684.75
DE | 1 | 14 | 15 | 32684.75 | 28015.5 | 32684.75
DE | 1 | 14 | 16 | 32787.65 | 28103.7 | 32787.65
DE | 1 | 14 | 17 | 33109.3 | 28379.4 | 33109.3
DE | 1 | 14 | 18 | 33178.95 | 28439.1 | 33178.95
DE | 1 | 14 | 19 | 33196.8 | 28454.4 | 33196.8
DE | 1 | 14 | 20 | 32523.05 | 27876.9 | 32523.05
DE | 1 | 14 | 21 | 30743.65 | 26351.7 | 30743.65
DE | 1 | 14 | 22 | 29515.5 | 25299 | 29515.5
DE | 1 | 14 | 23 | 28387.8 | 24332.4 | 28387.8
DE | 1 | 14 | 24 | 24278.45 | 20810.1 | 24278.45
DE | 1 | 15 | 1 | 23783.2 | 20385.6 | 23783.2
DE | 1 | 15 | 2 | 23594.55 | 20223.9 | 23594.55
DE | 1 | 15 | 3 | 23559.2 | 20193.6 | 23559.2
DE | 1 | 15 | 4 | 23595.25 | 20224.5 | 23595.25
DE | 1 | 15 | 5 | 24591.35 | 21078.3 | 24591.35
DE | 1 | 15 | 6 | 28095.9 | 24082.2 | 28095.9
DE | 1 | 15 | 7 | 30853.2 | 26445.6 | 30853.2
DE | 1 | 15 | 8 | 31818.85 | 27273.3 | 31818.85
DE | 1 | 15 | 9 | 32461.1 | 27823.8 | 32461.1
DE | 1 | 15 | 10 | 32701.55 | 28029.9 | 32701.55
DE | 1 | 15 | 11 | 32683 | 28014 | 32683
DE | 1 | 15 | 12 | 32663.4 | 27997.2 | 32663.4
DE | 1 | 15 | 13 | 32684.75 | 28015.5 | 32684.75
DE | 1 | 15 | 14 | 32684.75 | 28015.5 | 32684.75
DE | 1 | 15 | 15 | 32684.75 | 28015.5 | 32684.75
DE | 1 | 15 | 16 | 32787.65 | 28103.7 | 32787.65
DE | 1 | 15 | 17 | 33109.3 | 28379.4 | 33109.3
DE | 1 | 15 | 18 | 33221.3 | 28475.4 | 33221.3
DE | 1 | 15 | 19 | 33196.8 | 28454.4 | 33196.8
DE | 1 | 15 | 20 | 32523.05 | 27876.9 | 32523.05
DE | 1 | 15 | 21 | 30743.65 | 26351.7 | 30743.65
DE | 1 | 15 | 22 | 29515.5 | 25299 | 29515.5
DE | 1 | 15 | 23 | 28387.8 | 24332.4 | 28387.8
DE | 1 | 15 | 24 | 24278.45 | 20810.1 | 24278.45
DE | 1 | 16 | 1 | 23783.2 | 20385.6 | 23783.2
DE | 1 | 16 | 2 | 23594.55 | 20223.9 | 23594.55
DE | 1 | 16 | 3 | 23559.2 | 20193.6 | 23559.2
DE | 1 | 16 | 4 | 23595.25 | 20224.5 | 23595.25
DE | 1 | 16 | 5 | 24591.35 | 21078.3 | 24591.35
DE | 1 | 16 | 6 | 28095.9 | 24082.2 | 28095.9
DE | 1 | 16 | 7 | 30853.2 | 26445.6 | 30853.2
DE | 1 | 16 | 8 | 31818.85 | 27273.3 | 31818.85
DE | 1 | 16 | 9 | 32461.1 | 27823.8 | 32461.1
DE | 1 | 16 | 10 | 32761.75 | 28081.5 | 32761.75
DE | 1 | 16 | 11 | 32683 | 28014 | 32683
DE | 1 | 16 | 12 | 32663.4 | 27997.2 | 32663.4
DE | 1 | 16 | 13 | 32684.75 | 28015.5 | 32684.75
DE | 1 | 16 | 14 | 32684.75 | 28015.5 | 32684.75
DE | 1 | 16 | 15 | 32684.75 | 28015.5 | 32684.75
DE | 1 | 16 | 16 | 32787.65 | 28103.7 | 32787.65
DE | 1 | 16 | 17 | 33109.3 | 28379.4 | 33109.3
DE | 1 | 16 | 18 | 33221.3 | 28475.4 | 33221.3
DE | 1 | 16 | 19 | 33196.8 | 28454.4 | 33196.8
DE | 1 | 16 | 20 | 32523.05 | 27876.9 | 32523.05
DE | 1 | 16 | 21 | 30700.95 | 26315.1 | 30700.95
DE | 1 | 16 | 22 | 29472.8 | 25262.4 | 29472.8
DE | 1 | 16 | 23 | 28345.45 | 24296.1 | 28345.45
DE | 1 | 16 | 24 | 24278.45 | 20810.1 | 24278.45
DE | 1 | 17 | 1 | 23783.2 | 20385.6 | 23783.2
DE | 1 | 17 | 2 | 23594.55 | 20223.9 | 23594.55
DE | 1 | 17 | 3 | 23511.25 | 20152.5 | 23511.25
DE | 1 | 17 | 4 | 23529.45 | 20168.1 | 23529.45
DE | 1 | 17 | 5 | 24525.9 | 21022.2 | 24525.9
DE | 1 | 17 | 6 | 28048.3 | 24041.4 | 28048.3
DE | 1 | 17 | 7 | 30853.2 | 26445.6 | 30853.2
DE | 1 | 17 | 8 | 31818.85 | 27273.3 | 31818.85
DE | 1 | 17 | 9 | 32461.1 | 27823.8 | 32461.1
DE | 1 | 17 | 10 | 32701.55 | 28029.9 | 32701.55
DE | 1 | 17 | 11 | 32683 | 28014 | 32683
DE | 1 | 17 | 12 | 32663.4 | 27997.2 | 32663.4
DE | 1 | 17 | 13 | 32489.8 | 27848.4 | 32489.8
DE | 1 | 17 | 14 | 32489.8 | 27848.4 | 32489.8
DE | 1 | 17 | 15 | 32489.8 | 27848.4 | 32489.8
DE | 1 | 17 | 16 | 32571.35 | 27918.3 | 32571.35
DE | 1 | 17 | 17 | 32795.35 | 28110.3 | 32795.35
DE | 1 | 17 | 18 | 32795.35 | 28110.3 | 32795.35
DE | 1 | 17 | 19 | 32770.85 | 28089.3 | 32770.85
DE | 1 | 17 | 20 | 32021.85 | 27447.3 | 32021.85
DE | 1 | 17 | 21 | 30242.45 | 25922.1 | 30242.45
DE | 1 | 17 | 22 | 29014.3 | 24869.4 | 29014.3
DE | 1 | 17 | 23 | 27973.05 | 23976.9 | 27973.05
DE | 1 | 17 | 24 | 24074.05 | 20634.9 | 24074.05
DE | 1 | 18 | 1 | 23660.7 | 20280.6 | 23660.7
DE | 1 | 18 | 2 | 23472.05 | 20118.9 | 23472.05
DE | 1 | 18 | 3 | 23436.7 | 20088.6 | 23436.7
DE | 1 | 18 | 4 | 23529.45 | 20168.1 | 23529.45
DE | 1 | 18 | 5 | 24525.9 | 21022.2 | 24525.9
DE | 1 | 18 | 6 | 28030.1 | 24025.8 | 28030.1
DE | 1 | 18 | 7 | 30745.4 | 26353.2 | 30745.4
DE | 1 | 18 | 8 | 31711.4 | 27181.2 | 31711.4
DE | 1 | 18 | 9 | 32353.65 | 27731.7 | 32353.65
DE | 1 | 18 | 10 | 32701.55 | 28029.9 | 32701.55
DE | 1 | 18 | 11 | 32559.45 | 27908.1 | 32559.45
DE | 1 | 18 | 12 | 32468.45 | 27830.1 | 32468.45
DE | 1 | 18 | 13 | 32489.8 | 27848.4 | 32489.8
DE | 1 | 18 | 14 | 32489.8 | 27848.4 | 32489.8
DE | 1 | 18 | 15 | 32489.8 | 27848.4 | 32489.8
DE | 1 | 18 | 16 | 32571.35 | 27918.3 | 32571.35
DE | 1 | 18 | 17 | 32795.35 | 28110.3 | 32795.35
DE | 1 | 18 | 18 | 32888.1 | 28189.8 | 32888.1
DE | 1 | 18 | 19 | 33154.45 | 28418.1 | 33154.45
DE | 1 | 18 | 20 | 32480.35 | 27840.3 | 32480.35
DE | 1 | 18 | 21 | 30700.95 | 26315.1 | 30700.95
DE | 1 | 18 | 22 | 29472.8 | 25262.4 | 29472.8
DE | 1 | 18 | 23 | 28345.45 | 24296.1 | 28345.45
DE | 1 | 18 | 24 | 24497.2 | 20997.6 | 24497.2
DE | 1 | 19 | 1 | 23786.7 | 20388.6 | 23786.7
DE | 1 | 19 | 2 | 23594.9 | 20224.2 | 23594.9
DE | 1 | 19 | 3 | 23485.35 | 20130.3 | 23485.35
DE | 1 | 19 | 4 | 23485.35 | 20130.3 | 23485.35
DE | 1 | 19 | 5 | 23586.15 | 20216.7 | 23586.15
DE | 1 | 19 | 6 | 23735.95 | 20345.1 | 23735.95
DE | 1 | 19 | 7 | 25420.85 | 21789.3 | 25420.85
DE | 1 | 19 | 8 | 27326.25 | 23422.5 | 27326.25
DE | 1 | 19 | 9 | 28554.05 | 24474.9 | 28554.05
DE | 1 | 19 | 10 | 29104.95 | 24947.1 | 29104.95
DE | 1 | 19 | 11 | 29160.6 | 24994.8 | 29160.6
DE | 1 | 19 | 12 | 29080.8 | 24926.4 | 29080.8
DE | 1 | 19 | 13 | 29102.15 | 24944.7 | 29102.15
DE | 1 | 19 | 14 | 29131.9 | 24970.2 | 29131.9
DE | 1 | 19 | 15 | 29131.9 | 24970.2 | 29131.9
DE | 1 | 19 | 16 | 29424.15 | 25220.7 | 29424.15
DE | 1 | 19 | 17 | 30301.6 | 25972.8 | 30301.6
DE | 1 | 19 | 18 | 30373.35 | 26034.3 | 30373.35
DE | 1 | 19 | 19 | 30348.85 | 26013.3 | 30348.85
DE | 1 | 19 | 20 | 29855.7 | 25590.6 | 29855.7
DE | 1 | 19 | 21 | 29668.1 | 25429.8 | 29668.1
DE | 1 | 19 | 22 | 29008.35 | 24864.3 | 29008.35
DE | 1 | 19 | 23 | 28420 | 24360 | 28420
DE | 1 | 19 | 24 | 24544.8 | 21038.4 | 24544.8
DE | 1 | 20 | 1 | 23786.7 | 20388.6 | 23786.7
DE | 1 | 20 | 2 | 23594.9 | 20224.2 | 23594.9
DE | 1 | 20 | 3 | 23485.35 | 20130.3 | 23485.35
DE | 1 | 20 | 4 | 23485.35 | 20130.3 | 23485.35
DE | 1 | 20 | 5 | 23586.15 | 20216.7 | 23586.15
DE | 1 | 20 | 6 | 23735.95 | 20345.1 | 23735.95
DE | 1 | 20 | 7 | 25420.85 | 21789.3 | 25420.85
DE | 1 | 20 | 8 | 27326.25 | 23422.5 | 27326.25
DE | 1 | 20 | 9 | 28554.05 | 24474.9 | 28554.05
DE | 1 | 20 | 10 | 29104.95 | 24947.1 | 29104.95
DE | 1 | 20 | 11 | 29160.6 | 24994.8 | 29160.6
DE | 1 | 20 | 12 | 29080.8 | 24926.4 | 29080.8
DE | 1 | 20 | 13 | 29102.15 | 24944.7 | 29102.15
DE | 1 | 20 | 14 | 29131.9 | 24970.2 | 29131.9
DE | 1 | 20 | 15 | 29131.9 | 24970.2 | 29131.9
DE | 1 | 20 | 16 | 29381.8 | 25184.4 | 29381.8
DE | 1 | 20 | 17 | 30198.7 | 25884.6 | 30198.7
DE | 1 | 20 | 18 | 30270.45 | 25946.1 | 30270.45
DE | 1 | 20 | 19 | 30245.95 | 25925.1 | 30245.95
DE | 1 | 20 | 20 | 29752.8 | 25502.4 | 29752.8
DE | 1 | 20 | 21 | 29565.55 | 25341.9 | 29565.55
DE | 1 | 20 | 22 | 28905.45 | 24776.1 | 28905.45
DE | 1 | 20 | 23 | 28317.1 | 24271.8 | 28317.1
DE | 1 | 20 | 24 | 24074.05 | 20634.9 | 24074.05
DE | 1 | 21 | 1 | 23660.7 | 20280.6 | 23660.7
DE | 1 | 21 | 2 | 23472.05 | 20118.9 | 23472.05
DE | 1 | 21 | 3 | 23436.7 | 20088.6 | 23436.7
DE | 1 | 21 | 4 | 23473.1 | 20119.8 | 23473.1
DE | 1 | 21 | 5 | 24525.9 | 21022.2 | 24525.9
DE | 1 | 21 | 6 | 28030.1 | 24025.8 | 28030.1
DE | 1 | 21 | 7 | 30745.4 | 26353.2 | 30745.4
DE | 1 | 21 | 8 | 31711.4 | 27181.2 | 31711.4
DE | 1 | 21 | 9 | 32353.65 | 27731.7 | 32353.65
DE | 1 | 21 | 10 | 32701.55 | 28029.9 | 32701.55
DE | 1 | 21 | 11 | 32683 | 28014 | 32683
DE | 1 | 21 | 12 | 32663.4 | 27997.2 | 32663.4
DE | 1 | 21 | 13 | 32684.75 | 28015.5 | 32684.75
DE | 1 | 21 | 14 | 32684.75 | 28015.5 | 32684.75
DE | 1 | 21 | 15 | 32684.75 | 28015.5 | 32684.75
DE | 1 | 21 | 16 | 32787.65 | 28103.7 | 32787.65
DE | 1 | 21 | 17 | 33109.3 | 28379.4 | 33109.3
DE | 1 | 21 | 18 | 33178.95 | 28439.1 | 33178.95
DE | 1 | 21 | 19 | 33154.45 | 28418.1 | 33154.45
DE | 1 | 21 | 20 | 32480.35 | 27840.3 | 32480.35
DE | 1 | 21 | 21 | 30743.65 | 26351.7 | 30743.65
DE | 1 | 21 | 22 | 29515.5 | 25299 | 29515.5
DE | 1 | 21 | 23 | 28387.8 | 24332.4 | 28387.8
DE | 1 | 21 | 24 | 24278.45 | 20810.1 | 24278.45
DE | 1 | 22 | 1 | 23783.2 | 20385.6 | 23783.2
DE | 1 | 22 | 2 | 23594.55 | 20223.9 | 23594.55
DE | 1 | 22 | 3 | 23559.2 | 20193.6 | 23559.2
DE | 1 | 22 | 4 | 23595.25 | 20224.5 | 23595.25
DE | 1 | 22 | 5 | 24591.35 | 21078.3 | 24591.35
DE | 1 | 22 | 6 | 28095.9 | 24082.2 | 28095.9
DE | 1 | 22 | 7 | 30853.2 | 26445.6 | 30853.2
DE | 1 | 22 | 8 | 31857 | 27306 | 31857
DE | 1 | 22 | 9 | 32499.25 | 27856.5 | 32499.25
DE | 1 | 22 | 10 | 32799.9 | 28114.2 | 32799.9
DE | 1 | 22 | 11 | 32683 | 28014 | 32683
DE | 1 | 22 | 12 | 32663.4 | 27997.2 | 32663.4
DE | 1 | 22 | 13 | 32684.75 | 28015.5 | 32684.75
DE | 1 | 22 | 14 | 32684.75 | 28015.5 | 32684.75
DE | 1 | 22 | 15 | 32684.75 | 28015.5 | 32684.75
DE | 1 | 22 | 16 | 32830.35 | 28140.3 | 32830.35
DE | 1 | 22 | 17 | 33151.65 | 28415.7 | 33151.65
DE | 1 | 22 | 18 | 33281.85 | 28527.3 | 33281.85
DE | 1 | 22 | 19 | 33257 | 28506 | 33257
DE | 1 | 22 | 20 | 32583.25 | 27928.5 | 32583.25
DE | 1 | 22 | 21 | 30807.35 | 26406.3 | 30807.35
DE | 1 | 22 | 22 | 29579.2 | 25353.6 | 29579.2
DE | 1 | 22 | 23 | 28448 | 24384 | 28448
DE | 1 | 22 | 24 | 24278.45 | 20810.1 | 24278.45
DE | 1 | 23 | 1 | 23783.2 | 20385.6 | 23783.2
DE | 1 | 23 | 2 | 23594.55 | 20223.9 | 23594.55
DE | 1 | 23 | 3 | 23559.2 | 20193.6 | 23559.2
DE | 1 | 23 | 4 | 23595.25 | 20224.5 | 23595.25
DE | 1 | 23 | 5 | 24591.35 | 21078.3 | 24591.35
DE | 1 | 23 | 6 | 28095.9 | 24082.2 | 28095.9
DE | 1 | 23 | 7 | 30891.35 | 26478.3 | 30891.35
DE | 1 | 23 | 8 | 31857 | 27306 | 31857
DE | 1 | 23 | 9 | 32499.25 | 27856.5 | 32499.25
DE | 1 | 23 | 10 | 32761.75 | 28081.5 | 32761.75
DE | 1 | 23 | 11 | 32683 | 28014 | 32683
DE | 1 | 23 | 12 | 32663.4 | 27997.2 | 32663.4
DE | 1 | 23 | 13 | 32684.75 | 28015.5 | 32684.75
DE | 1 | 23 | 14 | 32684.75 | 28015.5 | 32684.75
DE | 1 | 23 | 15 | 32684.75 | 28015.5 | 32684.75
DE | 1 | 23 | 16 | 32787.65 | 28103.7 | 32787.65
DE | 1 | 23 | 17 | 33109.3 | 28379.4 | 33109.3
DE | 1 | 23 | 18 | 33178.95 | 28439.1 | 33178.95
DE | 1 | 23 | 19 | 33154.45 | 28418.1 | 33154.45
DE | 1 | 23 | 20 | 32480.35 | 27840.3 | 32480.35
DE | 1 | 23 | 21 | 30743.65 | 26351.7 | 30743.65
DE | 1 | 23 | 22 | 29515.5 | 25299 | 29515.5
DE | 1 | 23 | 23 | 28387.8 | 24332.4 | 28387.8
DE | 1 | 23 | 24 | 24278.45 | 20810.1 | 24278.45
DE | 1 | 24 | 1 | 23783.2 | 20385.6 | 23783.2
DE | 1 | 24 | 2 | 23594.55 | 20223.9 | 23594.55
DE | 1 | 24 | 3 | 23559.2 | 20193.6 | 23559.2
DE | 1 | 24 | 4 | 23595.25 | 20224.5 | 23595.25
DE | 1 | 24 | 5 | 24591.35 | 21078.3 | 24591.35
DE | 1 | 24 | 6 | 28095.9 | 24082.2 | 28095.9
DE | 1 | 24 | 7 | 30853.2 | 26445.6 | 30853.2
DE | 1 | 24 | 8 | 31818.85 | 27273.3 | 31818.85
DE | 1 | 24 | 9 | 32461.1 | 27823.8 | 32461.1
DE | 1 | 24 | 10 | 32701.55 | 28029.9 | 32701.55
DE | 1 | 24 | 11 | 32683 | 28014 | 32683
DE | 1 | 24 | 12 | 32663.4 | 27997.2 | 32663.4
DE | 1 | 24 | 13 | 32684.75 | 28015.5 | 32684.75
DE | 1 | 24 | 14 | 32684.75 | 28015.5 | 32684.75
DE | 1 | 24 | 15 | 32684.75 | 28015.5 | 32684.75
DE | 1 | 24 | 16 | 32787.65 | 28103.7 | 32787.65
DE | 1 | 24 | 17 | 33109.3 | 28379.4 | 33109.3
DE | 1 | 24 | 18 | 33178.95 | 28439.1 | 33178.95
DE | 1 | 24 | 19 | 33154.45 | 28418.1 | 33154.45
DE | 1 | 24 | 20 | 32523.05 | 27876.9 | 32523.05
DE | 1 | 24 | 21 | 30743.65 | 26351.7 | 30743.65
DE | 1 | 24 | 22 | 29515.5 | 25299 | 29515.5
DE | 1 | 24 | 23 | 28448 | 24384 | 28448
DE | 1 | 24 | 24 | 24316.6 | 20842.8 | 24316.6
DE | 1 | 25 | 1 | 23821.35 | 20418.3 | 23821.35
DE | 1 | 25 | 2 | 23632.7 | 20256.6 | 23632.7
DE | 1 | 25 | 3 | 23597.35 | 20226.3 | 23597.35
DE | 1 | 25 | 4 | 23633.4 | 20257.2 | 23633.4
DE | 1 | 25 | 5 | 24629.85 | 21111.3 | 24629.85
DE | 1 | 25 | 6 | 28134.05 | 24114.9 | 28134.05
DE | 1 | 25 | 7 | 30891.35 | 26478.3 | 30891.35
DE | 1 | 25 | 8 | 31857 | 27306 | 31857
DE | 1 | 25 | 9 | 32499.25 | 27856.5 | 32499.25
DE | 1 | 25 | 10 | 32799.9 | 28114.2 | 32799.9
DE | 1 | 25 | 11 | 32743.2 | 28065.6 | 32743.2
DE | 1 | 25 | 12 | 32663.4 | 27997.2 | 32663.4
DE | 1 | 25 | 13 | 32684.75 | 28015.5 | 32684.75
DE | 1 | 25 | 14 | 32684.75 | 28015.5 | 32684.75
DE | 1 | 25 | 15 | 32684.75 | 28015.5 | 32684.75
DE | 1 | 25 | 16 | 32787.65 | 28103.7 | 32787.65
DE | 1 | 25 | 17 | 33151.65 | 28415.7 | 33151.65
DE | 1 | 25 | 18 | 33281.85 | 28527.3 | 33281.85
DE | 1 | 25 | 19 | 33257 | 28506 | 33257
DE | 1 | 25 | 20 | 32586.75 | 27931.5 | 32586.75
DE | 1 | 25 | 21 | 30807.35 | 26406.3 | 30807.35
DE | 1 | 25 | 22 | 29579.2 | 25353.6 | 29579.2
DE | 1 | 25 | 23 | 28451.5 | 24387 | 28451.5
DE | 1 | 25 | 24 | 24544.8 | 21038.4 | 24544.8
DE | 1 | 26 | 1 | 23786.7 | 20388.6 | 23786.7
DE | 1 | 26 | 2 | 23594.9 | 20224.2 | 23594.9
DE | 1 | 26 | 3 | 23485.35 | 20130.3 | 23485.35
DE | 1 | 26 | 4 | 23485.35 | 20130.3 | 23485.35
DE | 1 | 26 | 5 | 23586.15 | 20216.7 | 23586.15
DE | 1 | 26 | 6 | 23735.95 | 20345.1 | 23735.95
DE | 1 | 26 | 7 | 25420.85 | 21789.3 | 25420.85
DE | 1 | 26 | 8 | 27326.25 | 23422.5 | 27326.25
DE | 1 | 26 | 9 | 28554.05 | 24474.9 | 28554.05
DE | 1 | 26 | 10 | 29104.95 | 24947.1 | 29104.95
DE | 1 | 26 | 11 | 29160.6 | 24994.8 | 29160.6
DE | 1 | 26 | 12 | 29141.35 | 24978.3 | 29141.35
DE | 1 | 26 | 13 | 29102.15 | 24944.7 | 29102.15
DE | 1 | 26 | 14 | 29131.9 | 24970.2 | 29131.9
DE | 1 | 26 | 15 | 29131.9 | 24970.2 | 29131.9
DE | 1 | 26 | 16 | 29381.8 | 25184.4 | 29381.8
DE | 1 | 26 | 17 | 30198.7 | 25884.6 | 30198.7
DE | 1 | 26 | 18 | 30270.45 | 25946.1 | 30270.45
DE | 1 | 26 | 19 | 30245.95 | 25925.1 | 30245.95
DE | 1 | 26 | 20 | 29752.8 | 25502.4 | 29752.8
DE | 1 | 26 | 21 | 29565.55 | 25341.9 | 29565.55
DE | 1 | 26 | 22 | 28905.45 | 24776.1 | 28905.45
DE | 1 | 26 | 23 | 28317.1 | 24271.8 | 28317.1
DE | 1 | 26 | 24 | 24366.65 | 20885.7 | 24366.65
DE | 1 | 27 | 1 | 23690.45 | 20306.1 | 23690.45
DE | 1 | 27 | 2 | 23498.65 | 20141.7 | 23498.65
DE | 1 | 27 | 3 | 23187.5 | 19875 | 23187.5
DE | 1 | 27 | 4 | 23187.5 | 19875 | 23187.5
DE | 1 | 27 | 5 | 23288.3 | 19961.4 | 23288.3
DE | 1 | 27 | 6 | 23251.9 | 19930.2 | 23251.9
DE | 1 | 27 | 7 | 25135.25 | 21544.5 | 25135.25
DE | 1 | 27 | 8 | 26850.25 | 23014.5 | 26850.25
DE | 1 | 27 | 9 | 27806.1 | 23833.8 | 27806.1
DE | 1 | 27 | 10 | 28495.25 | 24424.5 | 28495.25
DE | 1 | 27 | 11 | 28404.25 | 24346.5 | 28404.25
DE | 1 | 27 | 12 | 28351.05 | 24300.9 | 28351.05
DE | 1 | 27 | 13 | 28376.25 | 24322.5 | 28376.25
DE | 1 | 27 | 14 | 28406 | 24348 | 28406
DE | 1 | 27 | 15 | 28406 | 24348 | 28406
DE | 1 | 27 | 16 | 28634.55 | 24543.9 | 28634.55
DE | 1 | 27 | 17 | 29273.3 | 25091.4 | 29273.3
DE | 1 | 27 | 18 | 29283.1 | 25099.8 | 29283.1
DE | 1 | 27 | 19 | 29258.25 | 25078.5 | 29258.25
DE | 1 | 27 | 20 | 28763 | 24654 | 28763
DE | 1 | 27 | 21 | 28377.65 | 24323.7 | 28377.65
DE | 1 | 27 | 22 | 27822.2 | 23847.6 | 27822.2
DE | 1 | 27 | 23 | 27288.8 | 23390.4 | 27288.8
DE | 1 | 27 | 24 | 23445.45 | 20096.1 | 23445.45
DE | 1 | 28 | 1 | 22856.05 | 19590.9 | 22856.05
DE | 1 | 28 | 2 | 22526.7 | 19308.6 | 22526.7
DE | 1 | 28 | 3 | 22491.35 | 19278.3 | 22491.35
DE | 1 | 28 | 4 | 22491.35 | 19278.3 | 22491.35
DE | 1 | 28 | 5 | 23633.4 | 20257.2 | 23633.4
DE | 1 | 28 | 6 | 27506.15 | 23576.7 | 27506.15
DE | 1 | 28 | 7 | 30404.15 | 26060.7 | 30404.15
DE | 1 | 28 | 8 | 31363.15 | 26882.7 | 31363.15
DE | 1 | 28 | 9 | 31811.5 | 27267 | 31811.5
DE | 1 | 28 | 10 | 31871.7 | 27318.6 | 31871.7
DE | 1 | 28 | 11 | 31438.05 | 26946.9 | 31438.05
DE | 1 | 28 | 12 | 31274.95 | 26807.1 | 31274.95
DE | 1 | 28 | 13 | 31250.8 | 26786.4 | 31250.8
DE | 1 | 28 | 14 | 31256.75 | 26791.5 | 31256.75
DE | 1 | 28 | 15 | 31084.55 | 26643.9 | 31084.55
DE | 1 | 28 | 16 | 31291.4 | 26821.2 | 31291.4
DE | 1 | 28 | 17 | 31521.7 | 27018.6 | 31521.7
DE | 1 | 28 | 18 | 31710.7 | 27180.6 | 31710.7
DE | 1 | 28 | 19 | 31773.35 | 27234.3 | 31773.35
DE | 1 | 28 | 20 | 31187.45 | 26732.1 | 31187.45
DE | 1 | 28 | 21 | 29360.45 | 25166.1 | 29360.45
DE | 1 | 28 | 22 | 27960.45 | 23966.1 | 27960.45
DE | 1 | 28 | 23 | 26857.95 | 23021.1 | 26857.95
DE | 1 | 28 | 24 | 23526.3 | 20165.4 | 23526.3
DE | 1 | 29 | 1 | 22739.15 | 19490.7 | 22739.15
DE | 1 | 29 | 2 | 22359.05 | 19164.9 | 22359.05
DE | 1 | 29 | 3 | 21991.2 | 18849.6 | 21991.2
DE | 1 | 29 | 4 | 21857.15 | 18734.7 | 21857.15
DE | 1 | 29 | 5 | 22730.75 | 19483.5 | 22730.75
DE | 1 | 29 | 6 | 26320.7 | 22560.6 | 26320.7
DE | 1 | 29 | 7 | 29307.25 | 25120.5 | 29307.25
DE | 1 | 29 | 8 | 30454.55 | 26103.9 | 30454.55
DE | 1 | 29 | 9 | 30552.2 | 26187.6 | 30552.2
DE | 1 | 29 | 10 | 30508.8 | 26150.4 | 30508.8
DE | 1 | 29 | 11 | 30509.5 | 26151 | 30509.5
DE | 1 | 29 | 12 | 30453.15 | 26102.7 | 30453.15
DE | 1 | 29 | 13 | 30326.8 | 25994.4 | 30326.8
DE | 1 | 29 | 14 | 30239.65 | 25919.7 | 30239.65
DE | 1 | 29 | 15 | 30146.9 | 25840.2 | 30146.9
DE | 1 | 29 | 16 | 30212.35 | 25896.3 | 30212.35
DE | 1 | 29 | 17 | 30391.55 | 26049.9 | 30391.55
DE | 1 | 29 | 18 | 30602.25 | 26230.5 | 30602.25
DE | 1 | 29 | 19 | 30639 | 26262 | 30639
DE | 1 | 29 | 20 | 30068.85 | 25773.3 | 30068.85
DE | 1 | 29 | 21 | 28273.7 | 24234.6 | 28273.7
DE | 1 | 29 | 22 | 26768.7 | 22944.6 | 26768.7
DE | 1 | 29 | 23 | 25418.75 | 21787.5 | 25418.75
DE | 1 | 29 | 24 | 22719.9 | 19474.2 | 22719.9
DE | 1 | 30 | 1 | 22046.5 | 18897 | 22046.5
DE | 1 | 30 | 2 | 21519.75 | 18445.5 | 21519.75
DE | 1 | 30 | 3 | 21484.05 | 18414.9 | 21484.05
DE | 1 | 30 | 4 | 21435.4 | 18373.2 | 21435.4
DE | 1 | 30 | 5 | 22422.05 | 19218.9 | 22422.05
DE | 1 | 30 | 6 | 25349.45 | 21728.1 | 25349.45
DE | 1 | 30 | 7 | 28177.8 | 24152.4 | 28177.8
DE | 1 | 30 | 8 | 28861.35 | 24738.3 | 28861.35
DE | 1 | 30 | 9 | 29402.1 | 25201.8 | 29402.1
DE | 1 | 30 | 10 | 29471.05 | 25260.9 | 29471.05
DE | 1 | 30 | 11 | 29481.2 | 25269.6 | 29481.2
DE | 1 | 30 | 12 | 29911 | 25638 | 29911
DE | 1 | 30 | 13 | 29938.3 | 25661.4 | 29938.3
DE | 1 | 30 | 14 | 29938.3 | 25661.4 | 29938.3
DE | 1 | 30 | 15 | 29890 | 25620 | 29890
DE | 1 | 30 | 16 | 29890 | 25620 | 29890
DE | 1 | 30 | 17 | 30115.4 | 25813.2 | 30115.4
DE | 1 | 30 | 18 | 30300.9 | 25972.2 | 30300.9
DE | 1 | 30 | 19 | 30388.05 | 26046.9 | 30388.05
DE | 1 | 30 | 20 | 30055.9 | 25762.2 | 30055.9
DE | 1 | 30 | 21 | 28246.4 | 24211.2 | 28246.4
DE | 1 | 30 | 22 | 26993.4 | 23137.2 | 26993.4
DE | 1 | 30 | 23 | 25912.6 | 22210.8 | 25912.6
DE | 1 | 30 | 24 | 22823.85 | 19563.3 | 22823.85
DE | 1 | 31 | 1 | 22091.65 | 18935.7 | 22091.65
DE | 1 | 31 | 2 | 21578.55 | 18495.9 | 21578.55
DE | 1 | 31 | 3 | 21543.2 | 18465.6 | 21543.2
DE | 1 | 31 | 4 | 21543.2 | 18465.6 | 21543.2
DE | 1 | 31 | 5 | 22481.55 | 19269.9 | 22481.55
DE | 1 | 31 | 6 | 25718.7 | 22044.6 | 25718.7
DE | 1 | 31 | 7 | 28770.7 | 24660.6 | 28770.7
DE | 1 | 31 | 8 | 30310.7 | 25980.6 | 30310.7
DE | 1 | 31 | 9 | 30552.2 | 26187.6 | 30552.2
DE | 1 | 31 | 10 | 30508.8 | 26150.4 | 30508.8
DE | 1 | 31 | 11 | 30509.5 | 26151 | 30509.5
DE | 1 | 31 | 12 | 30490.25 | 26134.5 | 30490.25
DE | 1 | 31 | 13 | 30517.55 | 26157.9 | 30517.55
DE | 1 | 31 | 14 | 30517.55 | 26157.9 | 30517.55
DE | 1 | 31 | 15 | 30490.25 | 26134.5 | 30490.25
DE | 1 | 31 | 16 | 30490.25 | 26134.5 | 30490.25
DE | 1 | 31 | 17 | 30642.5 | 26265 | 30642.5
DE | 1 | 31 | 18 | 30639 | 26262 | 30639
DE | 1 | 31 | 19 | 30639 | 26262 | 30639
DE | 1 | 31 | 20 | 30105.6 | 25804.8 | 30105.6
DE | 1 | 31 | 21 | 28301 | 24258 | 28301
DE | 1 | 31 | 22 | 27034.7 | 23172.6 | 27034.7
DE | 1 | 31 | 23 | 25953.9 | 22246.2 | 25953.9
DE | 1 | 31 | 24 | 22616.65 | 19385.7 | 22616.65
DE | 2 | 1 | 1 | 21899.15 | 18770.7 | 21899.15
DE | 2 | 1 | 2 | 21424.2 | 18363.6 | 21424.2
DE | 2 | 1 | 3 | 21351.75 | 18301.5 | 21351.75
DE | 2 | 1 | 4 | 21388.85 | 18333.3 | 21388.85
DE | 2 | 1 | 5 | 22458.8 | 19250.4 | 22458.8
DE | 2 | 1 | 6 | 26009.55 | 22293.9 | 26009.55
DE | 2 | 1 | 7 | 28491.75 | 24421.5 | 28491.75
DE | 2 | 1 | 8 | 29124.9 | 24964.2 | 29124.9
DE | 2 | 1 | 9 | 29408.4 | 25207.2 | 29408.4
DE | 2 | 1 | 10 | 29360.45 | 25166.1 | 29360.45
DE | 2 | 1 | 11 | 29009.75 | 24865.5 | 29009.75
DE | 2 | 1 | 12 | 28990.15 | 24848.7 | 28990.15
DE | 2 | 1 | 13 | 29017.45 | 24872.1 | 29017.45
DE | 2 | 1 | 14 | 29017.45 | 24872.1 | 29017.45
DE | 2 | 1 | 15 | 29373.4 | 25177.2 | 29373.4
DE | 2 | 1 | 16 | 29373.4 | 25177.2 | 29373.4
DE | 2 | 1 | 17 | 29645.7 | 25410.6 | 29645.7
DE | 2 | 1 | 18 | 29721.3 | 25475.4 | 29721.3
DE | 2 | 1 | 19 | 29721.3 | 25475.4 | 29721.3
DE | 2 | 1 | 20 | 29341.55 | 25149.9 | 29341.55
DE | 2 | 1 | 21 | 28300.3 | 24257.4 | 28300.3
DE | 2 | 1 | 22 | 27012.3 | 23153.4 | 27012.3
DE | 2 | 1 | 23 | 26048.75 | 22327.5 | 26048.75
DE | 2 | 1 | 24 | 22662.85 | 19425.3 | 22662.85
DE | 2 | 2 | 1 | 21674.8 | 18578.4 | 21674.8
DE | 2 | 2 | 2 | 21359.45 | 18308.1 | 21359.45
DE | 2 | 2 | 3 | 21200.2 | 18171.6 | 21200.2
DE | 2 | 2 | 4 | 21307.3 | 18263.4 | 21307.3
DE | 2 | 2 | 5 | 21490 | 18420 | 21490
DE | 2 | 2 | 6 | 22202.25 | 19030.5 | 22202.25
DE | 2 | 2 | 7 | 23872.8 | 20462.4 | 23872.8
DE | 2 | 2 | 8 | 25703.65 | 22031.7 | 25703.65
DE | 2 | 2 | 9 | 26897.15 | 23054.7 | 26897.15
DE | 2 | 2 | 10 | 27657.7 | 23706.6 | 27657.7
DE | 2 | 2 | 11 | 27731.9 | 23770.2 | 27731.9
DE | 2 | 2 | 12 | 27602.4 | 23659.2 | 27602.4
DE | 2 | 2 | 13 | 27500.2 | 23571.6 | 27500.2
DE | 2 | 2 | 14 | 27423.2 | 23505.6 | 27423.2
DE | 2 | 2 | 15 | 27378.4 | 23467.2 | 27378.4
DE | 2 | 2 | 16 | 27858.6 | 23878.8 | 27858.6
DE | 2 | 2 | 17 | 28662.55 | 24567.9 | 28662.55
DE | 2 | 2 | 18 | 28808.5 | 24693 | 28808.5
DE | 2 | 2 | 19 | 28792.75 | 24679.5 | 28792.75
DE | 2 | 2 | 20 | 28323.4 | 24277.2 | 28323.4
DE | 2 | 2 | 21 | 28072.8 | 24062.4 | 28072.8
DE | 2 | 2 | 22 | 27296.15 | 23396.7 | 27296.15
DE | 2 | 2 | 23 | 26735.45 | 22916.1 | 26735.45
DE | 2 | 2 | 24 | 22604.75 | 19375.5 | 22604.75
DE | 2 | 3 | 1 | 21814.45 | 18698.1 | 21814.45
DE | 2 | 3 | 2 | 21549.85 | 18471.3 | 21549.85
DE | 2 | 3 | 3 | 21440.3 | 18377.4 | 21440.3
DE | 2 | 3 | 4 | 21440.3 | 18377.4 | 21440.3
DE | 2 | 3 | 5 | 21668.5 | 18573 | 21668.5
DE | 2 | 3 | 6 | 22508.85 | 19293.3 | 22508.85
DE | 2 | 3 | 7 | 24147.2 | 20697.6 | 24147.2
DE | 2 | 3 | 8 | 25923.8 | 22220.4 | 25923.8
DE | 2 | 3 | 9 | 27105.4 | 23233.2 | 27105.4
DE | 2 | 3 | 10 | 27684.65 | 23729.7 | 27684.65
DE | 2 | 3 | 11 | 27663.65 | 23711.7 | 27663.65
DE | 2 | 3 | 12 | 27602.4 | 23659.2 | 27602.4
DE | 2 | 3 | 13 | 27393.1 | 23479.8 | 27393.1
DE | 2 | 3 | 14 | 27423.2 | 23505.6 | 27423.2
DE | 2 | 3 | 15 | 27335.7 | 23430.6 | 27335.7
DE | 2 | 3 | 16 | 27858.6 | 23878.8 | 27858.6
DE | 2 | 3 | 17 | 28662.55 | 24567.9 | 28662.55
DE | 2 | 3 | 18 | 28808.5 | 24693 | 28808.5
DE | 2 | 3 | 19 | 28784 | 24672 | 28784
DE | 2 | 3 | 20 | 28262.5 | 24225 | 28262.5
DE | 2 | 3 | 21 | 27924.05 | 23934.9 | 27924.05
DE | 2 | 3 | 22 | 26960.15 | 23108.7 | 26960.15
DE | 2 | 3 | 23 | 26476.1 | 22693.8 | 26476.1
DE | 2 | 3 | 24 | 22931.3 | 19655.4 | 22931.3
DE | 2 | 4 | 1 | 22154.3 | 18989.4 | 22154.3
DE | 2 | 4 | 2 | 21877.1 | 18751.8 | 21877.1
DE | 2 | 4 | 3 | 21841.75 | 18721.5 | 21841.75
DE | 2 | 4 | 4 | 21841.75 | 18721.5 | 21841.75
DE | 2 | 4 | 5 | 22913.8 | 19640.4 | 22913.8
DE | 2 | 4 | 6 | 27409.9 | 23494.2 | 27409.9
DE | 2 | 4 | 7 | 29663.2 | 25425.6 | 29663.2
DE | 2 | 4 | 8 | 29218.7 | 25044.6 | 29218.7
DE | 2 | 4 | 9 | 29572.2 | 25347.6 | 29572.2
DE | 2 | 4 | 10 | 29449.7 | 25242.6 | 29449.7
DE | 2 | 4 | 11 | 29365.7 | 25170.6 | 29365.7
DE | 2 | 4 | 12 | 28990.15 | 24848.7 | 28990.15
DE | 2 | 4 | 13 | 29017.45 | 24872.1 | 29017.45
DE | 2 | 4 | 14 | 28945.7 | 24810.6 | 28945.7
DE | 2 | 4 | 15 | 28918.4 | 24787.2 | 28918.4
DE | 2 | 4 | 16 | 28918.4 | 24787.2 | 28918.4
DE | 2 | 4 | 17 | 29142.75 | 24979.5 | 29142.75
DE | 2 | 4 | 18 | 29139.25 | 24976.5 | 29139.25
DE | 2 | 4 | 19 | 29522.5 | 25305 | 29522.5
DE | 2 | 4 | 20 | 28956.9 | 24820.2 | 28956.9
DE | 2 | 4 | 21 | 27810.65 | 23837.7 | 27810.65
DE | 2 | 4 | 22 | 26423.6 | 22648.8 | 26423.6
DE | 2 | 4 | 23 | 25763.5 | 22083 | 25763.5
DE | 2 | 4 | 24 | 22694.35 | 19452.3 | 22694.35
DE | 2 | 5 | 1 | 21926.45 | 18794.1 | 21926.45
DE | 2 | 5 | 2 | 21495.6 | 18424.8 | 21495.6
DE | 2 | 5 | 3 | 21459.9 | 18394.2 | 21459.9
DE | 2 | 5 | 4 | 21593.95 | 18509.1 | 21593.95
DE | 2 | 5 | 5 | 22804.95 | 19547.1 | 22804.95
DE | 2 | 5 | 6 | 27409.9 | 23494.2 | 27409.9
DE | 2 | 5 | 7 | 29695.4 | 25453.2 | 29695.4
DE | 2 | 5 | 8 | 29482.6 | 25270.8 | 29482.6
DE | 2 | 5 | 9 | 30059.4 | 25765.2 | 30059.4
DE | 2 | 5 | 10 | 30075.85 | 25779.3 | 30075.85
DE | 2 | 5 | 11 | 29847.65 | 25583.7 | 29847.65
DE | 2 | 5 | 12 | 29828.05 | 25566.9 | 29828.05
DE | 2 | 5 | 13 | 29940.05 | 25662.9 | 29940.05
DE | 2 | 5 | 14 | 29940.05 | 25662.9 | 29940.05
DE | 2 | 5 | 15 | 30027.2 | 25737.6 | 30027.2
DE | 2 | 5 | 16 | 30288.65 | 25961.7 | 30288.65
DE | 2 | 5 | 17 | 30644.25 | 26266.5 | 30644.25
DE | 2 | 5 | 18 | 30776.55 | 26379.9 | 30776.55
DE | 2 | 5 | 19 | 30785.65 | 26387.7 | 30785.65
DE | 2 | 5 | 20 | 30132.55 | 25827.9 | 30132.55
DE | 2 | 5 | 21 | 28850.5 | 24729 | 28850.5
DE | 2 | 5 | 22 | 27580.35 | 23640.3 | 27580.35
DE | 2 | 5 | 23 | 26611.9 | 22810.2 | 26611.9
DE | 2 | 5 | 24 | 22690.15 | 19448.7 | 22690.15
DE | 2 | 6 | 1 | 22272.25 | 19090.5 | 22272.25
DE | 2 | 6 | 2 | 22040.55 | 18891.9 | 22040.55
DE | 2 | 6 | 3 | 22200.15 | 19028.7 | 22200.15
DE | 2 | 6 | 4 | 22454.25 | 19246.5 | 22454.25
DE | 2 | 6 | 5 | 23602.6 | 20230.8 | 23602.6
DE | 2 | 6 | 6 | 27600.65 | 23657.7 | 27600.65
DE | 2 | 6 | 7 | 30091.25 | 25792.5 | 30091.25
DE | 2 | 6 | 8 | 29912.05 | 25638.9 | 29912.05
DE | 2 | 6 | 9 | 30632 | 26256 | 30632
DE | 2 | 6 | 10 | 30747.15 | 26354.7 | 30747.15
DE | 2 | 6 | 11 | 30684.85 | 26301.3 | 30684.85
DE | 2 | 6 | 12 | 30564.1 | 26197.8 | 30564.1
DE | 2 | 6 | 13 | 30411.85 | 26067.3 | 30411.85
DE | 2 | 6 | 14 | 30373.35 | 26034.3 | 30373.35
DE | 2 | 6 | 15 | 30206.75 | 25891.5 | 30206.75
DE | 2 | 6 | 16 | 30288.65 | 25961.7 | 30288.65
DE | 2 | 6 | 17 | 30644.25 | 26266.5 | 30644.25
DE | 2 | 6 | 18 | 30771.3 | 26375.4 | 30771.3
DE | 2 | 6 | 19 | 30785.65 | 26387.7 | 30785.65
DE | 2 | 6 | 20 | 30132.55 | 25827.9 | 30132.55
DE | 2 | 6 | 21 | 28844.2 | 24723.6 | 28844.2
DE | 2 | 6 | 22 | 27483.05 | 23556.9 | 27483.05
DE | 2 | 6 | 23 | 26489.4 | 22705.2 | 26489.4
DE | 2 | 6 | 24 | 22683.15 | 19442.7 | 22683.15
DE | 2 | 7 | 1 | 22167.95 | 19001.1 | 22167.95
DE | 2 | 7 | 2 | 22212.05 | 19038.9 | 22212.05
DE | 2 | 7 | 3 | 22200.15 | 19028.7 | 22200.15
DE | 2 | 7 | 4 | 22236.2 | 19059.6 | 22236.2
DE | 2 | 7 | 5 | 23210.95 | 19895.1 | 23210.95
DE | 2 | 7 | 6 | 27416.55 | 23499.9 | 27416.55
DE | 2 | 7 | 7 | 29908.55 | 25635.9 | 29908.55
DE | 2 | 7 | 8 | 29729.35 | 25482.3 | 29729.35
DE | 2 | 7 | 9 | 30430.75 | 26083.5 | 30430.75
DE | 2 | 7 | 10 | 30749.25 | 26356.5 | 30749.25
DE | 2 | 7 | 11 | 30647.4 | 26269.2 | 30647.4
DE | 2 | 7 | 12 | 30564.1 | 26197.8 | 30564.1
DE | 2 | 7 | 13 | 30571.8 | 26204.4 | 30571.8
DE | 2 | 7 | 14 | 30411.85 | 26067.3 | 30411.85
DE | 2 | 7 | 15 | 30411.85 | 26067.3 | 30411.85
DE | 2 | 7 | 16 | 30653.35 | 26274.3 | 30653.35
DE | 2 | 7 | 17 | 30810.15 | 26408.7 | 30810.15
DE | 2 | 7 | 18 | 30931.25 | 26512.5 | 30931.25
DE | 2 | 7 | 19 | 30952.25 | 26530.5 | 30952.25
DE | 2 | 7 | 20 | 30256.1 | 25933.8 | 30256.1
DE | 2 | 7 | 21 | 29068.55 | 24915.9 | 29068.55
DE | 2 | 7 | 22 | 27633.2 | 23685.6 | 27633.2
DE | 2 | 7 | 23 | 26787.25 | 22960.5 | 26787.25
DE | 2 | 7 | 24 | 23292.5 | 19965 | 23292.5
DE | 2 | 8 | 1 | 22879.15 | 19610.7 | 22879.15
DE | 2 | 8 | 2 | 22714.3 | 19469.4 | 22714.3
DE | 2 | 8 | 3 | 22418.2 | 19215.6 | 22418.2
DE | 2 | 8 | 4 | 22715 | 19470 | 22715
DE | 2 | 8 | 5 | 23788.8 | 20390.4 | 23788.8
DE | 2 | 8 | 6 | 27786.85 | 23817.3 | 27786.85
DE | 2 | 8 | 7 | 30091.25 | 25792.5 | 30091.25
DE | 2 | 8 | 8 | 29912.05 | 25638.9 | 29912.05
DE | 2 | 8 | 9 | 30632 | 26256 | 30632
DE | 2 | 8 | 10 | 30891.35 | 26478.3 | 30891.35
DE | 2 | 8 | 11 | 30803.15 | 26402.7 | 30803.15
DE | 2 | 8 | 12 | 30709.35 | 26322.3 | 30709.35
DE | 2 | 8 | 13 | 30732.45 | 26342.1 | 30732.45
DE | 2 | 8 | 14 | 30732.45 | 26342.1 | 30732.45
DE | 2 | 8 | 15 | 30732.45 | 26342.1 | 30732.45
DE | 2 | 8 | 16 | 30814 | 26412 | 30814
DE | 2 | 8 | 17 | 31174.15 | 26720.7 | 31174.15
DE | 2 | 8 | 18 | 31174.15 | 26720.7 | 31174.15
DE | 2 | 8 | 19 | 31149.3 | 26699.4 | 31149.3
DE | 2 | 8 | 20 | 30426.55 | 26079.9 | 30426.55
DE | 2 | 8 | 21 | 29248.45 | 25070.1 | 29248.45
DE | 2 | 8 | 22 | 27887.3 | 23903.4 | 27887.3
DE | 2 | 8 | 23 | 26897.15 | 23054.7 | 26897.15
DE | 2 | 8 | 24 | 23646.35 | 20268.3 | 23646.35
DE | 2 | 9 | 1 | 22970.5 | 19689 | 22970.5
DE | 2 | 9 | 2 | 22832.95 | 19571.1 | 22832.95
DE | 2 | 9 | 3 | 22723.05 | 19476.9 | 22723.05
DE | 2 | 9 | 4 | 22723.05 | 19476.9 | 22723.05
DE | 2 | 9 | 5 | 22871.1 | 19603.8 | 22871.1
DE | 2 | 9 | 6 | 23514.4 | 20155.2 | 23514.4
DE | 2 | 9 | 7 | 24762.15 | 21224.7 | 24762.15
DE | 2 | 9 | 8 | 26428.5 | 22653 | 26428.5
DE | 2 | 9 | 9 | 27679.05 | 23724.9 | 27679.05
DE | 2 | 9 | 10 | 28152.25 | 24130.5 | 28152.25
DE | 2 | 9 | 11 | 28208.25 | 24178.5 | 28208.25
DE | 2 | 9 | 12 | 28154 | 24132 | 28154
DE | 2 | 9 | 13 | 28175.35 | 24150.3 | 28175.35
DE | 2 | 9 | 14 | 28162.4 | 24139.2 | 28162.4
DE | 2 | 9 | 15 | 28205.1 | 24175.8 | 28205.1
DE | 2 | 9 | 16 | 28533.75 | 24457.5 | 28533.75
DE | 2 | 9 | 17 | 29247.05 | 25068.9 | 29247.05
DE | 2 | 9 | 18 | 29396.15 | 25196.7 | 29396.15
DE | 2 | 9 | 19 | 29464.4 | 25255.2 | 29464.4
DE | 2 | 9 | 20 | 29159.9 | 24994.2 | 29159.9
DE | 2 | 9 | 21 | 29061.55 | 24909.9 | 29061.55
DE | 2 | 9 | 22 | 28284.9 | 24244.2 | 28284.9
DE | 2 | 9 | 23 | 27661.2 | 23709.6 | 27661.2
DE | 2 | 9 | 24 | 23677.15 | 20294.7 | 23677.15
DE | 2 | 10 | 1 | 23000.95 | 19715.1 | 23000.95
DE | 2 | 10 | 2 | 22832.95 | 19571.1 | 22832.95
DE | 2 | 10 | 3 | 22723.05 | 19476.9 | 22723.05
DE | 2 | 10 | 4 | 22723.05 | 19476.9 | 22723.05
DE | 2 | 10 | 5 | 22967.35 | 19686.3 | 22967.35
DE | 2 | 10 | 6 | 23610.65 | 20237.7 | 23610.65
DE | 2 | 10 | 7 | 24994.55 | 21423.9 | 24994.55
DE | 2 | 10 | 8 | 26660.9 | 22852.2 | 26660.9
DE | 2 | 10 | 9 | 27888.35 | 23904.3 | 27888.35
DE | 2 | 10 | 10 | 28321.3 | 24275.4 | 28321.3
DE | 2 | 10 | 11 | 28208.25 | 24178.5 | 28208.25
DE | 2 | 10 | 12 | 28188.65 | 24161.7 | 28188.65
DE | 2 | 10 | 13 | 28175.35 | 24150.3 | 28175.35
DE | 2 | 10 | 14 | 28205.1 | 24175.8 | 28205.1
DE | 2 | 10 | 15 | 28205.1 | 24175.8 | 28205.1
DE | 2 | 10 | 16 | 28533.75 | 24457.5 | 28533.75
DE | 2 | 10 | 17 | 29247.05 | 25068.9 | 29247.05
DE | 2 | 10 | 18 | 29396.15 | 25196.7 | 29396.15
DE | 2 | 10 | 19 | 29416.8 | 25214.4 | 29416.8
DE | 2 | 10 | 20 | 29159.9 | 24994.2 | 29159.9
DE | 2 | 10 | 21 | 29061.55 | 24909.9 | 29061.55
DE | 2 | 10 | 22 | 28284.9 | 24244.2 | 28284.9
DE | 2 | 10 | 23 | 27703.55 | 23745.9 | 27703.55
DE | 2 | 10 | 24 | 23602.95 | 20231.1 | 23602.95
DE | 2 | 11 | 1 | 23107.7 | 19806.6 | 23107.7
DE | 2 | 11 | 2 | 22942.85 | 19665.3 | 22942.85
DE | 2 | 11 | 3 | 22907.5 | 19635 | 22907.5
DE | 2 | 11 | 4 | 22943.55 | 19665.9 | 22943.55
DE | 2 | 11 | 5 | 24017.7 | 20586.6 | 24017.7
DE | 2 | 11 | 6 | 28015.4 | 24013.2 | 28015.4
DE | 2 | 11 | 7 | 30349.9 | 26014.2 | 30349.9
DE | 2 | 11 | 8 | 30170.35 | 25860.3 | 30170.35
DE | 2 | 11 | 9 | 30880.85 | 26469.3 | 30880.85
DE | 2 | 11 | 10 | 30997.75 | 26569.5 | 30997.75
DE | 2 | 11 | 11 | 30907.8 | 26492.4 | 30907.8
DE | 2 | 11 | 12 | 30853.55 | 26445.9 | 30853.55
DE | 2 | 11 | 13 | 30804.9 | 26404.2 | 30804.9
DE | 2 | 11 | 14 | 30732.45 | 26342.1 | 30732.45
DE | 2 | 11 | 15 | 30732.45 | 26342.1 | 30732.45
DE | 2 | 11 | 16 | 30840.6 | 26434.8 | 30840.6
DE | 2 | 11 | 17 | 31104.15 | 26660.7 | 31104.15
DE | 2 | 11 | 18 | 31174.15 | 26720.7 | 31174.15
DE | 2 | 11 | 19 | 31149.3 | 26699.4 | 31149.3
DE | 2 | 11 | 20 | 30426.55 | 26079.9 | 30426.55
DE | 2 | 11 | 21 | 29248.45 | 25070.1 | 29248.45
DE | 2 | 11 | 22 | 27887.3 | 23903.4 | 27887.3
DE | 2 | 11 | 23 | 26897.15 | 23054.7 | 26897.15
DE | 2 | 11 | 24 | 23292.5 | 19965 | 23292.5
DE | 2 | 12 | 1 | 22913.8 | 19640.4 | 22913.8
DE | 2 | 12 | 2 | 22820.7 | 19560.6 | 22820.7
DE | 2 | 12 | 3 | 22785 | 19530 | 22785
DE | 2 | 12 | 4 | 22821.4 | 19561.2 | 22821.4
DE | 2 | 12 | 5 | 23895.2 | 20481.6 | 23895.2
DE | 2 | 12 | 6 | 27893.25 | 23908.5 | 27893.25
DE | 2 | 12 | 7 | 30091.25 | 25792.5 | 30091.25
DE | 2 | 12 | 8 | 29912.05 | 25638.9 | 29912.05
DE | 2 | 12 | 9 | 30645.3 | 26267.4 | 30645.3
DE | 2 | 12 | 10 | 30926 | 26508 | 30926
DE | 2 | 12 | 11 | 30872.8 | 26462.4 | 30872.8
DE | 2 | 12 | 12 | 30783.55 | 26385.9 | 30783.55
DE | 2 | 12 | 13 | 30732.45 | 26342.1 | 30732.45
DE | 2 | 12 | 14 | 30732.45 | 26342.1 | 30732.45
DE | 2 | 12 | 15 | 30732.45 | 26342.1 | 30732.45
DE | 2 | 12 | 16 | 30812.25 | 26410.5 | 30812.25
DE | 2 | 12 | 17 | 31174.15 | 26720.7 | 31174.15
DE | 2 | 12 | 18 | 31174.15 | 26720.7 | 31174.15
DE | 2 | 12 | 19 | 31149.3 | 26699.4 | 31149.3
DE | 2 | 12 | 20 | 30426.55 | 26079.9 | 30426.55
DE | 2 | 12 | 21 | 29138.55 | 24975.9 | 29138.55
DE | 2 | 12 | 22 | 27777.4 | 23809.2 | 27777.4
DE | 2 | 12 | 23 | 26897.15 | 23054.7 | 26897.15
DE | 2 | 12 | 24 | 23398.9 | 20056.2 | 23398.9
DE | 2 | 13 | 1 | 22985.55 | 19701.9 | 22985.55
DE | 2 | 13 | 2 | 22820.7 | 19560.6 | 22820.7
DE | 2 | 13 | 3 | 22785 | 19530 | 22785
DE | 2 | 13 | 4 | 22821.4 | 19561.2 | 22821.4
DE | 2 | 13 | 5 | 23895.2 | 20481.6 | 23895.2
DE | 2 | 13 | 6 | 27893.25 | 23908.5 | 27893.25
DE | 2 | 13 | 7 | 30091.25 | 25792.5 | 30091.25
DE | 2 | 13 | 8 | 29912.05 | 25638.9 | 29912.05
DE | 2 | 13 | 9 | 30645.3 | 26267.4 | 30645.3
DE | 2 | 13 | 10 | 30926 | 26508 | 30926
DE | 2 | 13 | 11 | 30872.8 | 26462.4 | 30872.8
DE | 2 | 13 | 12 | 30783.55 | 26385.9 | 30783.55
DE | 2 | 13 | 13 | 30732.45 | 26342.1 | 30732.45
DE | 2 | 13 | 14 | 30686.6 | 26302.8 | 30686.6
DE | 2 | 13 | 15 | 30686.6 | 26302.8 | 30686.6
DE | 2 | 13 | 16 | 30768.5 | 26373 | 30768.5
DE | 2 | 13 | 17 | 31104.15 | 26660.7 | 31104.15
DE | 2 | 13 | 18 | 31245.2 | 26781.6 | 31245.2
DE | 2 | 13 | 19 | 31220.35 | 26760.3 | 31220.35
DE | 2 | 13 | 20 | 30497.95 | 26141.1 | 30497.95
DE | 2 | 13 | 21 | 29563.8 | 25340.4 | 29563.8
DE | 2 | 13 | 22 | 28202.65 | 24173.7 | 28202.65
DE | 2 | 13 | 23 | 27443.15 | 23522.7 | 27443.15
DE | 2 | 13 | 24 | 23555.35 | 20190.3 | 23555.35
DE | 2 | 14 | 1 | 23107.7 | 19806.6 | 23107.7
DE | 2 | 14 | 2 | 22942.85 | 19665.3 | 22942.85
DE | 2 | 14 | 3 | 22907.5 | 19635 | 22907.5
DE | 2 | 14 | 4 | 22943.55 | 19665.9 | 22943.55
DE | 2 | 14 | 5 | 24017.7 | 20586.6 | 24017.7
DE | 2 | 14 | 6 | 28015.4 | 24013.2 | 28015.4
DE | 2 | 14 | 7 | 30349.9 | 26014.2 | 30349.9
DE | 2 | 14 | 8 | 30170.35 | 25860.3 | 30170.35
DE | 2 | 14 | 9 | 30773.4 | 26377.2 | 30773.4
DE | 2 | 14 | 10 | 30926 | 26508 | 30926
DE | 2 | 14 | 11 | 30872.8 | 26462.4 | 30872.8
DE | 2 | 14 | 12 | 30783.55 | 26385.9 | 30783.55
DE | 2 | 14 | 13 | 30732.45 | 26342.1 | 30732.45
DE | 2 | 14 | 14 | 30686.6 | 26302.8 | 30686.6
DE | 2 | 14 | 15 | 30732.45 | 26342.1 | 30732.45
DE | 2 | 14 | 16 | 30814 | 26412 | 30814
DE | 2 | 14 | 17 | 31104.15 | 26660.7 | 31104.15
DE | 2 | 14 | 18 | 31174.15 | 26720.7 | 31174.15
DE | 2 | 14 | 19 | 31149.3 | 26699.4 | 31149.3
DE | 2 | 14 | 20 | 30426.55 | 26079.9 | 30426.55
DE | 2 | 14 | 21 | 29248.45 | 25070.1 | 29248.45
DE | 2 | 14 | 22 | 27887.3 | 23903.4 | 27887.3
DE | 2 | 14 | 23 | 26897.15 | 23054.7 | 26897.15
DE | 2 | 14 | 24 | 23398.9 | 20056.2 | 23398.9
DE | 2 | 15 | 1 | 22985.55 | 19701.9 | 22985.55
DE | 2 | 15 | 2 | 22820.7 | 19560.6 | 22820.7
DE | 2 | 15 | 3 | 22785 | 19530 | 22785
DE | 2 | 15 | 4 | 22821.4 | 19561.2 | 22821.4
DE | 2 | 15 | 5 | 23895.2 | 20481.6 | 23895.2
DE | 2 | 15 | 6 | 27786.85 | 23817.3 | 27786.85
DE | 2 | 15 | 7 | 30091.25 | 25792.5 | 30091.25
DE | 2 | 15 | 8 | 29912.05 | 25638.9 | 29912.05
DE | 2 | 15 | 9 | 30632 | 26256 | 30632
DE | 2 | 15 | 10 | 30806.3 | 26405.4 | 30806.3
DE | 2 | 15 | 11 | 30730.7 | 26340.6 | 30730.7
DE | 2 | 15 | 12 | 30665.6 | 26284.8 | 30665.6
DE | 2 | 15 | 13 | 30585.45 | 26216.1 | 30585.45
DE | 2 | 15 | 14 | 30571.8 | 26204.4 | 30571.8
DE | 2 | 15 | 15 | 30411.85 | 26067.3 | 30411.85
DE | 2 | 15 | 16 | 30493.4 | 26137.2 | 30493.4
DE | 2 | 15 | 17 | 30682.75 | 26299.5 | 30682.75
DE | 2 | 15 | 18 | 30776.55 | 26379.9 | 30776.55
DE | 2 | 15 | 19 | 30746.8 | 26354.4 | 30746.8
DE | 2 | 15 | 20 | 30098.95 | 25799.1 | 30098.95
DE | 2 | 15 | 21 | 28810.6 | 24694.8 | 28810.6
DE | 2 | 15 | 22 | 27449.45 | 23528.1 | 27449.45
DE | 2 | 15 | 23 | 26489.4 | 22705.2 | 26489.4
DE | 2 | 15 | 24 | 22553.65 | 19331.7 | 22553.65
DE | 2 | 16 | 1 | 21763.35 | 18654.3 | 21763.35
DE | 2 | 16 | 2 | 21482.3 | 18413.4 | 21482.3
DE | 2 | 16 | 3 | 21366.45 | 18314.1 | 21366.45
DE | 2 | 16 | 4 | 21366.45 | 18314.1 | 21366.45
DE | 2 | 16 | 5 | 21594.65 | 18509.7 | 21594.65
DE | 2 | 16 | 6 | 22302.7 | 19116.6 | 22302.7
DE | 2 | 16 | 7 | 24001.95 | 20573.1 | 24001.95
DE | 2 | 16 | 8 | 25789.05 | 22104.9 | 25789.05
DE | 2 | 16 | 9 | 26902.75 | 23059.5 | 26902.75
DE | 2 | 16 | 10 | 27657.7 | 23706.6 | 27657.7
DE | 2 | 16 | 11 | 27663.65 | 23711.7 | 27663.65
DE | 2 | 16 | 12 | 27602.4 | 23659.2 | 27602.4
DE | 2 | 16 | 13 | 27500.2 | 23571.6 | 27500.2
DE | 2 | 16 | 14 | 27423.2 | 23505.6 | 27423.2
DE | 2 | 16 | 15 | 27423.2 | 23505.6 | 27423.2
DE | 2 | 16 | 16 | 27751.5 | 23787 | 27751.5
DE | 2 | 16 | 17 | 28497.35 | 24426.3 | 28497.35
DE | 2 | 16 | 18 | 28698.6 | 24598.8 | 28698.6
DE | 2 | 16 | 19 | 28674.1 | 24577.8 | 28674.1
DE | 2 | 16 | 20 | 28262.5 | 24225 | 28262.5
DE | 2 | 16 | 21 | 28011.9 | 24010.2 | 28011.9
DE | 2 | 16 | 22 | 27339.55 | 23433.9 | 27339.55
DE | 2 | 16 | 23 | 26658.1 | 22849.8 | 26658.1
DE | 2 | 16 | 24 | 22553.65 | 19331.7 | 22553.65
DE | 2 | 17 | 1 | 21763.35 | 18654.3 | 21763.35
DE | 2 | 17 | 2 | 21482.3 | 18413.4 | 21482.3
DE | 2 | 17 | 3 | 21366.45 | 18314.1 | 21366.45
DE | 2 | 17 | 4 | 21366.45 | 18314.1 | 21366.45
DE | 2 | 17 | 5 | 21594.65 | 18509.7 | 21594.65
DE | 2 | 17 | 6 | 22302.7 | 19116.6 | 22302.7
DE | 2 | 17 | 7 | 24001.95 | 20573.1 | 24001.95
DE | 2 | 17 | 8 | 25833.15 | 22142.7 | 25833.15
DE | 2 | 17 | 9 | 26974.15 | 23120.7 | 26974.15
DE | 2 | 17 | 10 | 27657.7 | 23706.6 | 27657.7
DE | 2 | 17 | 11 | 27622 | 23676 | 27622
DE | 2 | 17 | 12 | 27602.4 | 23659.2 | 27602.4
DE | 2 | 17 | 13 | 27393.1 | 23479.8 | 27393.1
DE | 2 | 17 | 14 | 27335.7 | 23430.6 | 27335.7
DE | 2 | 17 | 15 | 27243.65 | 23351.7 | 27243.65
DE | 2 | 17 | 16 | 27664.35 | 23712.3 | 27664.35
DE | 2 | 17 | 17 | 28497.35 | 24426.3 | 28497.35
DE | 2 | 17 | 18 | 28740.6 | 24634.8 | 28740.6
DE | 2 | 17 | 19 | 28715.75 | 24613.5 | 28715.75
DE | 2 | 17 | 20 | 28308.35 | 24264.3 | 28308.35
DE | 2 | 17 | 21 | 28020.65 | 24017.7 | 28020.65
DE | 2 | 17 | 22 | 27244 | 23352 | 27244
DE | 2 | 17 | 23 | 26689.6 | 22876.8 | 26689.6
DE | 2 | 17 | 24 | 22690.15 | 19448.7 | 22690.15
DE | 2 | 18 | 1 | 22204.7 | 19032.6 | 22204.7
DE | 2 | 18 | 2 | 21949.9 | 18814.2 | 21949.9
DE | 2 | 18 | 3 | 22200.15 | 19028.7 | 22200.15
DE | 2 | 18 | 4 | 22041.25 | 18892.5 | 22041.25
DE | 2 | 18 | 5 | 23434.25 | 20086.5 | 23434.25
DE | 2 | 18 | 6 | 27600.65 | 23657.7 | 27600.65
DE | 2 | 18 | 7 | 30091.25 | 25792.5 | 30091.25
DE | 2 | 18 | 8 | 29912.05 | 25638.9 | 29912.05
DE | 2 | 18 | 9 | 30430.75 | 26083.5 | 30430.75
DE | 2 | 18 | 10 | 30703.4 | 26317.2 | 30703.4
DE | 2 | 18 | 11 | 30530.15 | 26168.7 | 30530.15
DE | 2 | 18 | 12 | 30352.35 | 26016.3 | 30352.35
DE | 2 | 18 | 13 | 30330.3 | 25997.4 | 30330.3
DE | 2 | 18 | 14 | 30027.2 | 25737.6 | 30027.2
DE | 2 | 18 | 15 | 29913.8 | 25640.4 | 29913.8
DE | 2 | 18 | 16 | 30021.6 | 25732.8 | 30021.6
DE | 2 | 18 | 17 | 30477.65 | 26123.7 | 30477.65
DE | 2 | 18 | 18 | 30644.25 | 26266.5 | 30644.25
DE | 2 | 18 | 19 | 30732.1 | 26341.8 | 30732.1
DE | 2 | 18 | 20 | 30118.55 | 25815.9 | 30118.55
DE | 2 | 18 | 21 | 28844.2 | 24723.6 | 28844.2
DE | 2 | 18 | 22 | 27483.05 | 23556.9 | 27483.05
DE | 2 | 18 | 23 | 26521.25 | 22732.5 | 26521.25
DE | 2 | 18 | 24 | 22683.15 | 19442.7 | 22683.15
DE | 2 | 19 | 1 | 22160.95 | 18995.1 | 22160.95
DE | 2 | 19 | 2 | 21891.1 | 18763.8 | 21891.1
DE | 2 | 19 | 3 | 21855.4 | 18733.2 | 21855.4
DE | 2 | 19 | 4 | 21855.4 | 18733.2 | 21855.4
DE | 2 | 19 | 5 | 23121 | 19818 | 23121
DE | 2 | 19 | 6 | 27442.1 | 23521.8 | 27442.1
DE | 2 | 19 | 7 | 29956.85 | 25677.3 | 29956.85
DE | 2 | 19 | 8 | 29770.65 | 25517.7 | 29770.65
DE | 2 | 19 | 9 | 30404.15 | 26060.7 | 30404.15
DE | 2 | 19 | 10 | 30602.25 | 26230.5 | 30602.25
DE | 2 | 19 | 11 | 30544.85 | 26181.3 | 30544.85
DE | 2 | 19 | 12 | 30390.5 | 26049 | 30390.5
DE | 2 | 19 | 13 | 30411.85 | 26067.3 | 30411.85
DE | 2 | 19 | 14 | 30485 | 26130 | 30485
DE | 2 | 19 | 15 | 30546.6 | 26182.8 | 30546.6
DE | 2 | 19 | 16 | 30667 | 26286 | 30667
DE | 2 | 19 | 17 | 30810.15 | 26408.7 | 30810.15
DE | 2 | 19 | 18 | 30810.15 | 26408.7 | 30810.15
DE | 2 | 19 | 19 | 30900.45 | 26486.1 | 30900.45
DE | 2 | 19 | 20 | 30138.85 | 25833.3 | 30138.85
DE | 2 | 19 | 21 | 28850.5 | 24729 | 28850.5
DE | 2 | 19 | 22 | 27489.35 | 23562.3 | 27489.35
DE | 2 | 19 | 23 | 26611.9 | 22810.2 | 26611.9
DE | 2 | 19 | 24 | 22794.45 | 19538.1 | 22794.45
DE | 2 | 20 | 1 | 22450.05 | 19242.9 | 22450.05
DE | 2 | 20 | 2 | 22403.85 | 19203.3 | 22403.85
DE | 2 | 20 | 3 | 22613.85 | 19383.3 | 22613.85
DE | 2 | 20 | 4 | 22715 | 19470 | 22715
DE | 2 | 20 | 5 | 23788.8 | 20390.4 | 23788.8
DE | 2 | 20 | 6 | 27821.5 | 23847 | 27821.5
DE | 2 | 20 | 7 | 30091.25 | 25792.5 | 30091.25
DE | 2 | 20 | 8 | 29912.05 | 25638.9 | 29912.05
DE | 2 | 20 | 9 | 30632 | 26256 | 30632
DE | 2 | 20 | 10 | 30891.35 | 26478.3 | 30891.35
DE | 2 | 20 | 11 | 30803.15 | 26402.7 | 30803.15
DE | 2 | 20 | 12 | 30737.7 | 26346.6 | 30737.7
DE | 2 | 20 | 13 | 30732.45 | 26342.1 | 30732.45
DE | 2 | 20 | 14 | 30759.05 | 26364.9 | 30759.05
DE | 2 | 20 | 15 | 30759.05 | 26364.9 | 30759.05
DE | 2 | 20 | 16 | 30886.45 | 26474.1 | 30886.45
DE | 2 | 20 | 17 | 31174.15 | 26720.7 | 31174.15
DE | 2 | 20 | 18 | 31174.15 | 26720.7 | 31174.15
DE | 2 | 20 | 19 | 31220.35 | 26760.3 | 31220.35
DE | 2 | 20 | 20 | 30497.95 | 26141.1 | 30497.95
DE | 2 | 20 | 21 | 29248.45 | 25070.1 | 29248.45
DE | 2 | 20 | 22 | 28015.75 | 24013.5 | 28015.75
DE | 2 | 20 | 23 | 27070.75 | 23203.5 | 27070.75
DE | 2 | 20 | 24 | 23398.9 | 20056.2 | 23398.9
DE | 2 | 21 | 1 | 22985.55 | 19701.9 | 22985.55
DE | 2 | 21 | 2 | 22820.7 | 19560.6 | 22820.7
DE | 2 | 21 | 3 | 22785 | 19530 | 22785
DE | 2 | 21 | 4 | 22821.4 | 19561.2 | 22821.4
DE | 2 | 21 | 5 | 23895.2 | 20481.6 | 23895.2
DE | 2 | 21 | 6 | 27949.95 | 23957.1 | 27949.95
DE | 2 | 21 | 7 | 30242.45 | 25922.1 | 30242.45
DE | 2 | 21 | 8 | 30062.9 | 25768.2 | 30062.9
DE | 2 | 21 | 9 | 30690.45 | 26306.1 | 30690.45
DE | 2 | 21 | 10 | 30926 | 26508 | 30926
DE | 2 | 21 | 11 | 30907.8 | 26492.4 | 30907.8
DE | 2 | 21 | 12 | 30888.2 | 26475.6 | 30888.2
DE | 2 | 21 | 13 | 30874.55 | 26463.9 | 30874.55
DE | 2 | 21 | 14 | 30874.55 | 26463.9 | 30874.55
DE | 2 | 21 | 15 | 30874.55 | 26463.9 | 30874.55
DE | 2 | 21 | 16 | 30956.45 | 26534.1 | 30956.45
DE | 2 | 21 | 17 | 31245.2 | 26781.6 | 31245.2
DE | 2 | 21 | 18 | 31245.2 | 26781.6 | 31245.2
DE | 2 | 21 | 19 | 31313.45 | 26840.1 | 31313.45
DE | 2 | 21 | 20 | 30956.45 | 26534.1 | 30956.45
DE | 2 | 21 | 21 | 29835.4 | 25573.2 | 29835.4
DE | 2 | 21 | 22 | 28202.65 | 24173.7 | 28202.65
DE | 2 | 21 | 23 | 27025.6 | 23164.8 | 27025.6
DE | 2 | 21 | 24 | 23398.9 | 20056.2 | 23398.9
DE | 2 | 22 | 1 | 22985.55 | 19701.9 | 22985.55
DE | 2 | 22 | 2 | 22877.4 | 19609.2 | 22877.4
DE | 2 | 22 | 3 | 22841.7 | 19578.6 | 22841.7
DE | 2 | 22 | 4 | 22878.1 | 19609.8 | 22878.1
DE | 2 | 22 | 5 | 23951.9 | 20530.2 | 23951.9
DE | 2 | 22 | 6 | 27949.95 | 23957.1 | 27949.95
DE | 2 | 22 | 7 | 30242.45 | 25922.1 | 30242.45
DE | 2 | 22 | 8 | 30062.9 | 25768.2 | 30062.9
DE | 2 | 22 | 9 | 30773.4 | 26377.2 | 30773.4
DE | 2 | 22 | 10 | 30997.75 | 26569.5 | 30997.75
DE | 2 | 22 | 11 | 30907.8 | 26492.4 | 30907.8
DE | 2 | 22 | 12 | 30888.2 | 26475.6 | 30888.2
DE | 2 | 22 | 13 | 30909.55 | 26493.9 | 30909.55
DE | 2 | 22 | 14 | 30909.55 | 26493.9 | 30909.55
DE | 2 | 22 | 15 | 30909.55 | 26493.9 | 30909.55
DE | 2 | 22 | 16 | 30991.1 | 26563.8 | 30991.1
DE | 2 | 22 | 17 | 31245.2 | 26781.6 | 31245.2
DE | 2 | 22 | 18 | 31337.95 | 26861.1 | 31337.95
DE | 2 | 22 | 19 | 31603.95 | 27089.1 | 31603.95
DE | 2 | 22 | 20 | 30956.45 | 26534.1 | 30956.45
DE | 2 | 22 | 21 | 29835.4 | 25573.2 | 29835.4
DE | 2 | 22 | 22 | 28474.25 | 24406.5 | 28474.25
DE | 2 | 22 | 23 | 27443.15 | 23522.7 | 27443.15
DE | 2 | 22 | 24 | 23824.5 | 20421 | 23824.5
DE | 2 | 23 | 1 | 23066.75 | 19771.5 | 23066.75
DE | 2 | 23 | 2 | 22898.4 | 19627.2 | 22898.4
DE | 2 | 23 | 3 | 22788.85 | 19533.3 | 22788.85
DE | 2 | 23 | 4 | 22740.9 | 19492.2 | 22740.9
DE | 2 | 23 | 5 | 22919.75 | 19645.5 | 22919.75
DE | 2 | 23 | 6 | 23563.05 | 20196.9 | 23563.05
DE | 2 | 23 | 7 | 24886.75 | 21331.5 | 24886.75
DE | 2 | 23 | 8 | 26553.1 | 22759.8 | 26553.1
DE | 2 | 23 | 9 | 27780.9 | 23812.2 | 27780.9
DE | 2 | 23 | 10 | 28321.3 | 24275.4 | 28321.3
DE | 2 | 23 | 11 | 28208.25 | 24178.5 | 28208.25
DE | 2 | 23 | 12 | 28188.65 | 24161.7 | 28188.65
DE | 2 | 23 | 13 | 28210 | 24180 | 28210
DE | 2 | 23 | 14 | 28239.75 | 24205.5 | 28239.75
DE | 2 | 23 | 15 | 28205.1 | 24175.8 | 28205.1
DE | 2 | 23 | 16 | 28533.75 | 24457.5 | 28533.75
DE | 2 | 23 | 17 | 29247.05 | 25068.9 | 29247.05
DE | 2 | 23 | 18 | 29325.1 | 25135.8 | 29325.1
DE | 2 | 23 | 19 | 29300.25 | 25114.5 | 29300.25
DE | 2 | 23 | 20 | 28710.15 | 24608.7 | 28710.15
DE | 2 | 23 | 21 | 28413.7 | 24354.6 | 28413.7
DE | 2 | 23 | 22 | 27637.05 | 23688.9 | 27637.05
DE | 2 | 23 | 23 | 27054.3 | 23189.4 | 27054.3
DE | 2 | 23 | 24 | 23258.55 | 19935.9 | 23258.55
DE | 2 | 24 | 1 | 22414.35 | 19212.3 | 22414.35
DE | 2 | 24 | 2 | 22196.3 | 19025.4 | 22196.3
DE | 2 | 24 | 3 | 22086.75 | 18931.5 | 22086.75
DE | 2 | 24 | 4 | 21917 | 18786 | 21917
DE | 2 | 24 | 5 | 22122.1 | 18961.8 | 22122.1
DE | 2 | 24 | 6 | 22633.1 | 19399.8 | 22633.1
DE | 2 | 24 | 7 | 24255 | 20790 | 24255
DE | 2 | 24 | 8 | 25911.2 | 22209.6 | 25911.2
DE | 2 | 24 | 9 | 27162.45 | 23282.1 | 27162.45
DE | 2 | 24 | 10 | 27785.8 | 23816.4 | 27785.8
DE | 2 | 24 | 11 | 27841.8 | 23864.4 | 27841.8
DE | 2 | 24 | 12 | 27822.2 | 23847.6 | 27822.2
DE | 2 | 24 | 13 | 27843.55 | 23865.9 | 27843.55
DE | 2 | 24 | 14 | 27873.3 | 23891.4 | 27873.3
DE | 2 | 24 | 15 | 27772.15 | 23804.7 | 27772.15
DE | 2 | 24 | 16 | 28100.8 | 24086.4 | 28100.8
DE | 2 | 24 | 17 | 28739.2 | 24633.6 | 28739.2
DE | 2 | 24 | 18 | 28938.35 | 24804.3 | 28938.35
DE | 2 | 24 | 19 | 28913.85 | 24783.3 | 28913.85
DE | 2 | 24 | 20 | 28323.4 | 24277.2 | 28323.4
DE | 2 | 24 | 21 | 28026.95 | 24023.1 | 28026.95
DE | 2 | 24 | 22 | 27250.3 | 23357.4 | 27250.3
DE | 2 | 24 | 23 | 26658.1 | 22849.8 | 26658.1
DE | 2 | 24 | 24 | 22683.15 | 19442.7 | 22683.15
DE | 2 | 25 | 1 | 22160.95 | 18995.1 | 22160.95
DE | 2 | 25 | 2 | 21883.05 | 18756.9 | 21883.05
DE | 2 | 25 | 3 | 21847.35 | 18726.3 | 21847.35
DE | 2 | 25 | 4 | 21847.35 | 18726.3 | 21847.35
DE | 2 | 25 | 5 | 23112.95 | 19811.1 | 23112.95
DE | 2 | 25 | 6 | 27442.1 | 23521.8 | 27442.1
DE | 2 | 25 | 7 | 29956.85 | 25677.3 | 29956.85
DE | 2 | 25 | 8 | 29770.65 | 25517.7 | 29770.65
DE | 2 | 25 | 9 | 30336.95 | 26003.1 | 30336.95
DE | 2 | 25 | 10 | 30570.05 | 26202.9 | 30570.05
DE | 2 | 25 | 11 | 30410.1 | 26065.8 | 30410.1
DE | 2 | 25 | 12 | 30352.35 | 26016.3 | 30352.35
DE | 2 | 25 | 13 | 30373.35 | 26034.3 | 30373.35
DE | 2 | 25 | 14 | 30373.35 | 26034.3 | 30373.35
DE | 2 | 25 | 15 | 30373.35 | 26034.3 | 30373.35
DE | 2 | 25 | 16 | 30455.25 | 26104.5 | 30455.25
DE | 2 | 25 | 17 | 30682.75 | 26299.5 | 30682.75
DE | 2 | 25 | 18 | 30682.75 | 26299.5 | 30682.75
DE | 2 | 25 | 19 | 30658.25 | 26278.5 | 30658.25
DE | 2 | 25 | 20 | 30005.15 | 25718.7 | 30005.15
DE | 2 | 25 | 21 | 28707.35 | 24606.3 | 28707.35
DE | 2 | 25 | 22 | 27346.2 | 23439.6 | 27346.2
DE | 2 | 25 | 23 | 26396.65 | 22625.7 | 26396.65
DE | 2 | 25 | 24 | 22776.25 | 19522.5 | 22776.25
DE | 2 | 26 | 1 | 22254.4 | 19075.2 | 22254.4
DE | 2 | 26 | 2 | 21948.85 | 18813.3 | 21948.85
DE | 2 | 26 | 3 | 21947.1 | 18811.8 | 21947.1
DE | 2 | 26 | 4 | 21935.55 | 18801.9 | 21935.55
DE | 2 | 26 | 5 | 23112.95 | 19811.1 | 23112.95
DE | 2 | 26 | 6 | 27442.1 | 23521.8 | 27442.1
DE | 2 | 26 | 7 | 29956.85 | 25677.3 | 29956.85
DE | 2 | 26 | 8 | 29770.65 | 25517.7 | 29770.65
DE | 2 | 26 | 9 | 30311.75 | 25981.5 | 30311.75
DE | 2 | 26 | 10 | 30410.1 | 26065.8 | 30410.1
DE | 2 | 26 | 11 | 30371.6 | 26032.8 | 30371.6
DE | 2 | 26 | 12 | 30352.35 | 26016.3 | 30352.35
DE | 2 | 26 | 13 | 30330.3 | 25997.4 | 30330.3
DE | 2 | 26 | 14 | 30330.3 | 25997.4 | 30330.3
DE | 2 | 26 | 15 | 30330.3 | 25997.4 | 30330.3
DE | 2 | 26 | 16 | 30411.85 | 26067.3 | 30411.85
DE | 2 | 26 | 17 | 30644.25 | 26266.5 | 30644.25
DE | 2 | 26 | 18 | 30644.25 | 26266.5 | 30644.25
DE | 2 | 26 | 19 | 30658.25 | 26278.5 | 30658.25
DE | 2 | 26 | 20 | 30032.1 | 25741.8 | 30032.1
DE | 2 | 26 | 21 | 28750.4 | 24643.2 | 28750.4
DE | 2 | 26 | 22 | 27449.45 | 23528.1 | 27449.45
DE | 2 | 26 | 23 | 26489.4 | 22705.2 | 26489.4
DE | 2 | 26 | 24 | 22683.15 | 19442.7 | 22683.15
DE | 2 | 27 | 1 | 22160.95 | 18995.1 | 22160.95
DE | 2 | 27 | 2 | 21883.05 | 18756.9 | 21883.05
DE | 2 | 27 | 3 | 21847.35 | 18726.3 | 21847.35
DE | 2 | 27 | 4 | 21847.35 | 18726.3 | 21847.35
DE | 2 | 27 | 5 | 23121 | 19818 | 23121
DE | 2 | 27 | 6 | 27429.15 | 23510.7 | 27429.15
DE | 2 | 27 | 7 | 29943.9 | 25666.2 | 29943.9
DE | 2 | 27 | 8 | 29757.7 | 25506.6 | 29757.7
DE | 2 | 27 | 9 | 30404.15 | 26060.7 | 30404.15
DE | 2 | 27 | 10 | 30703.4 | 26317.2 | 30703.4
DE | 2 | 27 | 11 | 30544.85 | 26181.3 | 30544.85
DE | 2 | 27 | 12 | 30390.5 | 26049 | 30390.5
DE | 2 | 27 | 13 | 30373.35 | 26034.3 | 30373.35
DE | 2 | 27 | 14 | 30330.3 | 25997.4 | 30330.3
DE | 2 | 27 | 15 | 30206.75 | 25891.5 | 30206.75
DE | 2 | 27 | 16 | 30288.65 | 25961.7 | 30288.65
DE | 2 | 27 | 17 | 30644.25 | 26266.5 | 30644.25
DE | 2 | 27 | 18 | 30644.25 | 26266.5 | 30644.25
DE | 2 | 27 | 19 | 30658.25 | 26278.5 | 30658.25
DE | 2 | 27 | 20 | 30098.95 | 25799.1 | 30098.95
DE | 2 | 27 | 21 | 28850.5 | 24729 | 28850.5
DE | 2 | 27 | 22 | 27580.35 | 23640.3 | 27580.35
DE | 2 | 27 | 23 | 26739.3 | 22919.4 | 26739.3
DE | 2 | 27 | 24 | 22814.75 | 19555.5 | 22814.75
DE | 2 | 28 | 1 | 22295.35 | 19110.3 | 22295.35
DE | 2 | 28 | 2 | 22235.5 | 19059 | 22235.5
DE | 2 | 28 | 3 | 22200.15 | 19028.7 | 22200.15
DE | 2 | 28 | 4 | 22236.2 | 19059.6 | 22236.2
DE | 2 | 28 | 5 | 23263.1 | 19939.8 | 23263.1
DE | 2 | 28 | 6 | 27429.15 | 23510.7 | 27429.15
DE | 2 | 28 | 7 | 29921.5 | 25647 | 29921.5
DE | 2 | 28 | 8 | 29729.35 | 25482.3 | 29729.35
DE | 2 | 28 | 9 | 30404.15 | 26060.7 | 30404.15
DE | 2 | 28 | 10 | 30568.65 | 26201.7 | 30568.65
DE | 2 | 28 | 11 | 30371.6 | 26032.8 | 30371.6
DE | 2 | 28 | 12 | 30006.2 | 25719.6 | 30006.2
DE | 2 | 28 | 13 | 29796.55 | 25539.9 | 29796.55
DE | 2 | 28 | 14 | 29750.7 | 25500.6 | 29750.7
DE | 2 | 28 | 15 | 29750.7 | 25500.6 | 29750.7
DE | 2 | 28 | 16 | 29832.25 | 25570.5 | 29832.25
DE | 2 | 28 | 17 | 30021.6 | 25732.8 | 30021.6
DE | 2 | 28 | 18 | 30074.8 | 25778.4 | 30074.8
DE | 2 | 28 | 19 | 30453.15 | 26102.7 | 30453.15
DE | 2 | 28 | 20 | 29966.65 | 25685.7 | 29966.65
DE | 2 | 28 | 21 | 28775.6 | 24664.8 | 28775.6
DE | 2 | 28 | 22 | 27449.45 | 23528.1 | 27449.45
DE | 2 | 28 | 23 | 26328.4 | 22567.2 | 26328.4
DE | 2 | 28 | 24 | 23445.45 | 20096.1 | 23445.45
DE | 3 | 1 | 1 | 22856.05 | 19590.9 | 22856.05
DE | 3 | 1 | 2 | 22526.7 | 19308.6 | 22526.7
DE | 3 | 1 | 3 | 22491.35 | 19278.3 | 22491.35
DE | 3 | 1 | 4 | 22491.35 | 19278.3 | 22491.35
DE | 3 | 1 | 5 | 23633.4 | 20257.2 | 23633.4
DE | 3 | 1 | 6 | 27452.25 | 23530.5 | 27452.25
DE | 3 | 1 | 7 | 30300.55 | 25971.9 | 30300.55
DE | 3 | 1 | 8 | 31219.65 | 26759.7 | 31219.65
DE | 3 | 1 | 9 | 31651.9 | 27130.2 | 31651.9
DE | 3 | 1 | 10 | 31790.15 | 27248.7 | 31790.15
DE | 3 | 1 | 11 | 31480.75 | 26983.5 | 31480.75
DE | 3 | 1 | 12 | 31274.95 | 26807.1 | 31274.95
DE | 3 | 1 | 13 | 31250.8 | 26786.4 | 31250.8
DE | 3 | 1 | 14 | 31037.3 | 26603.4 | 31037.3
DE | 3 | 1 | 15 | 30958.2 | 26535.6 | 30958.2
DE | 3 | 1 | 16 | 30993.2 | 26565.6 | 30993.2
DE | 3 | 1 | 17 | 31224.55 | 26763.9 | 31224.55
DE | 3 | 1 | 18 | 31753.4 | 27217.2 | 31753.4
DE | 3 | 1 | 19 | 32081.35 | 27498.3 | 32081.35
DE | 3 | 1 | 20 | 31440.5 | 26949 | 31440.5
DE | 3 | 1 | 21 | 29732.85 | 25485.3 | 29732.85
DE | 3 | 1 | 22 | 28511 | 24438 | 28511
DE | 3 | 1 | 23 | 27537.3 | 23603.4 | 27537.3
DE | 3 | 1 | 24 | 23501.45 | 20144.1 | 23501.45
DE | 3 | 2 | 1 | 23185.75 | 19873.5 | 23185.75
DE | 3 | 2 | 2 | 23112.6 | 19810.8 | 23112.6
DE | 3 | 2 | 3 | 22834.7 | 19572.6 | 22834.7
DE | 3 | 2 | 4 | 23003.05 | 19716.9 | 23003.05
DE | 3 | 2 | 5 | 23430.4 | 20083.2 | 23430.4
DE | 3 | 2 | 6 | 23635.85 | 20259.3 | 23635.85
DE | 3 | 2 | 7 | 25246.2 | 21639.6 | 25246.2
DE | 3 | 2 | 8 | 26853.75 | 23017.5 | 26853.75
DE | 3 | 2 | 9 | 27964.3 | 23969.4 | 27964.3
DE | 3 | 2 | 10 | 28581.35 | 24498.3 | 28581.35
DE | 3 | 2 | 11 | 28509.25 | 24436.5 | 28509.25
DE | 3 | 2 | 12 | 28297.85 | 24255.3 | 28297.85
DE | 3 | 2 | 13 | 28139.65 | 24119.7 | 28139.65
DE | 3 | 2 | 14 | 28175.35 | 24150.3 | 28175.35
DE | 3 | 2 | 15 | 28045.85 | 24039.3 | 28045.85
DE | 3 | 2 | 16 | 28269.85 | 24231.3 | 28269.85
DE | 3 | 2 | 17 | 28819.7 | 24702.6 | 28819.7
DE | 3 | 2 | 18 | 29122.8 | 24962.4 | 29122.8
DE | 3 | 2 | 19 | 29290.1 | 25105.8 | 29290.1
DE | 3 | 2 | 20 | 28878.5 | 24753 | 28878.5
DE | 3 | 2 | 21 | 28527.1 | 24451.8 | 28527.1
DE | 3 | 2 | 22 | 27971.65 | 23975.7 | 27971.65
DE | 3 | 2 | 23 | 27396.6 | 23482.8 | 27396.6
DE | 3 | 2 | 24 | 23346.75 | 20011.5 | 23346.75
DE | 3 | 3 | 1 | 22503.25 | 19288.5 | 22503.25
DE | 3 | 3 | 2 | 22198.75 | 19027.5 | 22198.75
DE | 3 | 3 | 3 | 22039.15 | 18890.7 | 22039.15
DE | 3 | 3 | 4 | 22039.15 | 18890.7 | 22039.15
DE | 3 | 3 | 5 | 22144.5 | 18981 | 22144.5
DE | 3 | 3 | 6 | 22349.6 | 19156.8 | 22349.6
DE | 3 | 3 | 7 | 24280.55 | 20811.9 | 24280.55
DE | 3 | 3 | 8 | 26437.6 | 22660.8 | 26437.6
DE | 3 | 3 | 9 | 27714.75 | 23755.5 | 27714.75
DE | 3 | 3 | 10 | 28284.9 | 24244.2 | 28284.9
DE | 3 | 3 | 11 | 28137.9 | 24118.2 | 28137.9
DE | 3 | 3 | 12 | 27988.8 | 23990.4 | 27988.8
DE | 3 | 3 | 13 | 27641.6 | 23692.8 | 27641.6
DE | 3 | 3 | 14 | 27604.15 | 23660.7 | 27604.15
DE | 3 | 3 | 15 | 27604.15 | 23660.7 | 27604.15
DE | 3 | 3 | 16 | 27629.7 | 23682.6 | 27629.7
DE | 3 | 3 | 17 | 28285.95 | 24245.1 | 28285.95
DE | 3 | 3 | 18 | 28856.8 | 24734.4 | 28856.8
DE | 3 | 3 | 19 | 29010.8 | 24866.4 | 29010.8
DE | 3 | 3 | 20 | 28836.5 | 24717 | 28836.5
DE | 3 | 3 | 21 | 28527.1 | 24451.8 | 28527.1
DE | 3 | 3 | 22 | 27910.4 | 23923.2 | 27910.4
DE | 3 | 3 | 23 | 27771.8 | 23804.4 | 27771.8
DE | 3 | 3 | 24 | 24046.75 | 20611.5 | 24046.75
DE | 3 | 4 | 1 | 23845.85 | 20439.3 | 23845.85
DE | 3 | 4 | 2 | 23725.45 | 20336.1 | 23725.45
DE | 3 | 4 | 3 | 23690.1 | 20305.8 | 23690.1
DE | 3 | 4 | 4 | 23726.15 | 20336.7 | 23726.15
DE | 3 | 4 | 5 | 24796.1 | 21253.8 | 24796.1
DE | 3 | 4 | 6 | 28461.3 | 24395.4 | 28461.3
DE | 3 | 4 | 7 | 31228.05 | 26766.9 | 31228.05
DE | 3 | 4 | 8 | 32039.35 | 27462.3 | 32039.35
DE | 3 | 4 | 9 | 32314.45 | 27698.1 | 32314.45
DE | 3 | 4 | 10 | 31871.7 | 27318.6 | 31871.7
DE | 3 | 4 | 11 | 31294.55 | 26823.9 | 31294.55
DE | 3 | 4 | 12 | 30923.55 | 26505.9 | 30923.55
DE | 3 | 4 | 13 | 30517.55 | 26157.9 | 30517.55
DE | 3 | 4 | 14 | 30326.8 | 25994.4 | 30326.8
DE | 3 | 4 | 15 | 30023 | 25734 | 30023
DE | 3 | 4 | 16 | 29981.35 | 25698.3 | 29981.35
DE | 3 | 4 | 17 | 30238.95 | 25919.1 | 30238.95
DE | 3 | 4 | 18 | 30639 | 26262 | 30639
DE | 3 | 4 | 19 | 31099.6 | 26656.8 | 31099.6
DE | 3 | 4 | 20 | 30632.35 | 26256.3 | 30632.35
DE | 3 | 4 | 21 | 28952.35 | 24816.3 | 28952.35
DE | 3 | 4 | 22 | 27736.8 | 23774.4 | 27736.8
DE | 3 | 4 | 23 | 26857.95 | 23021.1 | 26857.95
DE | 3 | 4 | 24 | 23560.6 | 20194.8 | 23560.6
DE | 3 | 5 | 1 | 22835.05 | 19572.9 | 22835.05
DE | 3 | 5 | 2 | 22526.7 | 19308.6 | 22526.7
DE | 3 | 5 | 3 | 22477 | 19266 | 22477
DE | 3 | 5 | 4 | 22613.15 | 19382.7 | 22613.15
DE | 3 | 5 | 5 | 23817.15 | 20414.7 | 23817.15
DE | 3 | 5 | 6 | 27697.6 | 23740.8 | 27697.6
DE | 3 | 5 | 7 | 30721.95 | 26333.1 | 30721.95
DE | 3 | 5 | 8 | 31484.25 | 26986.5 | 31484.25
DE | 3 | 5 | 9 | 31277.05 | 26808.9 | 31277.05
DE | 3 | 5 | 10 | 30864.4 | 26455.2 | 30864.4
DE | 3 | 5 | 11 | 30319.1 | 25987.8 | 30319.1
DE | 3 | 5 | 12 | 29911 | 25638 | 29911
DE | 3 | 5 | 13 | 29372 | 25176 | 29372
DE | 3 | 5 | 14 | 29242.15 | 25064.7 | 29242.15
DE | 3 | 5 | 15 | 28854 | 24732 | 28854
DE | 3 | 5 | 16 | 28773.85 | 24663.3 | 28773.85
DE | 3 | 5 | 17 | 29272.25 | 25090.5 | 29272.25
DE | 3 | 5 | 18 | 29940.05 | 25662.9 | 29940.05
DE | 3 | 5 | 19 | 30300.9 | 25972.2 | 30300.9
DE | 3 | 5 | 20 | 30105.6 | 25804.8 | 30105.6
DE | 3 | 5 | 21 | 28626.15 | 24536.7 | 28626.15
DE | 3 | 5 | 22 | 27613.25 | 23668.5 | 27613.25
DE | 3 | 5 | 23 | 26673.15 | 22862.7 | 26673.15
DE | 3 | 5 | 24 | 23526.3 | 20165.4 | 23526.3
DE | 3 | 6 | 1 | 22871.1 | 19603.8 | 22871.1
DE | 3 | 6 | 2 | 22526.7 | 19308.6 | 22526.7
DE | 3 | 6 | 3 | 22477 | 19266 | 22477
DE | 3 | 6 | 4 | 22613.15 | 19382.7 | 22613.15
DE | 3 | 6 | 5 | 23817.15 | 20414.7 | 23817.15
DE | 3 | 6 | 6 | 27697.6 | 23740.8 | 27697.6
DE | 3 | 6 | 7 | 30704.8 | 26318.4 | 30704.8
DE | 3 | 6 | 8 | 31219.65 | 26759.7 | 31219.65
DE | 3 | 6 | 9 | 31244.5 | 26781 | 31244.5
DE | 3 | 6 | 10 | 30508.8 | 26150.4 | 30508.8
DE | 3 | 6 | 11 | 30000.95 | 25715.1 | 30000.95
DE | 3 | 6 | 12 | 29344.7 | 25152.6 | 29344.7
DE | 3 | 6 | 13 | 29064.35 | 24912.3 | 29064.35
DE | 3 | 6 | 14 | 28882.7 | 24756.6 | 28882.7
DE | 3 | 6 | 15 | 28682.5 | 24585 | 28682.5
DE | 3 | 6 | 16 | 28562.45 | 24482.1 | 28562.45
DE | 3 | 6 | 17 | 28908.95 | 24779.1 | 28908.95
DE | 3 | 6 | 18 | 29381.45 | 25184.1 | 29381.45
DE | 3 | 6 | 19 | 30029.65 | 25739.7 | 30029.65
DE | 3 | 6 | 20 | 30055.9 | 25762.2 | 30055.9
DE | 3 | 6 | 21 | 28260.05 | 24222.9 | 28260.05
DE | 3 | 6 | 22 | 27034.7 | 23172.6 | 27034.7
DE | 3 | 6 | 23 | 26427.8 | 22652.4 | 26427.8
DE | 3 | 6 | 24 | 23115.4 | 19813.2 | 23115.4
DE | 3 | 7 | 1 | 22481.55 | 19269.9 | 22481.55
DE | 3 | 7 | 2 | 22359.05 | 19164.9 | 22359.05
DE | 3 | 7 | 3 | 22323.7 | 19134.6 | 22323.7
DE | 3 | 7 | 4 | 22323.7 | 19134.6 | 22323.7
DE | 3 | 7 | 5 | 23496.55 | 20139.9 | 23496.55
DE | 3 | 7 | 6 | 27396.25 | 23482.5 | 27396.25
DE | 3 | 7 | 7 | 30118.2 | 25815.6 | 30118.2
DE | 3 | 7 | 8 | 30935.1 | 26515.8 | 30935.1
DE | 3 | 7 | 9 | 31072.3 | 26633.4 | 31072.3
DE | 3 | 7 | 10 | 30864.4 | 26455.2 | 30864.4
DE | 3 | 7 | 11 | 30509.5 | 26151 | 30509.5
DE | 3 | 7 | 12 | 30212.35 | 25896.3 | 30212.35
DE | 3 | 7 | 13 | 30008.65 | 25721.7 | 30008.65
DE | 3 | 7 | 14 | 29938.3 | 25661.4 | 29938.3
DE | 3 | 7 | 15 | 29890 | 25620 | 29890
DE | 3 | 7 | 16 | 29978.55 | 25695.9 | 29978.55
DE | 3 | 7 | 17 | 30115.4 | 25813.2 | 30115.4
DE | 3 | 7 | 18 | 30388.05 | 26046.9 | 30388.05
DE | 3 | 7 | 19 | 30602.25 | 26230.5 | 30602.25
DE | 3 | 7 | 20 | 30105.6 | 25804.8 | 30105.6
DE | 3 | 7 | 21 | 28301 | 24258 | 28301
DE | 3 | 7 | 22 | 27034.7 | 23172.6 | 27034.7
DE | 3 | 7 | 23 | 26427.8 | 22652.4 | 26427.8
DE | 3 | 7 | 24 | 22992.2 | 19707.6 | 22992.2
DE | 3 | 8 | 1 | 22224.3 | 19049.4 | 22224.3
DE | 3 | 8 | 2 | 21769.65 | 18659.7 | 21769.65
DE | 3 | 8 | 3 | 21857.15 | 18734.7 | 21857.15
DE | 3 | 8 | 4 | 21991.2 | 18849.6 | 21991.2
DE | 3 | 8 | 5 | 23407.3 | 20063.4 | 23407.3
DE | 3 | 8 | 6 | 27409.9 | 23494.2 | 27409.9
DE | 3 | 8 | 7 | 30223.55 | 25905.9 | 30223.55
DE | 3 | 8 | 8 | 31138.1 | 26689.8 | 31138.1
DE | 3 | 8 | 9 | 31394.3 | 26909.4 | 31394.3
DE | 3 | 8 | 10 | 31293.5 | 26823 | 31293.5
DE | 3 | 8 | 11 | 31029.6 | 26596.8 | 31029.6
DE | 3 | 8 | 12 | 30923.55 | 26505.9 | 30923.55
DE | 3 | 8 | 13 | 30517.55 | 26157.9 | 30517.55
DE | 3 | 8 | 14 | 30517.55 | 26157.9 | 30517.55
DE | 3 | 8 | 15 | 30490.25 | 26134.5 | 30490.25
DE | 3 | 8 | 16 | 30490.25 | 26134.5 | 30490.25
DE | 3 | 8 | 17 | 30642.5 | 26265 | 30642.5
DE | 3 | 8 | 18 | 31022.25 | 26590.5 | 31022.25
DE | 3 | 8 | 19 | 31142.65 | 26693.7 | 31142.65
DE | 3 | 8 | 20 | 30582.3 | 26213.4 | 30582.3
DE | 3 | 8 | 21 | 28848.4 | 24727.2 | 28848.4
DE | 3 | 8 | 22 | 27613.25 | 23668.5 | 27613.25
DE | 3 | 8 | 23 | 26673.15 | 22862.7 | 26673.15
DE | 3 | 8 | 24 | 23318.05 | 19986.9 | 23318.05
DE | 3 | 9 | 1 | 22370.6 | 19174.8 | 22370.6
DE | 3 | 9 | 2 | 21932.4 | 18799.2 | 21932.4
DE | 3 | 9 | 3 | 21773.15 | 18662.7 | 21773.15
DE | 3 | 9 | 4 | 21773.15 | 18662.7 | 21773.15
DE | 3 | 9 | 5 | 21943.6 | 18808.8 | 21943.6
DE | 3 | 9 | 6 | 22109.15 | 18950.7 | 22109.15
DE | 3 | 9 | 7 | 24225.25 | 20764.5 | 24225.25
DE | 3 | 9 | 8 | 26421.85 | 22647.3 | 26421.85
DE | 3 | 9 | 9 | 27714.75 | 23755.5 | 27714.75
DE | 3 | 9 | 10 | 28240.1 | 24205.8 | 28240.1
DE | 3 | 9 | 11 | 28137.9 | 24118.2 | 28137.9
DE | 3 | 9 | 12 | 28118.3 | 24101.4 | 28118.3
DE | 3 | 9 | 13 | 28139.65 | 24119.7 | 28139.65
DE | 3 | 9 | 14 | 28169.4 | 24145.2 | 28169.4
DE | 3 | 9 | 15 | 28169.4 | 24145.2 | 28169.4
DE | 3 | 9 | 16 | 28310.8 | 24266.4 | 28310.8
DE | 3 | 9 | 17 | 29044.75 | 24895.5 | 29044.75
DE | 3 | 9 | 18 | 29191.05 | 25020.9 | 29191.05
DE | 3 | 9 | 19 | 29290.1 | 25105.8 | 29290.1
DE | 3 | 9 | 20 | 28836.5 | 24717 | 28836.5
DE | 3 | 9 | 21 | 28527.1 | 24451.8 | 28527.1
DE | 3 | 9 | 22 | 27971.65 | 23975.7 | 27971.65
DE | 3 | 9 | 23 | 27396.6 | 23482.8 | 27396.6
DE | 3 | 9 | 24 | 23254.35 | 19932.3 | 23254.35
DE | 3 | 10 | 1 | 22549.1 | 19327.8 | 22549.1
DE | 3 | 10 | 2 | 22244.25 | 19066.5 | 22244.25
DE | 3 | 10 | 3 | 22178.8 | 19010.4 | 22178.8
DE | 3 | 10 | 4 | 22422.75 | 19219.5 | 22422.75
DE | 3 | 10 | 5 | 22680 | 19440 | 22680
DE | 3 | 10 | 6 | 23402.05 | 20058.9 | 23402.05
DE | 3 | 10 | 7 | 25246.2 | 21639.6 | 25246.2
DE | 3 | 10 | 8 | 27268.5 | 23373 | 27268.5
DE | 3 | 10 | 9 | 28656.6 | 24562.8 | 28656.6
DE | 3 | 10 | 10 | 29250.9 | 25072.2 | 29250.9
DE | 3 | 10 | 11 | 29306.9 | 25120.2 | 29306.9
DE | 3 | 10 | 12 | 29287.3 | 25103.4 | 29287.3
DE | 3 | 10 | 13 | 29308.65 | 25121.7 | 29308.65
DE | 3 | 10 | 14 | 29338.4 | 25147.2 | 29338.4
DE | 3 | 10 | 15 | 29338.4 | 25147.2 | 29338.4
DE | 3 | 10 | 16 | 29524.95 | 25307.1 | 29524.95
DE | 3 | 10 | 17 | 30183.3 | 25871.4 | 30183.3
DE | 3 | 10 | 18 | 30450 | 26100 | 30450
DE | 3 | 10 | 19 | 30425.5 | 26079 | 30425.5
DE | 3 | 10 | 20 | 29864.8 | 25598.4 | 29864.8
DE | 3 | 10 | 21 | 29667.75 | 25429.5 | 29667.75
DE | 3 | 10 | 22 | 29064.35 | 24912.3 | 29064.35
DE | 3 | 10 | 23 | 28476 | 24408 | 28476
DE | 3 | 10 | 24 | 24550.4 | 21043.2 | 24550.4
DE | 3 | 11 | 1 | 24120.95 | 20675.1 | 24120.95
DE | 3 | 11 | 2 | 24052.35 | 20616.3 | 24052.35
DE | 3 | 11 | 3 | 24017 | 20586 | 24017
DE | 3 | 11 | 4 | 24053.05 | 20616.9 | 24053.05
DE | 3 | 11 | 5 | 25041.45 | 21464.1 | 25041.45
DE | 3 | 11 | 6 | 28590.8 | 24506.4 | 28590.8
DE | 3 | 11 | 7 | 31407.95 | 26921.1 | 31407.95
DE | 3 | 11 | 8 | 32366.95 | 27743.1 | 32366.95
DE | 3 | 11 | 9 | 33009.2 | 28293.6 | 33009.2
DE | 3 | 11 | 10 | 32868.5 | 28173 | 32868.5
DE | 3 | 11 | 11 | 32849.95 | 28157.1 | 32849.95
DE | 3 | 11 | 12 | 32830.7 | 28140.6 | 32830.7
DE | 3 | 11 | 13 | 32843.3 | 28151.4 | 32843.3
DE | 3 | 11 | 14 | 32843.3 | 28151.4 | 32843.3
DE | 3 | 11 | 15 | 32843.3 | 28151.4 | 32843.3
DE | 3 | 11 | 16 | 32946.55 | 28239.9 | 32946.55
DE | 3 | 11 | 17 | 33251.4 | 28501.2 | 33251.4
DE | 3 | 11 | 18 | 33321.05 | 28560.9 | 33321.05
DE | 3 | 11 | 19 | 33338.9 | 28576.2 | 33338.9
DE | 3 | 11 | 20 | 32665.15 | 27998.7 | 32665.15
DE | 3 | 11 | 21 | 30885.75 | 26473.5 | 30885.75
DE | 3 | 11 | 22 | 29657.6 | 25420.8 | 29657.6
DE | 3 | 11 | 23 | 28269.15 | 24230.7 | 28269.15
DE | 3 | 11 | 24 | 24635.8 | 21116.4 | 24635.8
DE | 3 | 12 | 1 | 24206.35 | 20748.3 | 24206.35
DE | 3 | 12 | 2 | 24090.5 | 20649 | 24090.5
DE | 3 | 12 | 3 | 24055.15 | 20618.7 | 24055.15
DE | 3 | 12 | 4 | 24091.55 | 20649.9 | 24091.55
DE | 3 | 12 | 5 | 25079.6 | 21496.8 | 25079.6
DE | 3 | 12 | 6 | 28628.95 | 24539.1 | 28628.95
DE | 3 | 12 | 7 | 31480.4 | 26983.2 | 31480.4
DE | 3 | 12 | 8 | 32405.45 | 27776.1 | 32405.45
DE | 3 | 12 | 9 | 33047.7 | 28326.6 | 33047.7
DE | 3 | 12 | 10 | 32868.5 | 28173 | 32868.5
DE | 3 | 12 | 11 | 32849.95 | 28157.1 | 32849.95
DE | 3 | 12 | 12 | 32800.95 | 28115.1 | 32800.95
DE | 3 | 12 | 13 | 32822.3 | 28133.4 | 32822.3
DE | 3 | 12 | 14 | 32698.4 | 28027.2 | 32698.4
DE | 3 | 12 | 15 | 32698.4 | 28027.2 | 32698.4
DE | 3 | 12 | 16 | 32801.65 | 28115.7 | 32801.65
DE | 3 | 12 | 17 | 33221.65 | 28475.7 | 33221.65
DE | 3 | 12 | 18 | 33291.3 | 28535.4 | 33291.3
DE | 3 | 12 | 19 | 33296.55 | 28539.9 | 33296.55
DE | 3 | 12 | 20 | 32665.15 | 27998.7 | 32665.15
DE | 3 | 12 | 21 | 30945.95 | 26525.1 | 30945.95
DE | 3 | 12 | 22 | 29721.3 | 25475.4 | 29721.3
DE | 3 | 12 | 23 | 28593.6 | 24508.8 | 28593.6
DE | 3 | 12 | 24 | 24739.75 | 21205.5 | 24739.75
DE | 3 | 13 | 1 | 24310.3 | 20837.4 | 24310.3
DE | 3 | 13 | 2 | 24156.3 | 20705.4 | 24156.3
DE | 3 | 13 | 3 | 24215.1 | 20755.8 | 24215.1
DE | 3 | 13 | 4 | 24445.05 | 20952.9 | 24445.05
DE | 3 | 13 | 5 | 25463.55 | 21825.9 | 25463.55
DE | 3 | 13 | 6 | 28819 | 24702 | 28819
DE | 3 | 13 | 7 | 31443.3 | 26951.4 | 31443.3
DE | 3 | 13 | 8 | 32470.9 | 27832.2 | 32470.9
DE | 3 | 13 | 9 | 33047.7 | 28326.6 | 33047.7
DE | 3 | 13 | 10 | 32868.5 | 28173 | 32868.5
DE | 3 | 13 | 11 | 32820.55 | 28131.9 | 32820.55
DE | 3 | 13 | 12 | 32606 | 27948 | 32606
DE | 3 | 13 | 13 | 32553.85 | 27903.3 | 32553.85
DE | 3 | 13 | 14 | 32553.85 | 27903.3 | 32553.85
DE | 3 | 13 | 15 | 32415.6 | 27784.8 | 32415.6
DE | 3 | 13 | 16 | 32497.5 | 27855 | 32497.5
DE | 3 | 13 | 17 | 32798.5 | 28113 | 32798.5
DE | 3 | 13 | 18 | 32908.05 | 28206.9 | 32908.05
DE | 3 | 13 | 19 | 33266.8 | 28514.4 | 33266.8
DE | 3 | 13 | 20 | 32622.45 | 27962.1 | 32622.45
DE | 3 | 13 | 21 | 30885.75 | 26473.5 | 30885.75
DE | 3 | 13 | 22 | 29657.6 | 25420.8 | 29657.6
DE | 3 | 13 | 23 | 28529.9 | 24454.2 | 28529.9
DE | 3 | 13 | 24 | 24635.8 | 21116.4 | 24635.8
DE | 3 | 14 | 1 | 24244.5 | 20781 | 24244.5
DE | 3 | 14 | 2 | 24090.5 | 20649 | 24090.5
DE | 3 | 14 | 3 | 24017 | 20586 | 24017
DE | 3 | 14 | 4 | 24053.05 | 20616.9 | 24053.05
DE | 3 | 14 | 5 | 25079.6 | 21496.8 | 25079.6
DE | 3 | 14 | 6 | 28590.8 | 24506.4 | 28590.8
DE | 3 | 14 | 7 | 31407.95 | 26921.1 | 31407.95
DE | 3 | 14 | 8 | 32366.95 | 27743.1 | 32366.95
DE | 3 | 14 | 9 | 33003.25 | 28288.5 | 33003.25
DE | 3 | 14 | 10 | 32715.2 | 28041.6 | 32715.2
DE | 3 | 14 | 11 | 32625.25 | 27964.5 | 32625.25
DE | 3 | 14 | 12 | 32532.85 | 27885.3 | 32532.85
DE | 3 | 14 | 13 | 32415.6 | 27784.8 | 32415.6
DE | 3 | 14 | 14 | 32415.6 | 27784.8 | 32415.6
DE | 3 | 14 | 15 | 32415.6 | 27784.8 | 32415.6
DE | 3 | 14 | 16 | 32497.5 | 27855 | 32497.5
DE | 3 | 14 | 17 | 32798.5 | 28113 | 32798.5
DE | 3 | 14 | 18 | 32908.05 | 28206.9 | 32908.05
DE | 3 | 14 | 19 | 33266.8 | 28514.4 | 33266.8
DE | 3 | 14 | 20 | 32665.15 | 27998.7 | 32665.15
DE | 3 | 14 | 21 | 30945.95 | 26525.1 | 30945.95
DE | 3 | 14 | 22 | 29721.3 | 25475.4 | 29721.3
DE | 3 | 14 | 23 | 28593.6 | 24508.8 | 28593.6
DE | 3 | 14 | 24 | 24673.95 | 21149.1 | 24673.95
DE | 3 | 15 | 1 | 24244.5 | 20781 | 24244.5
DE | 3 | 15 | 2 | 24156.3 | 20705.4 | 24156.3
DE | 3 | 15 | 3 | 24120.95 | 20675.1 | 24120.95
DE | 3 | 15 | 4 | 24157 | 20706 | 24157
DE | 3 | 15 | 5 | 25145.4 | 21553.2 | 25145.4
DE | 3 | 15 | 6 | 28694.75 | 24595.5 | 28694.75
DE | 3 | 15 | 7 | 31511.9 | 27010.2 | 31511.9
DE | 3 | 15 | 8 | 32470.9 | 27832.2 | 32470.9
DE | 3 | 15 | 9 | 33009.2 | 28293.6 | 33009.2
DE | 3 | 15 | 10 | 32860.1 | 28165.8 | 32860.1
DE | 3 | 15 | 11 | 32625.25 | 27964.5 | 32625.25
DE | 3 | 15 | 12 | 32532.85 | 27885.3 | 32532.85
DE | 3 | 15 | 13 | 32267.2 | 27657.6 | 32267.2
DE | 3 | 15 | 14 | 32221.7 | 27618.6 | 32221.7
DE | 3 | 15 | 15 | 32120.2 | 27531.6 | 32120.2
DE | 3 | 15 | 16 | 32202.1 | 27601.8 | 32202.1
DE | 3 | 15 | 17 | 32511.85 | 27867.3 | 32511.85
DE | 3 | 15 | 18 | 32798.5 | 28113 | 32798.5
DE | 3 | 15 | 19 | 32883.2 | 28185.6 | 32883.2
DE | 3 | 15 | 20 | 32525.15 | 27878.7 | 32525.15
DE | 3 | 15 | 21 | 30745.75 | 26353.5 | 30745.75
DE | 3 | 15 | 22 | 29517.6 | 25300.8 | 29517.6
DE | 3 | 15 | 23 | 28390.25 | 24334.5 | 28390.25
DE | 3 | 15 | 24 | 24647.35 | 21126.3 | 24647.35
DE | 3 | 16 | 1 | 23995.65 | 20567.7 | 23995.65
DE | 3 | 16 | 2 | 23838.5 | 20433 | 23838.5
DE | 3 | 16 | 3 | 23814.35 | 20412.3 | 23814.35
DE | 3 | 16 | 4 | 23814.35 | 20412.3 | 23814.35
DE | 3 | 16 | 5 | 23886.8 | 20474.4 | 23886.8
DE | 3 | 16 | 6 | 24071.25 | 20632.5 | 24071.25
DE | 3 | 16 | 7 | 25637.85 | 21975.3 | 25637.85
DE | 3 | 16 | 8 | 27617.45 | 23672.1 | 27617.45
DE | 3 | 16 | 9 | 28656.6 | 24562.8 | 28656.6
DE | 3 | 16 | 10 | 28747.6 | 24640.8 | 28747.6
DE | 3 | 16 | 11 | 28619.15 | 24530.7 | 28619.15
DE | 3 | 16 | 12 | 28489.65 | 24419.7 | 28489.65
DE | 3 | 16 | 13 | 28231.7 | 24198.6 | 28231.7
DE | 3 | 16 | 14 | 28169.4 | 24145.2 | 28169.4
DE | 3 | 16 | 15 | 28045.85 | 24039.3 | 28045.85
DE | 3 | 16 | 16 | 28140.35 | 24120.3 | 28140.35
DE | 3 | 16 | 17 | 28819.7 | 24702.6 | 28819.7
DE | 3 | 16 | 18 | 28897.75 | 24769.5 | 28897.75
DE | 3 | 16 | 19 | 29290.1 | 25105.8 | 29290.1
DE | 3 | 16 | 20 | 28836.5 | 24717 | 28836.5
DE | 3 | 16 | 21 | 28527.1 | 24451.8 | 28527.1
DE | 3 | 16 | 22 | 27971.65 | 23975.7 | 27971.65
DE | 3 | 16 | 23 | 27438.6 | 23518.8 | 27438.6
DE | 3 | 16 | 24 | 23233 | 19914 | 23233
DE | 3 | 17 | 1 | 22549.1 | 19327.8 | 22549.1
DE | 3 | 17 | 2 | 22236.9 | 19060.2 | 22236.9
DE | 3 | 17 | 3 | 22178.8 | 19010.4 | 22178.8
DE | 3 | 17 | 4 | 22634.15 | 19400.7 | 22634.15
DE | 3 | 17 | 5 | 23028.6 | 19738.8 | 23028.6
DE | 3 | 17 | 6 | 23635.85 | 20259.3 | 23635.85
DE | 3 | 17 | 7 | 25246.2 | 21639.6 | 25246.2
DE | 3 | 17 | 8 | 27268.5 | 23373 | 27268.5
DE | 3 | 17 | 9 | 27964.3 | 23969.4 | 27964.3
DE | 3 | 17 | 10 | 28600.6 | 24514.8 | 28600.6
DE | 3 | 17 | 11 | 28551.25 | 24472.5 | 28551.25
DE | 3 | 17 | 12 | 28489.65 | 24419.7 | 28489.65
DE | 3 | 17 | 13 | 28387.45 | 24332.1 | 28387.45
DE | 3 | 17 | 14 | 28304.15 | 24260.7 | 28304.15
DE | 3 | 17 | 15 | 28169.4 | 24145.2 | 28169.4
DE | 3 | 17 | 16 | 28310.8 | 24266.4 | 28310.8
DE | 3 | 17 | 17 | 28999.95 | 24857.1 | 28999.95
DE | 3 | 17 | 18 | 29191.05 | 25020.9 | 29191.05
DE | 3 | 17 | 19 | 29290.1 | 25105.8 | 29290.1
DE | 3 | 17 | 20 | 28836.5 | 24717 | 28836.5
DE | 3 | 17 | 21 | 28480.9 | 24412.2 | 28480.9
DE | 3 | 17 | 22 | 27971.65 | 23975.7 | 27971.65
DE | 3 | 17 | 23 | 27396.6 | 23482.8 | 27396.6
DE | 3 | 17 | 24 | 23380 | 20040 | 23380
DE | 3 | 18 | 1 | 22912.75 | 19639.5 | 22912.75
DE | 3 | 18 | 2 | 22648.5 | 19413 | 22648.5
DE | 3 | 18 | 3 | 22613.15 | 19382.7 | 22613.15
DE | 3 | 18 | 4 | 22613.15 | 19382.7 | 22613.15
DE | 3 | 18 | 5 | 23837.8 | 20432.4 | 23837.8
DE | 3 | 18 | 6 | 27737.15 | 23774.7 | 27737.15
DE | 3 | 18 | 7 | 30721.95 | 26333.1 | 30721.95
DE | 3 | 18 | 8 | 31680.95 | 27155.1 | 31680.95
DE | 3 | 18 | 9 | 32229.05 | 27624.9 | 32229.05
DE | 3 | 18 | 10 | 32117.75 | 27529.5 | 32117.75
DE | 3 | 18 | 11 | 31833.2 | 27285.6 | 31833.2
DE | 3 | 18 | 12 | 31505.95 | 27005.1 | 31505.95
DE | 3 | 18 | 13 | 31296.3 | 26825.4 | 31296.3
DE | 3 | 18 | 14 | 31250.8 | 26786.4 | 31250.8
DE | 3 | 18 | 15 | 31250.8 | 26786.4 | 31250.8
DE | 3 | 18 | 16 | 31377.85 | 26895.3 | 31377.85
DE | 3 | 18 | 17 | 31574.55 | 27063.9 | 31574.55
DE | 3 | 18 | 18 | 31798.2 | 27255.6 | 31798.2
DE | 3 | 18 | 19 | 32081.35 | 27498.3 | 32081.35
DE | 3 | 18 | 20 | 31440.5 | 26949 | 31440.5
DE | 3 | 18 | 21 | 29713.6 | 25468.8 | 29713.6
DE | 3 | 18 | 22 | 28511 | 24438 | 28511
DE | 3 | 18 | 23 | 27639.85 | 23691.3 | 27639.85
DE | 3 | 18 | 24 | 23861.95 | 20453.1 | 23861.95
DE | 3 | 19 | 1 | 23737.35 | 20346.3 | 23737.35
DE | 3 | 19 | 2 | 23579.85 | 20211.3 | 23579.85
DE | 3 | 19 | 3 | 23656.5 | 20277 | 23656.5
DE | 3 | 19 | 4 | 23692.9 | 20308.2 | 23692.9
DE | 3 | 19 | 5 | 24762.85 | 21225.3 | 24762.85
DE | 3 | 19 | 6 | 28224.35 | 24192.3 | 28224.35
DE | 3 | 19 | 7 | 31043.95 | 26609.1 | 31043.95
DE | 3 | 19 | 8 | 32039.35 | 27462.3 | 32039.35
DE | 3 | 19 | 9 | 32443.6 | 27808.8 | 32443.6
DE | 3 | 19 | 10 | 32284 | 27672 | 32284
DE | 3 | 19 | 11 | 32182.15 | 27584.7 | 32182.15
DE | 3 | 19 | 12 | 32099.2 | 27513.6 | 32099.2
DE | 3 | 19 | 13 | 32078.2 | 27495.6 | 32078.2
DE | 3 | 19 | 14 | 31873.1 | 27319.8 | 31873.1
DE | 3 | 19 | 15 | 31873.1 | 27319.8 | 31873.1
DE | 3 | 19 | 16 | 31955 | 27390 | 31955
DE | 3 | 19 | 17 | 32320.75 | 27703.5 | 32320.75
DE | 3 | 19 | 18 | 32344.9 | 27724.2 | 32344.9
DE | 3 | 19 | 19 | 32513.6 | 27868.8 | 32513.6
DE | 3 | 19 | 20 | 31867.15 | 27314.7 | 31867.15
DE | 3 | 19 | 21 | 29958.6 | 25678.8 | 29958.6
DE | 3 | 19 | 22 | 28730.45 | 24626.1 | 28730.45
DE | 3 | 19 | 23 | 27734.35 | 23772.3 | 27734.35
DE | 3 | 19 | 24 | 23861.95 | 20453.1 | 23861.95
DE | 3 | 20 | 1 | 23669.8 | 20288.4 | 23669.8
DE | 3 | 20 | 2 | 23583.7 | 20214.6 | 23583.7
DE | 3 | 20 | 3 | 23548 | 20184 | 23548
DE | 3 | 20 | 4 | 23545.9 | 20182.2 | 23545.9
DE | 3 | 20 | 5 | 24615.85 | 21099.3 | 24615.85
DE | 3 | 20 | 6 | 28224.35 | 24192.3 | 28224.35
DE | 3 | 20 | 7 | 31043.95 | 26609.1 | 31043.95
DE | 3 | 20 | 8 | 32039.35 | 27462.3 | 32039.35
DE | 3 | 20 | 9 | 32691.05 | 28020.9 | 32691.05
DE | 3 | 20 | 10 | 32432.4 | 27799.2 | 32432.4
DE | 3 | 20 | 11 | 32265.8 | 27656.4 | 32265.8
DE | 3 | 20 | 12 | 32246.2 | 27639.6 | 32246.2
DE | 3 | 20 | 13 | 32267.2 | 27657.6 | 32267.2
DE | 3 | 20 | 14 | 32267.2 | 27657.6 | 32267.2
DE | 3 | 20 | 15 | 32267.2 | 27657.6 | 32267.2
DE | 3 | 20 | 16 | 32349.1 | 27727.8 | 32349.1
DE | 3 | 20 | 17 | 32538.1 | 27889.8 | 32538.1
DE | 3 | 20 | 18 | 32660.25 | 27994.5 | 32660.25
DE | 3 | 20 | 19 | 32773.65 | 28091.7 | 32773.65
DE | 3 | 20 | 20 | 31957.45 | 27392.1 | 31957.45
DE | 3 | 20 | 21 | 30048.9 | 25756.2 | 30048.9
DE | 3 | 20 | 22 | 28820.75 | 24703.5 | 28820.75
DE | 3 | 20 | 23 | 27734.35 | 23772.3 | 27734.35
DE | 3 | 20 | 24 | 24084.9 | 20644.2 | 24084.9
DE | 3 | 21 | 1 | 23737.35 | 20346.3 | 23737.35
DE | 3 | 21 | 2 | 23583.7 | 20214.6 | 23583.7
DE | 3 | 21 | 3 | 23548 | 20184 | 23548
DE | 3 | 21 | 4 | 23545.9 | 20182.2 | 23545.9
DE | 3 | 21 | 5 | 24762.85 | 21225.3 | 24762.85
DE | 3 | 21 | 6 | 28371.35 | 24318.3 | 28371.35
DE | 3 | 21 | 7 | 31043.95 | 26609.1 | 31043.95
DE | 3 | 21 | 8 | 32039.35 | 27462.3 | 32039.35
DE | 3 | 21 | 9 | 32691.05 | 28020.9 | 32691.05
DE | 3 | 21 | 10 | 32570.65 | 27917.7 | 32570.65
DE | 3 | 21 | 11 | 32414.2 | 27783.6 | 32414.2
DE | 3 | 21 | 12 | 32246.2 | 27639.6 | 32246.2
DE | 3 | 21 | 13 | 32221.7 | 27618.6 | 32221.7
DE | 3 | 21 | 14 | 32221.7 | 27618.6 | 32221.7
DE | 3 | 21 | 15 | 32221.7 | 27618.6 | 32221.7
DE | 3 | 21 | 16 | 32303.25 | 27688.5 | 32303.25
DE | 3 | 21 | 17 | 32511.85 | 27867.3 | 32511.85
DE | 3 | 21 | 18 | 32555.25 | 27904.5 | 32555.25
DE | 3 | 21 | 19 | 32773.65 | 28091.7 | 32773.65
DE | 3 | 21 | 20 | 32066.65 | 27485.7 | 32066.65
DE | 3 | 21 | 21 | 30287.25 | 25960.5 | 30287.25
DE | 3 | 21 | 22 | 29517.6 | 25300.8 | 29517.6
DE | 3 | 21 | 23 | 28390.25 | 24334.5 | 28390.25
DE | 3 | 21 | 24 | 24435.95 | 20945.1 | 24435.95
DE | 3 | 22 | 1 | 23936.15 | 20516.7 | 23936.15
DE | 3 | 22 | 2 | 23782.15 | 20384.7 | 23782.15
DE | 3 | 22 | 3 | 23746.8 | 20354.4 | 23746.8
DE | 3 | 22 | 4 | 23782.85 | 20385.3 | 23782.85
DE | 3 | 22 | 5 | 24883.95 | 21329.1 | 24883.95
DE | 3 | 22 | 6 | 28548.1 | 24469.8 | 28548.1
DE | 3 | 22 | 7 | 31365.25 | 26884.5 | 31365.25
DE | 3 | 22 | 8 | 32223.8 | 27620.4 | 32223.8
DE | 3 | 22 | 9 | 32737.95 | 28061.1 | 32737.95
DE | 3 | 22 | 10 | 32643.8 | 27980.4 | 32643.8
DE | 3 | 22 | 11 | 32552.1 | 27901.8 | 32552.1
DE | 3 | 22 | 12 | 32272.45 | 27662.1 | 32272.45
DE | 3 | 22 | 13 | 32221.7 | 27618.6 | 32221.7
DE | 3 | 22 | 14 | 32221.7 | 27618.6 | 32221.7
DE | 3 | 22 | 15 | 32221.7 | 27618.6 | 32221.7
DE | 3 | 22 | 16 | 32303.25 | 27688.5 | 32303.25
DE | 3 | 22 | 17 | 32538.1 | 27889.8 | 32538.1
DE | 3 | 22 | 18 | 32798.5 | 28113 | 32798.5
DE | 3 | 22 | 19 | 32883.2 | 28185.6 | 32883.2
DE | 3 | 22 | 20 | 32066.65 | 27485.7 | 32066.65
DE | 3 | 22 | 21 | 30474.5 | 26121 | 30474.5
DE | 3 | 22 | 22 | 29517.6 | 25300.8 | 29517.6
DE | 3 | 22 | 23 | 28431.2 | 24369.6 | 28431.2
DE | 3 | 22 | 24 | 24647.35 | 21126.3 | 24647.35
DE | 3 | 23 | 1 | 24081.05 | 20640.9 | 24081.05
DE | 3 | 23 | 2 | 23923.9 | 20506.2 | 23923.9
DE | 3 | 23 | 3 | 23814.35 | 20412.3 | 23814.35
DE | 3 | 23 | 4 | 23814.35 | 20412.3 | 23814.35
DE | 3 | 23 | 5 | 23886.8 | 20474.4 | 23886.8
DE | 3 | 23 | 6 | 24071.25 | 20632.5 | 24071.25
DE | 3 | 23 | 7 | 25637.85 | 21975.3 | 25637.85
DE | 3 | 23 | 8 | 27623.4 | 23677.2 | 27623.4
DE | 3 | 23 | 9 | 28935.2 | 24801.6 | 28935.2
DE | 3 | 23 | 10 | 29449.7 | 25242.6 | 29449.7
DE | 3 | 23 | 11 | 29505.35 | 25290.3 | 29505.35
DE | 3 | 23 | 12 | 29456.35 | 25248.3 | 29456.35
DE | 3 | 23 | 13 | 29477.7 | 25266.6 | 29477.7
DE | 3 | 23 | 14 | 29409.8 | 25208.4 | 29409.8
DE | 3 | 23 | 15 | 29338.4 | 25147.2 | 29338.4
DE | 3 | 23 | 16 | 29524.95 | 25307.1 | 29524.95
DE | 3 | 23 | 17 | 30183.3 | 25871.4 | 30183.3
DE | 3 | 23 | 18 | 30450 | 26100 | 30450
DE | 3 | 23 | 19 | 30454.9 | 26104.2 | 30454.9
DE | 3 | 23 | 20 | 30004.45 | 25718.1 | 30004.45
DE | 3 | 23 | 21 | 29766.45 | 25514.1 | 29766.45
DE | 3 | 23 | 22 | 28845.95 | 24725.1 | 28845.95
DE | 3 | 23 | 23 | 28578.55 | 24495.9 | 28578.55
DE | 3 | 23 | 24 | 24732.75 | 21199.5 | 24732.75
DE | 3 | 24 | 1 | 24081.05 | 20640.9 | 24081.05
DE | 3 | 24 | 2 | 23923.9 | 20506.2 | 23923.9
DE | 3 | 24 | 3 | 23814.35 | 20412.3 | 23814.35
DE | 3 | 24 | 4 | 23845.85 | 20439.3 | 23845.85
DE | 3 | 24 | 5 | 23918.65 | 20501.7 | 23918.65
DE | 3 | 24 | 6 | 24103.1 | 20659.8 | 24103.1
DE | 3 | 24 | 7 | 25669.7 | 22002.6 | 25669.7
DE | 3 | 24 | 8 | 27623.4 | 23677.2 | 27623.4
DE | 3 | 24 | 9 | 28935.2 | 24801.6 | 28935.2
DE | 3 | 24 | 10 | 29449.7 | 25242.6 | 29449.7
DE | 3 | 24 | 11 | 29475.95 | 25265.1 | 29475.95
DE | 3 | 24 | 12 | 29287.3 | 25103.4 | 29287.3
DE | 3 | 24 | 13 | 29235.5 | 25059 | 29235.5
DE | 3 | 24 | 14 | 28949.55 | 24813.9 | 28949.55
DE | 3 | 24 | 15 | 28834.75 | 24715.5 | 28834.75
DE | 3 | 24 | 16 | 28976.15 | 24836.7 | 28976.15
DE | 3 | 24 | 17 | 29577.1 | 25351.8 | 29577.1
DE | 3 | 24 | 18 | 30059.05 | 25764.9 | 30059.05
DE | 3 | 24 | 19 | 30143.75 | 25837.5 | 30143.75
DE | 3 | 24 | 20 | 29486.1 | 25273.8 | 29486.1
DE | 3 | 24 | 21 | 29457.4 | 25249.2 | 29457.4
DE | 3 | 24 | 22 | 28967.05 | 24828.9 | 28967.05
DE | 3 | 24 | 23 | 28378.7 | 24324.6 | 28378.7
DE | 3 | 24 | 24 | 24283.7 | 20814.6 | 24283.7
DE | 3 | 25 | 1 | 23936.15 | 20516.7 | 23936.15
DE | 3 | 25 | 2 | 23966.95 | 20543.1 | 23966.95
DE | 3 | 25 | 3 | 23931.6 | 20512.8 | 23931.6
DE | 3 | 25 | 4 | 24053.05 | 20616.9 | 24053.05
DE | 3 | 25 | 5 | 25041.45 | 21464.1 | 25041.45
DE | 3 | 25 | 6 | 28590.8 | 24506.4 | 28590.8
DE | 3 | 25 | 7 | 31407.95 | 26921.1 | 31407.95
DE | 3 | 25 | 8 | 32361 | 27738 | 32361
DE | 3 | 25 | 9 | 32866.05 | 28170.9 | 32866.05
DE | 3 | 25 | 10 | 32643.8 | 27980.4 | 32643.8
DE | 3 | 25 | 11 | 32625.25 | 27964.5 | 32625.25
DE | 3 | 25 | 12 | 32532.85 | 27885.3 | 32532.85
DE | 3 | 25 | 13 | 32267.2 | 27657.6 | 32267.2
DE | 3 | 25 | 14 | 32183.9 | 27586.2 | 32183.9
DE | 3 | 25 | 15 | 32120.2 | 27531.6 | 32120.2
DE | 3 | 25 | 16 | 32202.1 | 27601.8 | 32202.1
DE | 3 | 25 | 17 | 32466 | 27828 | 32466
DE | 3 | 25 | 18 | 32555.25 | 27904.5 | 32555.25
DE | 3 | 25 | 19 | 32773.65 | 28091.7 | 32773.65
DE | 3 | 25 | 20 | 32066.65 | 27485.7 | 32066.65
DE | 3 | 25 | 21 | 30287.25 | 25960.5 | 30287.25
DE | 3 | 25 | 22 | 29246.35 | 25068.3 | 29246.35
DE | 3 | 25 | 23 | 28390.25 | 24334.5 | 28390.25
DE | 3 | 25 | 24 | 24283.7 | 20814.6 | 24283.7
DE | 3 | 26 | 1 | 24054.1 | 20617.8 | 24054.1
DE | 3 | 26 | 2 | 23966.95 | 20543.1 | 23966.95
DE | 3 | 26 | 3 | 24017 | 20586 | 24017
DE | 3 | 26 | 4 | 24053.05 | 20616.9 | 24053.05
DE | 3 | 26 | 5 | 25041.45 | 21464.1 | 25041.45
DE | 3 | 26 | 6 | 28590.8 | 24506.4 | 28590.8
DE | 3 | 26 | 7 | 31407.95 | 26921.1 | 31407.95
DE | 3 | 26 | 8 | 32361 | 27738 | 32361
DE | 3 | 26 | 9 | 32783.1 | 28099.8 | 32783.1
DE | 3 | 26 | 10 | 32570.65 | 27917.7 | 32570.65
DE | 3 | 26 | 11 | 32265.8 | 27656.4 | 32265.8
DE | 3 | 26 | 12 | 32099.2 | 27513.6 | 32099.2
DE | 3 | 26 | 13 | 31997 | 27426 | 31997
DE | 3 | 26 | 14 | 31834.95 | 27287.1 | 31834.95
DE | 3 | 26 | 15 | 31834.95 | 27287.1 | 31834.95
DE | 3 | 26 | 16 | 31916.5 | 27357 | 31916.5
DE | 3 | 26 | 17 | 32105.85 | 27519.3 | 32105.85
DE | 3 | 26 | 18 | 32344.9 | 27724.2 | 32344.9
DE | 3 | 26 | 19 | 32487.35 | 27846.3 | 32487.35
DE | 3 | 26 | 20 | 31957.45 | 27392.1 | 31957.45
DE | 3 | 26 | 21 | 30159.15 | 25850.7 | 30159.15
DE | 3 | 26 | 22 | 29059.1 | 24907.8 | 29059.1
DE | 3 | 26 | 23 | 28390.25 | 24334.5 | 28390.25
DE | 3 | 26 | 24 | 24283.7 | 20814.6 | 24283.7
DE | 3 | 27 | 1 | 24120.95 | 20675.1 | 24120.95
DE | 3 | 27 | 2 | 23966.95 | 20543.1 | 23966.95
DE | 3 | 27 | 3 | 24017 | 20586 | 24017
DE | 3 | 27 | 4 | 24053.05 | 20616.9 | 24053.05
DE | 3 | 27 | 5 | 25041.45 | 21464.1 | 25041.45
DE | 3 | 27 | 6 | 28590.8 | 24506.4 | 28590.8
DE | 3 | 27 | 7 | 31407.95 | 26921.1 | 31407.95
DE | 3 | 27 | 8 | 32361 | 27738 | 32361
DE | 3 | 27 | 9 | 32783.1 | 28099.8 | 32783.1
DE | 3 | 27 | 10 | 32570.65 | 27917.7 | 32570.65
DE | 3 | 27 | 11 | 32219.95 | 27617.1 | 32219.95
DE | 3 | 27 | 12 | 31852.1 | 27301.8 | 31852.1
DE | 3 | 27 | 13 | 31834.95 | 27287.1 | 31834.95
DE | 3 | 27 | 14 | 31668.35 | 27144.3 | 31668.35
DE | 3 | 27 | 15 | 31349.15 | 26870.7 | 31349.15
DE | 3 | 27 | 16 | 31431.05 | 26940.9 | 31431.05
DE | 3 | 27 | 17 | 31710.7 | 27180.6 | 31710.7
DE | 3 | 27 | 18 | 32105.85 | 27519.3 | 32105.85
DE | 3 | 27 | 19 | 32278.05 | 27666.9 | 32278.05
DE | 3 | 27 | 20 | 31647.35 | 27126.3 | 31647.35
DE | 3 | 27 | 21 | 29830.15 | 25568.7 | 29830.15
DE | 3 | 27 | 22 | 28730.45 | 24626.1 | 28730.45
DE | 3 | 27 | 23 | 27734.35 | 23772.3 | 27734.35
DE | 3 | 27 | 24 | 24046.75 | 20611.5 | 24046.75
DE | 3 | 28 | 1 | 23845.85 | 20439.3 | 23845.85
DE | 3 | 28 | 2 | 23692.2 | 20307.6 | 23692.2
DE | 3 | 28 | 3 | 23656.5 | 20277 | 23656.5
DE | 3 | 28 | 4 | 23692.9 | 20308.2 | 23692.9
DE | 3 | 28 | 5 | 24796.1 | 21253.8 | 24796.1
DE | 3 | 28 | 6 | 28404.6 | 24346.8 | 28404.6
DE | 3 | 28 | 7 | 31077.2 | 26637.6 | 31077.2
DE | 3 | 28 | 8 | 32039.35 | 27462.3 | 32039.35
DE | 3 | 28 | 9 | 32691.05 | 28020.9 | 32691.05
DE | 3 | 28 | 10 | 32432.4 | 27799.2 | 32432.4
DE | 3 | 28 | 11 | 32219.95 | 27617.1 | 32219.95
DE | 3 | 28 | 12 | 32056.85 | 27477.3 | 32056.85
DE | 3 | 28 | 13 | 31873.1 | 27319.8 | 31873.1
DE | 3 | 28 | 14 | 31873.1 | 27319.8 | 31873.1
DE | 3 | 28 | 15 | 31873.1 | 27319.8 | 31873.1
DE | 3 | 28 | 16 | 32120.2 | 27531.6 | 32120.2
DE | 3 | 28 | 17 | 32325.65 | 27707.7 | 32325.65
DE | 3 | 28 | 18 | 32344.9 | 27724.2 | 32344.9
DE | 3 | 28 | 19 | 32441.5 | 27807 | 32441.5
DE | 3 | 28 | 20 | 31738.35 | 27204.3 | 31738.35
DE | 3 | 28 | 21 | 29958.6 | 25678.8 | 29958.6
DE | 3 | 28 | 22 | 28820.75 | 24703.5 | 28820.75
DE | 3 | 28 | 23 | 27734.35 | 23772.3 | 27734.35
DE | 3 | 28 | 24 | 24084.9 | 20644.2 | 24084.9
DE | 3 | 29 | 1 | 23699.2 | 20313.6 | 23699.2
DE | 3 | 29 | 2 | 23692.2 | 20307.6 | 23692.2
DE | 3 | 29 | 3 | 23656.5 | 20277 | 23656.5
DE | 3 | 29 | 4 | 23692.9 | 20308.2 | 23692.9
DE | 3 | 29 | 5 | 24796.1 | 21253.8 | 24796.1
DE | 3 | 29 | 6 | 28371.35 | 24318.3 | 28371.35
DE | 3 | 29 | 7 | 31043.95 | 26609.1 | 31043.95
DE | 3 | 29 | 8 | 32039.35 | 27462.3 | 32039.35
DE | 3 | 29 | 9 | 32691.05 | 28020.9 | 32691.05
DE | 3 | 29 | 10 | 32570.65 | 27917.7 | 32570.65
DE | 3 | 29 | 11 | 32292.05 | 27678.9 | 32292.05
DE | 3 | 29 | 12 | 32200.35 | 27600.3 | 32200.35
DE | 3 | 29 | 13 | 32120.2 | 27531.6 | 32120.2
DE | 3 | 29 | 14 | 32120.2 | 27531.6 | 32120.2
DE | 3 | 29 | 15 | 32120.2 | 27531.6 | 32120.2
DE | 3 | 29 | 16 | 32202.1 | 27601.8 | 32202.1
DE | 3 | 29 | 17 | 32466 | 27828 | 32466
DE | 3 | 29 | 18 | 32466 | 27828 | 32466
DE | 3 | 29 | 19 | 32589.9 | 27934.2 | 32589.9
DE | 3 | 29 | 20 | 31957.45 | 27392.1 | 31957.45
DE | 3 | 29 | 21 | 30048.9 | 25756.2 | 30048.9
DE | 3 | 29 | 22 | 28820.75 | 24703.5 | 28820.75
DE | 3 | 29 | 23 | 27734.35 | 23772.3 | 27734.35
DE | 3 | 29 | 24 | 23923.9 | 20506.2 | 23923.9
DE | 3 | 30 | 1 | 23354.1 | 20017.8 | 23354.1
DE | 3 | 30 | 2 | 23196.95 | 19883.1 | 23196.95
DE | 3 | 30 | 3 | 23003.05 | 19716.9 | 23003.05
DE | 3 | 30 | 4 | 23003.05 | 19716.9 | 23003.05
DE | 3 | 30 | 5 | 23430.4 | 20083.2 | 23430.4
DE | 3 | 30 | 6 | 23635.85 | 20259.3 | 23635.85
DE | 3 | 30 | 7 | 25246.2 | 21639.6 | 25246.2
DE | 3 | 30 | 8 | 27268.5 | 23373 | 27268.5
DE | 3 | 30 | 9 | 28600.25 | 24514.5 | 28600.25
DE | 3 | 30 | 10 | 28747.6 | 24640.8 | 28747.6
DE | 3 | 30 | 11 | 28656.25 | 24562.5 | 28656.25
DE | 3 | 30 | 12 | 28599.55 | 24513.9 | 28599.55
DE | 3 | 30 | 13 | 28620.9 | 24532.2 | 28620.9
DE | 3 | 30 | 14 | 28582.75 | 24499.5 | 28582.75
DE | 3 | 30 | 15 | 28582.75 | 24499.5 | 28582.75
DE | 3 | 30 | 16 | 28723.8 | 24620.4 | 28723.8
DE | 3 | 30 | 17 | 29346.8 | 25154.4 | 29346.8
DE | 3 | 30 | 18 | 29424.5 | 25221 | 29424.5
DE | 3 | 30 | 19 | 29437.1 | 25231.8 | 29437.1
DE | 3 | 30 | 20 | 29013.6 | 24868.8 | 29013.6
DE | 3 | 30 | 21 | 28711.2 | 24609.6 | 28711.2
DE | 3 | 30 | 22 | 28319.2 | 24273.6 | 28319.2
DE | 3 | 30 | 23 | 27912.5 | 23925 | 27912.5
DE | 3 | 30 | 24 | 24074.75 | 20635.5 | 24074.75
DE | 3 | 31 | 1 | 23504.6 | 20146.8 | 23504.6
DE | 3 | 31 | 2 | 23237.9 | 19918.2 | 23237.9
DE | 3 | 31 | 3 | 23237.9 | 19918.2 | 23237.9
DE | 3 | 31 | 4 | 23634.1 | 20257.8 | 23634.1
DE | 3 | 31 | 5 | 23716.35 | 20328.3 | 23716.35
DE | 3 | 31 | 6 | 25246.2 | 21639.6 | 25246.2
DE | 3 | 31 | 7 | 27268.5 | 23373 | 27268.5
DE | 3 | 31 | 8 | 28643.3 | 24551.4 | 28643.3
DE | 3 | 31 | 9 | 28806.75 | 24691.5 | 28806.75
DE | 3 | 31 | 10 | 28719.95 | 24617.1 | 28719.95
DE | 3 | 31 | 11 | 28599.55 | 24513.9 | 28599.55
DE | 3 | 31 | 12 | 28511 | 24438 | 28511
DE | 3 | 31 | 13 | 28540.75 | 24463.5 | 28540.75
DE | 3 | 31 | 14 | 28540.75 | 24463.5 | 28540.75
DE | 3 | 31 | 15 | 28682.15 | 24584.7 | 28682.15
DE | 3 | 31 | 16 | 29236.55 | 25059.9 | 29236.55
DE | 3 | 31 | 17 | 29314.6 | 25126.8 | 29314.6
DE | 3 | 31 | 18 | 29400 | 25200 | 29400
DE | 3 | 31 | 19 | 28968.1 | 24829.8 | 28968.1
DE | 3 | 31 | 20 | 28675.5 | 24579 | 28675.5
DE | 3 | 31 | 21 | 28319.2 | 24273.6 | 28319.2
DE | 3 | 31 | 22 | 27912.5 | 23925 | 27912.5
DE | 3 | 31 | 23 | 22365 | 19170 | 22365
DE | 3 | 31 | 24 | 21734.65 | 18629.7 | 21734.65
DE | 4 | 1 | 1 | 21332.5 | 18285 | 21332.5
DE | 4 | 1 | 2 | 21089.25 | 18076.5 | 21089.25
DE | 4 | 1 | 3 | 21089.25 | 18076.5 | 21089.25
DE | 4 | 1 | 4 | 21567.7 | 18486.6 | 21567.7
DE | 4 | 1 | 5 | 23494.1 | 20137.8 | 23494.1
DE | 4 | 1 | 6 | 25648.35 | 21984.3 | 25648.35
DE | 4 | 1 | 7 | 27128.5 | 23253 | 27128.5
DE | 4 | 1 | 8 | 28679 | 24582 | 28679
DE | 4 | 1 | 9 | 29248.45 | 25070.1 | 29248.45
DE | 4 | 1 | 10 | 29034.25 | 24886.5 | 29034.25
DE | 4 | 1 | 11 | 28692.65 | 24593.7 | 28692.65
DE | 4 | 1 | 12 | 28369.95 | 24317.1 | 28369.95
DE | 4 | 1 | 13 | 28324.45 | 24278.1 | 28324.45
DE | 4 | 1 | 14 | 28063.7 | 24054.6 | 28063.7
DE | 4 | 1 | 15 | 28098.7 | 24084.6 | 28098.7
DE | 4 | 1 | 16 | 28110.25 | 24094.5 | 28110.25
DE | 4 | 1 | 17 | 28065.1 | 24055.8 | 28065.1
DE | 4 | 1 | 18 | 28358.05 | 24306.9 | 28358.05
DE | 4 | 1 | 19 | 28330.4 | 24283.2 | 28330.4
DE | 4 | 1 | 20 | 27825.35 | 23850.3 | 27825.35
DE | 4 | 1 | 21 | 26759.6 | 22936.8 | 26759.6
DE | 4 | 1 | 22 | 25411.4 | 21781.2 | 25411.4
DE | 4 | 1 | 23 | 22365 | 19170 | 22365
DE | 4 | 1 | 24 | 21734.65 | 18629.7 | 21734.65
DE | 4 | 2 | 1 | 21332.5 | 18285 | 21332.5
DE | 4 | 2 | 2 | 21089.25 | 18076.5 | 21089.25
DE | 4 | 2 | 3 | 21089.25 | 18076.5 | 21089.25
DE | 4 | 2 | 4 | 21567.7 | 18486.6 | 21567.7
DE | 4 | 2 | 5 | 23494.1 | 20137.8 | 23494.1
DE | 4 | 2 | 6 | 25648.35 | 21984.3 | 25648.35
DE | 4 | 2 | 7 | 27128.5 | 23253 | 27128.5
DE | 4 | 2 | 8 | 28529.55 | 24453.9 | 28529.55
DE | 4 | 2 | 9 | 29059.45 | 24908.1 | 29059.45
DE | 4 | 2 | 10 | 28755.3 | 24647.4 | 28755.3
DE | 4 | 2 | 11 | 28318.5 | 24273 | 28318.5
DE | 4 | 2 | 12 | 28324.45 | 24278.1 | 28324.45
DE | 4 | 2 | 13 | 28063.7 | 24054.6 | 28063.7
DE | 4 | 2 | 14 | 28105.35 | 24090.3 | 28105.35
DE | 4 | 2 | 15 | 28108.15 | 24092.7 | 28108.15
DE | 4 | 2 | 16 | 28078.4 | 24067.2 | 28078.4
DE | 4 | 2 | 17 | 28106.75 | 24091.5 | 28106.75
DE | 4 | 2 | 18 | 28312.2 | 24267.6 | 28312.2
DE | 4 | 2 | 19 | 28300.3 | 24257.4 | 28300.3
DE | 4 | 2 | 20 | 27792.45 | 23822.1 | 27792.45
DE | 4 | 2 | 21 | 26526.15 | 22736.7 | 26526.15
DE | 4 | 2 | 22 | 25054.4 | 21475.2 | 25054.4
DE | 4 | 2 | 23 | 21717.15 | 18614.7 | 21717.15
DE | 4 | 2 | 24 | 21148.05 | 18126.9 | 21148.05
DE | 4 | 3 | 1 | 21134.4 | 18115.2 | 21134.4
DE | 4 | 3 | 2 | 21089.25 | 18076.5 | 21089.25
DE | 4 | 3 | 3 | 21089.25 | 18076.5 | 21089.25
DE | 4 | 3 | 4 | 21567.7 | 18486.6 | 21567.7
DE | 4 | 3 | 5 | 23494.1 | 20137.8 | 23494.1
DE | 4 | 3 | 6 | 25554.2 | 21903.6 | 25554.2
DE | 4 | 3 | 7 | 27034.35 | 23172.3 | 27034.35
DE | 4 | 3 | 8 | 28529.55 | 24453.9 | 28529.55
DE | 4 | 3 | 9 | 29059.45 | 24908.1 | 29059.45
DE | 4 | 3 | 10 | 28755.3 | 24647.4 | 28755.3
DE | 4 | 3 | 11 | 28389.55 | 24333.9 | 28389.55
DE | 4 | 3 | 12 | 28369.95 | 24317.1 | 28369.95
DE | 4 | 3 | 13 | 28369.95 | 24317.1 | 28369.95
DE | 4 | 3 | 14 | 28369.95 | 24317.1 | 28369.95
DE | 4 | 3 | 15 | 28421.05 | 24360.9 | 28421.05
DE | 4 | 3 | 16 | 28382.55 | 24327.9 | 28382.55
DE | 4 | 3 | 17 | 28499.45 | 24428.1 | 28499.45
DE | 4 | 3 | 18 | 28654.5 | 24561 | 28654.5
DE | 4 | 3 | 19 | 28330.4 | 24283.2 | 28330.4
DE | 4 | 3 | 20 | 27792.45 | 23822.1 | 27792.45
DE | 4 | 3 | 21 | 26526.15 | 22736.7 | 26526.15
DE | 4 | 3 | 22 | 25159.4 | 21565.2 | 25159.4
DE | 4 | 3 | 23 | 21747.6 | 18640.8 | 21747.6
DE | 4 | 3 | 24 | 21046.2 | 18039.6 | 21046.2
DE | 4 | 4 | 1 | 20655.6 | 17704.8 | 20655.6
DE | 4 | 4 | 2 | 20580.7 | 17640.6 | 20580.7
DE | 4 | 4 | 3 | 20891.15 | 17906.7 | 20891.15
DE | 4 | 4 | 4 | 21369.95 | 18317.1 | 21369.95
DE | 4 | 4 | 5 | 23296.35 | 19968.3 | 23296.35
DE | 4 | 4 | 6 | 25554.2 | 21903.6 | 25554.2
DE | 4 | 4 | 7 | 27034.35 | 23172.3 | 27034.35
DE | 4 | 4 | 8 | 28245.35 | 24210.3 | 28245.35
DE | 4 | 4 | 9 | 29059.45 | 24908.1 | 29059.45
DE | 4 | 4 | 10 | 28841.05 | 24720.9 | 28841.05
DE | 4 | 4 | 11 | 28389.55 | 24333.9 | 28389.55
DE | 4 | 4 | 12 | 28369.95 | 24317.1 | 28369.95
DE | 4 | 4 | 13 | 28369.95 | 24317.1 | 28369.95
DE | 4 | 4 | 14 | 28324.45 | 24278.1 | 28324.45
DE | 4 | 4 | 15 | 28098.7 | 24084.6 | 28098.7
DE | 4 | 4 | 16 | 28068.95 | 24059.1 | 28068.95
DE | 4 | 4 | 17 | 28065.1 | 24055.8 | 28065.1
DE | 4 | 4 | 18 | 28358.05 | 24306.9 | 28358.05
DE | 4 | 4 | 19 | 28027.3 | 24023.4 | 28027.3
DE | 4 | 4 | 20 | 27753.95 | 23789.1 | 27753.95
DE | 4 | 4 | 21 | 26324.55 | 22563.9 | 26324.55
DE | 4 | 4 | 22 | 24971.8 | 21404.4 | 24971.8
DE | 4 | 4 | 23 | 21832.3 | 18713.4 | 21832.3
DE | 4 | 4 | 24 | 21093.1 | 18079.8 | 21093.1
DE | 4 | 5 | 1 | 20577.9 | 17638.2 | 20577.9
DE | 4 | 5 | 2 | 20379.1 | 17467.8 | 20379.1
DE | 4 | 5 | 3 | 20379.1 | 17467.8 | 20379.1
DE | 4 | 5 | 4 | 20872.25 | 17890.5 | 20872.25
DE | 4 | 5 | 5 | 22982.05 | 19698.9 | 22982.05
DE | 4 | 5 | 6 | 25253.2 | 21645.6 | 25253.2
DE | 4 | 5 | 7 | 26842.55 | 23007.9 | 26842.55
DE | 4 | 5 | 8 | 28211.75 | 24181.5 | 28211.75
DE | 4 | 5 | 9 | 29025.85 | 24879.3 | 29025.85
DE | 4 | 5 | 10 | 28841.05 | 24720.9 | 28841.05
DE | 4 | 5 | 11 | 28735.7 | 24630.6 | 28735.7
DE | 4 | 5 | 12 | 28787.5 | 24675 | 28787.5
DE | 4 | 5 | 13 | 28744.1 | 24637.8 | 28744.1
DE | 4 | 5 | 14 | 28441.35 | 24378.3 | 28441.35
DE | 4 | 5 | 15 | 28492.45 | 24422.1 | 28492.45
DE | 4 | 5 | 16 | 28499.45 | 24428.1 | 28499.45
DE | 4 | 5 | 17 | 28549.5 | 24471 | 28549.5
DE | 4 | 5 | 18 | 28777.7 | 24666.6 | 28777.7
DE | 4 | 5 | 19 | 28330.4 | 24283.2 | 28330.4
DE | 4 | 5 | 20 | 27753.95 | 23789.1 | 27753.95
DE | 4 | 5 | 21 | 26324.55 | 22563.9 | 26324.55
DE | 4 | 5 | 22 | 24971.8 | 21404.4 | 24971.8
DE | 4 | 5 | 23 | 21571.2 | 18489.6 | 21571.2
DE | 4 | 5 | 24 | 20612.2 | 17667.6 | 20612.2
DE | 4 | 6 | 1 | 20149.5 | 17271 | 20149.5
DE | 4 | 6 | 2 | 19880.35 | 17040.3 | 19880.35
DE | 4 | 6 | 3 | 19880.35 | 17040.3 | 19880.35
DE | 4 | 6 | 4 | 19945.1 | 17095.8 | 19945.1
DE | 4 | 6 | 5 | 20312.25 | 17410.5 | 20312.25
DE | 4 | 6 | 6 | 20869.8 | 17888.4 | 20869.8
DE | 4 | 6 | 7 | 22178.1 | 19009.8 | 22178.1
DE | 4 | 6 | 8 | 23903.6 | 20488.8 | 23903.6
DE | 4 | 6 | 9 | 25440.1 | 21805.8 | 25440.1
DE | 4 | 6 | 10 | 25454.8 | 21818.4 | 25454.8
DE | 4 | 6 | 11 | 25252.5 | 21645 | 25252.5
DE | 4 | 6 | 12 | 25038.65 | 21461.7 | 25038.65
DE | 4 | 6 | 13 | 24936.8 | 21374.4 | 24936.8
DE | 4 | 6 | 14 | 24936.8 | 21374.4 | 24936.8
DE | 4 | 6 | 15 | 25025.7 | 21450.6 | 25025.7
DE | 4 | 6 | 16 | 25073.3 | 21491.4 | 25073.3
DE | 4 | 6 | 17 | 25166.75 | 21571.5 | 25166.75
DE | 4 | 6 | 18 | 25166.75 | 21571.5 | 25166.75
DE | 4 | 6 | 19 | 25285.05 | 21672.9 | 25285.05
DE | 4 | 6 | 20 | 25131.75 | 21541.5 | 25131.75
DE | 4 | 6 | 21 | 24737.3 | 21203.4 | 24737.3
DE | 4 | 6 | 22 | 23640.05 | 20262.9 | 23640.05
DE | 4 | 6 | 23 | 21535.85 | 18459.3 | 21535.85
DE | 4 | 6 | 24 | 20571.6 | 17632.8 | 20571.6
DE | 4 | 7 | 1 | 20562.15 | 17624.7 | 20562.15
DE | 4 | 7 | 2 | 20535.55 | 17601.9 | 20535.55
DE | 4 | 7 | 3 | 20828.85 | 17853.3 | 20828.85
DE | 4 | 7 | 4 | 20877.5 | 17895 | 20877.5
DE | 4 | 7 | 5 | 21046.9 | 18040.2 | 21046.9
DE | 4 | 7 | 6 | 21386.4 | 18331.2 | 21386.4
DE | 4 | 7 | 7 | 22566.6 | 19342.8 | 22566.6
DE | 4 | 7 | 8 | 24005.45 | 20576.1 | 24005.45
DE | 4 | 7 | 9 | 25440.1 | 21805.8 | 25440.1
DE | 4 | 7 | 10 | 25272.1 | 21661.8 | 25272.1
DE | 4 | 7 | 11 | 24553.9 | 21046.2 | 24553.9
DE | 4 | 7 | 12 | 24596.25 | 21082.5 | 24596.25
DE | 4 | 7 | 13 | 24305.05 | 20832.9 | 24305.05
DE | 4 | 7 | 14 | 24093.65 | 20651.7 | 24093.65
DE | 4 | 7 | 15 | 24142.65 | 20693.7 | 24142.65
DE | 4 | 7 | 16 | 24322.55 | 20847.9 | 24322.55
DE | 4 | 7 | 17 | 24498.95 | 20999.1 | 24498.95
DE | 4 | 7 | 18 | 24682.35 | 21156.3 | 24682.35
DE | 4 | 7 | 19 | 24890.25 | 21334.5 | 24890.25
DE | 4 | 7 | 20 | 25027.8 | 21452.4 | 25027.8
DE | 4 | 7 | 21 | 24536.4 | 21031.2 | 24536.4
DE | 4 | 7 | 22 | 23593.85 | 20223.3 | 23593.85
DE | 4 | 7 | 23 | 21747.6 | 18640.8 | 21747.6
DE | 4 | 7 | 24 | 21046.2 | 18039.6 | 21046.2
DE | 4 | 8 | 1 | 20655.6 | 17704.8 | 20655.6
DE | 4 | 8 | 2 | 20412.35 | 17496.3 | 20412.35
DE | 4 | 8 | 3 | 20580.7 | 17640.6 | 20580.7
DE | 4 | 8 | 4 | 21183.4 | 18157.2 | 21183.4
DE | 4 | 8 | 5 | 23109.8 | 19808.4 | 23109.8
DE | 4 | 8 | 6 | 25554.2 | 21903.6 | 25554.2
DE | 4 | 8 | 7 | 26978 | 23124 | 26978
DE | 4 | 8 | 8 | 28338.45 | 24290.1 | 28338.45
DE | 4 | 8 | 9 | 28409.15 | 24350.7 | 28409.15
DE | 4 | 8 | 10 | 28065.8 | 24056.4 | 28065.8
DE | 4 | 8 | 11 | 27790.35 | 23820.3 | 27790.35
DE | 4 | 8 | 12 | 27745.9 | 23782.2 | 27745.9
DE | 4 | 8 | 13 | 27555.15 | 23618.7 | 27555.15
DE | 4 | 8 | 14 | 27304.55 | 23403.9 | 27304.55
DE | 4 | 8 | 15 | 27303.15 | 23402.7 | 27303.15
DE | 4 | 8 | 16 | 27269.9 | 23374.2 | 27269.9
DE | 4 | 8 | 17 | 27490.05 | 23562.9 | 27490.05
DE | 4 | 8 | 18 | 27685 | 23730 | 27685
DE | 4 | 8 | 19 | 27323.8 | 23420.4 | 27323.8
DE | 4 | 8 | 20 | 27055.7 | 23190.6 | 27055.7
DE | 4 | 8 | 21 | 25734.8 | 22058.4 | 25734.8
DE | 4 | 8 | 22 | 24551.1 | 21043.8 | 24551.1
DE | 4 | 8 | 23 | 22128.75 | 18967.5 | 22128.75
DE | 4 | 8 | 24 | 21169.05 | 18144.9 | 21169.05
DE | 4 | 9 | 1 | 20661.55 | 17709.9 | 20661.55
DE | 4 | 9 | 2 | 20478.5 | 17553 | 20478.5
DE | 4 | 9 | 3 | 20471.85 | 17547.3 | 20471.85
DE | 4 | 9 | 4 | 21103.6 | 18088.8 | 21103.6
DE | 4 | 9 | 5 | 23182.95 | 19871.1 | 23182.95
DE | 4 | 9 | 6 | 25238.15 | 21632.7 | 25238.15
DE | 4 | 9 | 7 | 26811.4 | 22981.2 | 26811.4
DE | 4 | 9 | 8 | 27902.7 | 23916.6 | 27902.7
DE | 4 | 9 | 9 | 28080.5 | 24069 | 28080.5
DE | 4 | 9 | 10 | 28050.4 | 24043.2 | 28050.4
DE | 4 | 9 | 11 | 27718.6 | 23758.8 | 27718.6
DE | 4 | 9 | 12 | 27331.85 | 23427.3 | 27331.85
DE | 4 | 9 | 13 | 27331.85 | 23427.3 | 27331.85
DE | 4 | 9 | 14 | 27304.55 | 23403.9 | 27304.55
DE | 4 | 9 | 15 | 27381.55 | 23469.9 | 27381.55
DE | 4 | 9 | 16 | 27536.25 | 23602.5 | 27536.25
DE | 4 | 9 | 17 | 27685 | 23730 | 27685
DE | 4 | 9 | 18 | 27685 | 23730 | 27685
DE | 4 | 9 | 19 | 27323.8 | 23420.4 | 27323.8
DE | 4 | 9 | 20 | 26879.65 | 23039.7 | 26879.65
DE | 4 | 9 | 21 | 25547.2 | 21897.6 | 25547.2
DE | 4 | 9 | 22 | 24309.95 | 20837.1 | 24309.95
DE | 4 | 9 | 23 | 22165.15 | 18998.7 | 22165.15
DE | 4 | 9 | 24 | 21150.5 | 18129 | 21150.5
DE | 4 | 10 | 1 | 20482 | 17556 | 20482
DE | 4 | 10 | 2 | 20238.75 | 17347.5 | 20238.75
DE | 4 | 10 | 3 | 20238.75 | 17347.5 | 20238.75
DE | 4 | 10 | 4 | 20714.05 | 17754.9 | 20714.05
DE | 4 | 10 | 5 | 23041.9 | 19750.2 | 23041.9
DE | 4 | 10 | 6 | 25146.8 | 21554.4 | 25146.8
DE | 4 | 10 | 7 | 26527.2 | 22737.6 | 26527.2
DE | 4 | 10 | 8 | 27760.95 | 23795.1 | 27760.95
DE | 4 | 10 | 9 | 28040.95 | 24035.1 | 28040.95
DE | 4 | 10 | 10 | 27809.95 | 23837.1 | 27809.95
DE | 4 | 10 | 11 | 27718.6 | 23758.8 | 27718.6
DE | 4 | 10 | 12 | 27745.9 | 23782.2 | 27745.9
DE | 4 | 10 | 13 | 27593.3 | 23651.4 | 27593.3
DE | 4 | 10 | 14 | 27304.55 | 23403.9 | 27304.55
DE | 4 | 10 | 15 | 27203.75 | 23317.5 | 27203.75
DE | 4 | 10 | 16 | 27169.45 | 23288.1 | 27169.45
DE | 4 | 10 | 17 | 27165.95 | 23285.1 | 27165.95
DE | 4 | 10 | 18 | 27266.4 | 23371.2 | 27266.4
DE | 4 | 10 | 19 | 27202 | 23316 | 27202
DE | 4 | 10 | 20 | 26725.3 | 22907.4 | 26725.3
DE | 4 | 10 | 21 | 25317.6 | 21700.8 | 25317.6
DE | 4 | 10 | 22 | 23943.85 | 20523.3 | 23943.85
DE | 4 | 10 | 23 | 22165.15 | 18998.7 | 22165.15
DE | 4 | 10 | 24 | 21180.6 | 18154.8 | 21180.6
DE | 4 | 11 | 1 | 20512.1 | 17581.8 | 20512.1
DE | 4 | 11 | 2 | 20268.85 | 17373.3 | 20268.85
DE | 4 | 11 | 3 | 20268.85 | 17373.3 | 20268.85
DE | 4 | 11 | 4 | 20708.8 | 17750.4 | 20708.8
DE | 4 | 11 | 5 | 22992.55 | 19707.9 | 22992.55
DE | 4 | 11 | 6 | 25125.45 | 21536.1 | 25125.45
DE | 4 | 11 | 7 | 26450.2 | 22671.6 | 26450.2
DE | 4 | 11 | 8 | 27433.35 | 23514.3 | 27433.35
DE | 4 | 11 | 9 | 27306.65 | 23405.7 | 27306.65
DE | 4 | 11 | 10 | 27223.35 | 23334.3 | 27223.35
DE | 4 | 11 | 11 | 27136.55 | 23259.9 | 27136.55
DE | 4 | 11 | 12 | 27163.85 | 23283.3 | 27163.85
DE | 4 | 11 | 13 | 27163.85 | 23283.3 | 27163.85
DE | 4 | 11 | 14 | 27115.55 | 23241.9 | 27115.55
DE | 4 | 11 | 15 | 27116.25 | 23242.5 | 27116.25
DE | 4 | 11 | 16 | 26799.15 | 22970.7 | 26799.15
DE | 4 | 11 | 17 | 26684.35 | 22872.3 | 26684.35
DE | 4 | 11 | 18 | 26684.35 | 22872.3 | 26684.35
DE | 4 | 11 | 19 | 26553.1 | 22759.8 | 26553.1
DE | 4 | 11 | 20 | 26348 | 22584 | 26348
DE | 4 | 11 | 21 | 24840.2 | 21291.6 | 24840.2
DE | 4 | 11 | 22 | 23387 | 20046 | 23387
DE | 4 | 11 | 23 | 21991.2 | 18849.6 | 21991.2
DE | 4 | 11 | 24 | 20937.35 | 17946.3 | 20937.35
DE | 4 | 12 | 1 | 20186.95 | 17303.1 | 20186.95
DE | 4 | 12 | 2 | 19947.2 | 17097.6 | 19947.2
DE | 4 | 12 | 3 | 20059.9 | 17194.2 | 20059.9
DE | 4 | 12 | 4 | 20441.05 | 17520.9 | 20441.05
DE | 4 | 12 | 5 | 22408.4 | 19207.2 | 22408.4
DE | 4 | 12 | 6 | 25056.5 | 21477 | 25056.5
DE | 4 | 12 | 7 | 26306 | 22548 | 26306
DE | 4 | 12 | 8 | 27364.05 | 23454.9 | 27364.05
DE | 4 | 12 | 9 | 27306.65 | 23405.7 | 27306.65
DE | 4 | 12 | 10 | 27181.7 | 23298.6 | 27181.7
DE | 4 | 12 | 11 | 27136.55 | 23259.9 | 27136.55
DE | 4 | 12 | 12 | 27163.85 | 23283.3 | 27163.85
DE | 4 | 12 | 13 | 26851.65 | 23015.7 | 26851.65
DE | 4 | 12 | 14 | 26745.25 | 22924.5 | 26745.25
DE | 4 | 12 | 15 | 26579 | 22782 | 26579
DE | 4 | 12 | 16 | 26575.15 | 22778.7 | 26575.15
DE | 4 | 12 | 17 | 26518.1 | 22729.8 | 26518.1
DE | 4 | 12 | 18 | 26555.9 | 22762.2 | 26555.9
DE | 4 | 12 | 19 | 26635 | 22830 | 26635
DE | 4 | 12 | 20 | 26555.2 | 22761.6 | 26555.2
DE | 4 | 12 | 21 | 24841.95 | 21293.1 | 24841.95
DE | 4 | 12 | 22 | 23383.5 | 20043 | 23383.5
DE | 4 | 12 | 23 | 21591.85 | 18507.3 | 21591.85
DE | 4 | 12 | 24 | 20591.9 | 17650.2 | 20591.9
DE | 4 | 13 | 1 | 19633.25 | 16828.5 | 19633.25
DE | 4 | 13 | 2 | 19201.7 | 16458.6 | 19201.7
DE | 4 | 13 | 3 | 19185.6 | 16444.8 | 19185.6
DE | 4 | 13 | 4 | 19236 | 16488 | 19236
DE | 4 | 13 | 5 | 19411.7 | 16638.6 | 19411.7
DE | 4 | 13 | 6 | 19882.45 | 17042.1 | 19882.45
DE | 4 | 13 | 7 | 20963.95 | 17969.1 | 20963.95
DE | 4 | 13 | 8 | 22759.8 | 19508.4 | 22759.8
DE | 4 | 13 | 9 | 23393.65 | 20051.7 | 23393.65
DE | 4 | 13 | 10 | 23666.3 | 20285.4 | 23666.3
DE | 4 | 13 | 11 | 23646.7 | 20268.6 | 23646.7
DE | 4 | 13 | 12 | 23675.05 | 20292.9 | 23675.05
DE | 4 | 13 | 13 | 23704.8 | 20318.4 | 23704.8
DE | 4 | 13 | 14 | 23677.85 | 20295.3 | 23677.85
DE | 4 | 13 | 15 | 23501.45 | 20144.1 | 23501.45
DE | 4 | 13 | 16 | 23717.75 | 20329.5 | 23717.75
DE | 4 | 13 | 17 | 23850.4 | 20443.2 | 23850.4
DE | 4 | 13 | 18 | 23850.4 | 20443.2 | 23850.4
DE | 4 | 13 | 19 | 23873.5 | 20463 | 23873.5
DE | 4 | 13 | 20 | 23725.45 | 20336.1 | 23725.45
DE | 4 | 13 | 21 | 23412.55 | 20067.9 | 23412.55
DE | 4 | 13 | 22 | 22579.9 | 19354.2 | 22579.9
DE | 4 | 13 | 23 | 21687.75 | 18589.5 | 21687.75
DE | 4 | 13 | 24 | 20784.75 | 17815.5 | 20784.75
DE | 4 | 14 | 1 | 19784.45 | 16958.1 | 19784.45
DE | 4 | 14 | 2 | 19607 | 16806 | 19607
DE | 4 | 14 | 3 | 19554.15 | 16760.7 | 19554.15
DE | 4 | 14 | 4 | 19638.85 | 16833.3 | 19638.85
DE | 4 | 14 | 5 | 20048.35 | 17184.3 | 20048.35
DE | 4 | 14 | 6 | 20053.6 | 17188.8 | 20053.6
DE | 4 | 14 | 7 | 20963.95 | 17969.1 | 20963.95
DE | 4 | 14 | 8 | 22480.85 | 19269.3 | 22480.85
DE | 4 | 14 | 9 | 23142.7 | 19836.6 | 23142.7
DE | 4 | 14 | 10 | 23041.2 | 19749.6 | 23041.2
DE | 4 | 14 | 11 | 23001.65 | 19715.7 | 23001.65
DE | 4 | 14 | 12 | 22885.45 | 19616.1 | 22885.45
DE | 4 | 14 | 13 | 22782.55 | 19527.9 | 22782.55
DE | 4 | 14 | 14 | 22550.85 | 19329.3 | 22550.85
DE | 4 | 14 | 15 | 22467.55 | 19257.9 | 22467.55
DE | 4 | 14 | 16 | 22452.85 | 19245.3 | 22452.85
DE | 4 | 14 | 17 | 22572.55 | 19347.9 | 22572.55
DE | 4 | 14 | 18 | 22587.25 | 19360.5 | 22587.25
DE | 4 | 14 | 19 | 22560.65 | 19337.7 | 22560.65
DE | 4 | 14 | 20 | 22786.75 | 19531.5 | 22786.75
DE | 4 | 14 | 21 | 22701.35 | 19458.3 | 22701.35
DE | 4 | 14 | 22 | 21914.2 | 18783.6 | 21914.2
DE | 4 | 14 | 23 | 21948.15 | 18812.7 | 21948.15
DE | 4 | 14 | 24 | 20973.4 | 17977.2 | 20973.4
DE | 4 | 15 | 1 | 20151.6 | 17272.8 | 20151.6
DE | 4 | 15 | 2 | 19974.5 | 17121 | 19974.5
DE | 4 | 15 | 3 | 19974.5 | 17121 | 19974.5
DE | 4 | 15 | 4 | 20337.8 | 17432.4 | 20337.8
DE | 4 | 15 | 5 | 22074.5 | 18921 | 22074.5
DE | 4 | 15 | 6 | 24895.85 | 21339.3 | 24895.85
DE | 4 | 15 | 7 | 25456.2 | 21819.6 | 25456.2
DE | 4 | 15 | 8 | 25889.5 | 22191 | 25889.5
DE | 4 | 15 | 9 | 26027.4 | 22309.2 | 26027.4
DE | 4 | 15 | 10 | 26022.85 | 22305.3 | 26022.85
DE | 4 | 15 | 11 | 26006.4 | 22291.2 | 26006.4
DE | 4 | 15 | 12 | 26033.7 | 22314.6 | 26033.7
DE | 4 | 15 | 13 | 26033.7 | 22314.6 | 26033.7
DE | 4 | 15 | 14 | 25889.15 | 22190.7 | 25889.15
DE | 4 | 15 | 15 | 25769.1 | 22087.8 | 25769.1
DE | 4 | 15 | 16 | 25783.45 | 22100.1 | 25783.45
DE | 4 | 15 | 17 | 25729.9 | 22054.2 | 25729.9
DE | 4 | 15 | 18 | 25745.3 | 22067.4 | 25745.3
DE | 4 | 15 | 19 | 25749.15 | 22070.7 | 25749.15
DE | 4 | 15 | 20 | 25837.7 | 22146.6 | 25837.7
DE | 4 | 15 | 21 | 25125.8 | 21536.4 | 25125.8
DE | 4 | 15 | 22 | 23791.95 | 20393.1 | 23791.95
DE | 4 | 15 | 23 | 21978.95 | 18839.1 | 21978.95
DE | 4 | 15 | 24 | 20973.4 | 17977.2 | 20973.4
DE | 4 | 16 | 1 | 20151.6 | 17272.8 | 20151.6
DE | 4 | 16 | 2 | 19974.5 | 17121 | 19974.5
DE | 4 | 16 | 3 | 19974.5 | 17121 | 19974.5
DE | 4 | 16 | 4 | 20285.65 | 17387.7 | 20285.65
DE | 4 | 16 | 5 | 22032.15 | 18884.7 | 22032.15
DE | 4 | 16 | 6 | 24823.05 | 21276.9 | 24823.05
DE | 4 | 16 | 7 | 25522.35 | 21876.3 | 25522.35
DE | 4 | 16 | 8 | 26149.55 | 22413.9 | 26149.55
DE | 4 | 16 | 9 | 26166.35 | 22428.3 | 26166.35
DE | 4 | 16 | 10 | 26108.95 | 22379.1 | 26108.95
DE | 4 | 16 | 11 | 26025.3 | 22307.4 | 26025.3
DE | 4 | 16 | 12 | 26052.6 | 22330.8 | 26052.6
DE | 4 | 16 | 13 | 26030.55 | 22311.9 | 26030.55
DE | 4 | 16 | 14 | 25889.15 | 22190.7 | 25889.15
DE | 4 | 16 | 15 | 25769.1 | 22087.8 | 25769.1
DE | 4 | 16 | 16 | 25771.9 | 22090.2 | 25771.9
DE | 4 | 16 | 17 | 25715.2 | 22041.6 | 25715.2
DE | 4 | 16 | 18 | 25745.3 | 22067.4 | 25745.3
DE | 4 | 16 | 19 | 25719.75 | 22045.5 | 25719.75
DE | 4 | 16 | 20 | 25823.35 | 22134.3 | 25823.35
DE | 4 | 16 | 21 | 25107.6 | 21520.8 | 25107.6
DE | 4 | 16 | 22 | 23760.8 | 20366.4 | 23760.8
DE | 4 | 16 | 23 | 21978.95 | 18839.1 | 21978.95
DE | 4 | 16 | 24 | 20973.4 | 17977.2 | 20973.4
DE | 4 | 17 | 1 | 20151.6 | 17272.8 | 20151.6
DE | 4 | 17 | 2 | 19974.5 | 17121 | 19974.5
DE | 4 | 17 | 3 | 19974.5 | 17121 | 19974.5
DE | 4 | 17 | 4 | 20337.8 | 17432.4 | 20337.8
DE | 4 | 17 | 5 | 22074.5 | 18921 | 22074.5
DE | 4 | 17 | 6 | 24895.85 | 21339.3 | 24895.85
DE | 4 | 17 | 7 | 25522.35 | 21876.3 | 25522.35
DE | 4 | 17 | 8 | 25988.2 | 22275.6 | 25988.2
DE | 4 | 17 | 9 | 26279.4 | 22525.2 | 26279.4
DE | 4 | 17 | 10 | 26157.6 | 22420.8 | 26157.6
DE | 4 | 17 | 11 | 26025.3 | 22307.4 | 26025.3
DE | 4 | 17 | 12 | 26052.6 | 22330.8 | 26052.6
DE | 4 | 17 | 13 | 26022.15 | 22304.7 | 26022.15
DE | 4 | 17 | 14 | 25889.15 | 22190.7 | 25889.15
DE | 4 | 17 | 15 | 25769.1 | 22087.8 | 25769.1
DE | 4 | 17 | 16 | 25783.45 | 22100.1 | 25783.45
DE | 4 | 17 | 17 | 25726.4 | 22051.2 | 25726.4
DE | 4 | 17 | 18 | 25726.4 | 22051.2 | 25726.4
DE | 4 | 17 | 19 | 25704.35 | 22032.3 | 25704.35
DE | 4 | 17 | 20 | 25793.95 | 22109.1 | 25793.95
DE | 4 | 17 | 21 | 25093.25 | 21508.5 | 25093.25
DE | 4 | 17 | 22 | 23760.8 | 20366.4 | 23760.8
DE | 4 | 17 | 23 | 21948.15 | 18812.7 | 21948.15
DE | 4 | 17 | 24 | 20942.6 | 17950.8 | 20942.6
DE | 4 | 18 | 1 | 20120.45 | 17246.1 | 20120.45
DE | 4 | 18 | 2 | 19943.7 | 17094.6 | 19943.7
DE | 4 | 18 | 3 | 19943.7 | 17094.6 | 19943.7
DE | 4 | 18 | 4 | 20306.65 | 17405.7 | 20306.65
DE | 4 | 18 | 5 | 22042.3 | 18893.4 | 22042.3
DE | 4 | 18 | 6 | 24863.65 | 21311.7 | 24863.65
DE | 4 | 18 | 7 | 25425.05 | 21792.9 | 25425.05
DE | 4 | 18 | 8 | 25831.05 | 22140.9 | 25831.05
DE | 4 | 18 | 9 | 26027.4 | 22309.2 | 26027.4
DE | 4 | 18 | 10 | 26044.9 | 22324.2 | 26044.9
DE | 4 | 18 | 11 | 25995.2 | 22281.6 | 25995.2
DE | 4 | 18 | 12 | 26033.7 | 22314.6 | 26033.7
DE | 4 | 18 | 13 | 26033.7 | 22314.6 | 26033.7
DE | 4 | 18 | 14 | 25889.15 | 22190.7 | 25889.15
DE | 4 | 18 | 15 | 25769.1 | 22087.8 | 25769.1
DE | 4 | 18 | 16 | 25771.9 | 22090.2 | 25771.9
DE | 4 | 18 | 17 | 25745.3 | 22067.4 | 25745.3
DE | 4 | 18 | 18 | 25745.3 | 22067.4 | 25745.3
DE | 4 | 18 | 19 | 25749.15 | 22070.7 | 25749.15
DE | 4 | 18 | 20 | 25929.4 | 22225.2 | 25929.4
DE | 4 | 18 | 21 | 25175.85 | 21579.3 | 25175.85
DE | 4 | 18 | 22 | 23411.15 | 20066.7 | 23411.15
DE | 4 | 18 | 23 | 21978.95 | 18839.1 | 21978.95
DE | 4 | 18 | 24 | 20973.4 | 17977.2 | 20973.4
DE | 4 | 19 | 1 | 20151.6 | 17272.8 | 20151.6
DE | 4 | 19 | 2 | 19922.7 | 17076.6 | 19922.7
DE | 4 | 19 | 3 | 19922.7 | 17076.6 | 19922.7
DE | 4 | 19 | 4 | 20287.05 | 17388.9 | 20287.05
DE | 4 | 19 | 5 | 22081.15 | 18926.7 | 22081.15
DE | 4 | 19 | 6 | 24908.8 | 21350.4 | 24908.8
DE | 4 | 19 | 7 | 25796.05 | 22110.9 | 25796.05
DE | 4 | 19 | 8 | 26598.95 | 22799.1 | 26598.95
DE | 4 | 19 | 9 | 26826.8 | 22994.4 | 26826.8
DE | 4 | 19 | 10 | 26657.4 | 22849.2 | 26657.4
DE | 4 | 19 | 11 | 26637.1 | 22831.8 | 26637.1
DE | 4 | 19 | 12 | 26664.4 | 22855.2 | 26664.4
DE | 4 | 19 | 13 | 26486.25 | 22702.5 | 26486.25
DE | 4 | 19 | 14 | 26437.6 | 22660.8 | 26437.6
DE | 4 | 19 | 15 | 26400.85 | 22629.3 | 26400.85
DE | 4 | 19 | 16 | 26561.85 | 22767.3 | 26561.85
DE | 4 | 19 | 17 | 26518.1 | 22729.8 | 26518.1
DE | 4 | 19 | 18 | 26684.35 | 22872.3 | 26684.35
DE | 4 | 19 | 19 | 26843.25 | 23008.5 | 26843.25
DE | 4 | 19 | 20 | 26557.3 | 22763.4 | 26557.3
DE | 4 | 19 | 21 | 25001.55 | 21429.9 | 25001.55
DE | 4 | 19 | 22 | 23902.55 | 20487.9 | 23902.55
DE | 4 | 19 | 23 | 21687.75 | 18589.5 | 21687.75
DE | 4 | 19 | 24 | 20717.9 | 17758.2 | 20717.9
DE | 4 | 20 | 1 | 19987.45 | 17132.1 | 19987.45
DE | 4 | 20 | 2 | 19742.1 | 16921.8 | 19742.1
DE | 4 | 20 | 3 | 19867.4 | 17029.2 | 19867.4
DE | 4 | 20 | 4 | 19955.6 | 17104.8 | 19955.6
DE | 4 | 20 | 5 | 20183.8 | 17300.4 | 20183.8
DE | 4 | 20 | 6 | 20702.15 | 17744.7 | 20702.15
DE | 4 | 20 | 7 | 21763 | 18654 | 21763
DE | 4 | 20 | 8 | 23478 | 20124 | 23478
DE | 4 | 20 | 9 | 24329.55 | 20853.9 | 24329.55
DE | 4 | 20 | 10 | 24378.55 | 20895.9 | 24378.55
DE | 4 | 20 | 11 | 24036.6 | 20602.8 | 24036.6
DE | 4 | 20 | 12 | 23747.85 | 20355.3 | 23747.85
DE | 4 | 20 | 13 | 23704.8 | 20318.4 | 23704.8
DE | 4 | 20 | 14 | 23677.85 | 20295.3 | 23677.85
DE | 4 | 20 | 15 | 23501.45 | 20144.1 | 23501.45
DE | 4 | 20 | 16 | 23646 | 20268 | 23646
DE | 4 | 20 | 17 | 23850.4 | 20443.2 | 23850.4
DE | 4 | 20 | 18 | 24024 | 20592 | 24024
DE | 4 | 20 | 19 | 23872.45 | 20462.1 | 23872.45
DE | 4 | 20 | 20 | 23989 | 20562 | 23989
DE | 4 | 20 | 21 | 23667.7 | 20286.6 | 23667.7
DE | 4 | 20 | 22 | 22579.9 | 19354.2 | 22579.9
DE | 4 | 20 | 23 | 21682.5 | 18585 | 21682.5
DE | 4 | 20 | 24 | 20791.4 | 17821.2 | 20791.4
DE | 4 | 21 | 1 | 20134.45 | 17258.1 | 20134.45
DE | 4 | 21 | 2 | 19839.75 | 17005.5 | 19839.75
DE | 4 | 21 | 3 | 19839.75 | 17005.5 | 19839.75
DE | 4 | 21 | 4 | 19955.6 | 17104.8 | 19955.6
DE | 4 | 21 | 5 | 20183.8 | 17300.4 | 20183.8
DE | 4 | 21 | 6 | 20459.25 | 17536.5 | 20459.25
DE | 4 | 21 | 7 | 21701.4 | 18601.2 | 21701.4
DE | 4 | 21 | 8 | 23048.55 | 19755.9 | 23048.55
DE | 4 | 21 | 9 | 23393.65 | 20051.7 | 23393.65
DE | 4 | 21 | 10 | 23667.35 | 20286.3 | 23667.35
DE | 4 | 21 | 11 | 23204.65 | 19889.7 | 23204.65
DE | 4 | 21 | 12 | 23049.25 | 19756.5 | 23049.25
DE | 4 | 21 | 13 | 23008.65 | 19721.7 | 23008.65
DE | 4 | 21 | 14 | 22871.45 | 19604.1 | 22871.45
DE | 4 | 21 | 15 | 22752.1 | 19501.8 | 22752.1
DE | 4 | 21 | 16 | 22766.8 | 19514.4 | 22766.8
DE | 4 | 21 | 17 | 22917.65 | 19643.7 | 22917.65
DE | 4 | 21 | 18 | 23035.6 | 19744.8 | 23035.6
DE | 4 | 21 | 19 | 22981 | 19698 | 22981
DE | 4 | 21 | 20 | 23262.05 | 19938.9 | 23262.05
DE | 4 | 21 | 21 | 23030 | 19740 | 23030
DE | 4 | 21 | 22 | 22191.05 | 19020.9 | 22191.05
DE | 4 | 21 | 23 | 21978.95 | 18839.1 | 21978.95
DE | 4 | 21 | 24 | 20988.1 | 17989.8 | 20988.1
DE | 4 | 22 | 1 | 20167 | 17286 | 20167
DE | 4 | 22 | 2 | 19936.35 | 17088.3 | 19936.35
DE | 4 | 22 | 3 | 19936.35 | 17088.3 | 19936.35
DE | 4 | 22 | 4 | 20324.85 | 17421.3 | 20324.85
DE | 4 | 22 | 5 | 22355.55 | 19161.9 | 22355.55
DE | 4 | 22 | 6 | 25003.65 | 21431.7 | 25003.65
DE | 4 | 22 | 7 | 26134.5 | 22401 | 26134.5
DE | 4 | 22 | 8 | 26841.5 | 23007 | 26841.5
DE | 4 | 22 | 9 | 26910.45 | 23066.1 | 26910.45
DE | 4 | 22 | 10 | 26786.2 | 22959.6 | 26786.2
DE | 4 | 22 | 11 | 26458.95 | 22679.1 | 26458.95
DE | 4 | 22 | 12 | 26304.6 | 22546.8 | 26304.6
DE | 4 | 22 | 13 | 26135.9 | 22402.2 | 26135.9
DE | 4 | 22 | 14 | 25995.55 | 22281.9 | 25995.55
DE | 4 | 22 | 15 | 25817.4 | 22129.2 | 25817.4
DE | 4 | 22 | 16 | 25831.75 | 22141.5 | 25831.75
DE | 4 | 22 | 17 | 25833.15 | 22142.7 | 25833.15
DE | 4 | 22 | 18 | 25990.3 | 22277.4 | 25990.3
DE | 4 | 22 | 19 | 25984 | 22272 | 25984
DE | 4 | 22 | 20 | 26264.35 | 22512.3 | 26264.35
DE | 4 | 22 | 21 | 24840.2 | 21291.6 | 24840.2
DE | 4 | 22 | 22 | 23425.85 | 20079.3 | 23425.85
DE | 4 | 22 | 23 | 21991.2 | 18849.6 | 21991.2
DE | 4 | 22 | 24 | 20937.35 | 17946.3 | 20937.35
DE | 4 | 23 | 1 | 20179.6 | 17296.8 | 20179.6
DE | 4 | 23 | 2 | 19936.35 | 17088.3 | 19936.35
DE | 4 | 23 | 3 | 19936.35 | 17088.3 | 19936.35
DE | 4 | 23 | 4 | 20299.3 | 17399.4 | 20299.3
DE | 4 | 23 | 5 | 22081.15 | 18926.7 | 22081.15
DE | 4 | 23 | 6 | 24896.55 | 21339.9 | 24896.55
DE | 4 | 23 | 7 | 25759.65 | 22079.7 | 25759.65
DE | 4 | 23 | 8 | 26517.05 | 22728.9 | 26517.05
DE | 4 | 23 | 9 | 26768.7 | 22944.6 | 26768.7
DE | 4 | 23 | 10 | 26656.35 | 22848.3 | 26656.35
DE | 4 | 23 | 11 | 26297.25 | 22540.5 | 26297.25
DE | 4 | 23 | 12 | 26304.6 | 22546.8 | 26304.6
DE | 4 | 23 | 13 | 26191.2 | 22449.6 | 26191.2
DE | 4 | 23 | 14 | 26131 | 22398 | 26131
DE | 4 | 23 | 15 | 26010.95 | 22295.1 | 26010.95
DE | 4 | 23 | 16 | 26047 | 22326 | 26047
DE | 4 | 23 | 17 | 25990.3 | 22277.4 | 25990.3
DE | 4 | 23 | 18 | 26154.8 | 22418.4 | 26154.8
DE | 4 | 23 | 19 | 25984 | 22272 | 25984
DE | 4 | 23 | 20 | 26120.5 | 22389 | 26120.5
DE | 4 | 23 | 21 | 24853.85 | 21303.3 | 24853.85
DE | 4 | 23 | 22 | 23352.35 | 20016.3 | 23352.35
DE | 4 | 23 | 23 | 21993.65 | 18851.7 | 21993.65
DE | 4 | 23 | 24 | 20965.7 | 17970.6 | 20965.7
DE | 4 | 24 | 1 | 20179.6 | 17296.8 | 20179.6
DE | 4 | 24 | 2 | 19947.2 | 17097.6 | 19947.2
DE | 4 | 24 | 3 | 20044.15 | 17180.7 | 20044.15
DE | 4 | 24 | 4 | 20441.05 | 17520.9 | 20441.05
DE | 4 | 24 | 5 | 22374.45 | 19178.1 | 22374.45
DE | 4 | 24 | 6 | 25056.5 | 21477 | 25056.5
DE | 4 | 24 | 7 | 25797.8 | 22112.4 | 25797.8
DE | 4 | 24 | 8 | 26515.3 | 22727.4 | 26515.3
DE | 4 | 24 | 9 | 26309.5 | 22551 | 26309.5
DE | 4 | 24 | 10 | 26261.9 | 22510.2 | 26261.9
DE | 4 | 24 | 11 | 26089.7 | 22362.6 | 26089.7
DE | 4 | 24 | 12 | 26052.6 | 22330.8 | 26052.6
DE | 4 | 24 | 13 | 26037.2 | 22317.6 | 26037.2
DE | 4 | 24 | 14 | 25889.15 | 22190.7 | 25889.15
DE | 4 | 24 | 15 | 25769.1 | 22087.8 | 25769.1
DE | 4 | 24 | 16 | 25783.45 | 22100.1 | 25783.45
DE | 4 | 24 | 17 | 25726.4 | 22051.2 | 25726.4
DE | 4 | 24 | 18 | 25726.4 | 22051.2 | 25726.4
DE | 4 | 24 | 19 | 25689.65 | 22019.7 | 25689.65
DE | 4 | 24 | 20 | 25793.95 | 22109.1 | 25793.95
DE | 4 | 24 | 21 | 25107.6 | 21520.8 | 25107.6
DE | 4 | 24 | 22 | 23791.95 | 20393.1 | 23791.95
DE | 4 | 24 | 23 | 21978.95 | 18839.1 | 21978.95
DE | 4 | 24 | 24 | 20973.4 | 17977.2 | 20973.4
DE | 4 | 25 | 1 | 20151.6 | 17272.8 | 20151.6
DE | 4 | 25 | 2 | 19974.5 | 17121 | 19974.5
DE | 4 | 25 | 3 | 19974.5 | 17121 | 19974.5
DE | 4 | 25 | 4 | 20337.8 | 17432.4 | 20337.8
DE | 4 | 25 | 5 | 22083.6 | 18928.8 | 22083.6
DE | 4 | 25 | 6 | 24897.6 | 21340.8 | 24897.6
DE | 4 | 25 | 7 | 25522.35 | 21876.3 | 25522.35
DE | 4 | 25 | 8 | 26327.7 | 22566.6 | 26327.7
DE | 4 | 25 | 9 | 26279.4 | 22525.2 | 26279.4
DE | 4 | 25 | 10 | 26128.2 | 22395.6 | 26128.2
DE | 4 | 25 | 11 | 26025.3 | 22307.4 | 26025.3
DE | 4 | 25 | 12 | 26052.6 | 22330.8 | 26052.6
DE | 4 | 25 | 13 | 26022.15 | 22304.7 | 26022.15
DE | 4 | 25 | 14 | 25889.15 | 22190.7 | 25889.15
DE | 4 | 25 | 15 | 25769.1 | 22087.8 | 25769.1
DE | 4 | 25 | 16 | 25783.45 | 22100.1 | 25783.45
DE | 4 | 25 | 17 | 25726.4 | 22051.2 | 25726.4
DE | 4 | 25 | 18 | 25726.4 | 22051.2 | 25726.4
DE | 4 | 25 | 19 | 25700.85 | 22029.3 | 25700.85
DE | 4 | 25 | 20 | 25793.95 | 22109.1 | 25793.95
DE | 4 | 25 | 21 | 25093.25 | 21508.5 | 25093.25
DE | 4 | 25 | 22 | 23760.8 | 20366.4 | 23760.8
DE | 4 | 25 | 23 | 21948.15 | 18812.7 | 21948.15
DE | 4 | 25 | 24 | 20942.6 | 17950.8 | 20942.6
DE | 4 | 26 | 1 | 20120.45 | 17246.1 | 20120.45
DE | 4 | 26 | 2 | 19974.5 | 17121 | 19974.5
DE | 4 | 26 | 3 | 19974.5 | 17121 | 19974.5
DE | 4 | 26 | 4 | 20337.8 | 17432.4 | 20337.8
DE | 4 | 26 | 5 | 22074.5 | 18921 | 22074.5
DE | 4 | 26 | 6 | 24895.85 | 21339.3 | 24895.85
DE | 4 | 26 | 7 | 25456.2 | 21819.6 | 25456.2
DE | 4 | 26 | 8 | 25889.5 | 22191 | 25889.5
DE | 4 | 26 | 9 | 26033.35 | 22314.3 | 26033.35
DE | 4 | 26 | 10 | 26044.9 | 22324.2 | 26044.9
DE | 4 | 26 | 11 | 26025.3 | 22307.4 | 26025.3
DE | 4 | 26 | 12 | 26052.6 | 22330.8 | 26052.6
DE | 4 | 26 | 13 | 26052.6 | 22330.8 | 26052.6
DE | 4 | 26 | 14 | 25937.1 | 22231.8 | 25937.1
DE | 4 | 26 | 15 | 25905.6 | 22204.8 | 25905.6
DE | 4 | 26 | 16 | 26211.85 | 22467.3 | 26211.85
DE | 4 | 26 | 17 | 26518.1 | 22729.8 | 26518.1
DE | 4 | 26 | 18 | 26742.1 | 22921.8 | 26742.1
DE | 4 | 26 | 19 | 26635 | 22830 | 26635
DE | 4 | 26 | 20 | 26555.2 | 22761.6 | 26555.2
DE | 4 | 26 | 21 | 24805.2 | 21261.6 | 24805.2
DE | 4 | 26 | 22 | 23453.5 | 20103 | 23453.5
DE | 4 | 26 | 23 | 21591.85 | 18507.3 | 21591.85
DE | 4 | 26 | 24 | 20675.55 | 17721.9 | 20675.55
DE | 4 | 27 | 1 | 19962.25 | 17110.5 | 19962.25
DE | 4 | 27 | 2 | 19554.15 | 16760.7 | 19554.15
DE | 4 | 27 | 3 | 19604.9 | 16804.2 | 19604.9
DE | 4 | 27 | 4 | 19725.3 | 16907.4 | 19725.3
DE | 4 | 27 | 5 | 20110.3 | 17237.4 | 20110.3
DE | 4 | 27 | 6 | 20492.5 | 17565 | 20492.5
DE | 4 | 27 | 7 | 21701.4 | 18601.2 | 21701.4
DE | 4 | 27 | 8 | 23478 | 20124 | 23478
DE | 4 | 27 | 9 | 24314.5 | 20841 | 24314.5
DE | 4 | 27 | 10 | 24588.2 | 21075.6 | 24588.2
DE | 4 | 27 | 11 | 24568.95 | 21059.1 | 24568.95
DE | 4 | 27 | 12 | 24255.35 | 20790.3 | 24255.35
DE | 4 | 27 | 13 | 24093.65 | 20651.7 | 24093.65
DE | 4 | 27 | 14 | 23996 | 20568 | 23996
DE | 4 | 27 | 15 | 23756.25 | 20362.5 | 23756.25
DE | 4 | 27 | 16 | 24028.2 | 20595.6 | 24028.2
DE | 4 | 27 | 17 | 24160.85 | 20709.3 | 24160.85
DE | 4 | 27 | 18 | 24389.05 | 20904.9 | 24389.05
DE | 4 | 27 | 19 | 24280.55 | 20811.9 | 24280.55
DE | 4 | 27 | 20 | 24266.55 | 20799.9 | 24266.55
DE | 4 | 27 | 21 | 23667.7 | 20286.6 | 23667.7
DE | 4 | 27 | 22 | 22579.9 | 19354.2 | 22579.9
DE | 4 | 27 | 23 | 21682.5 | 18585 | 21682.5
DE | 4 | 27 | 24 | 20791.4 | 17821.2 | 20791.4
DE | 4 | 28 | 1 | 20151.95 | 17273.1 | 20151.95
DE | 4 | 28 | 2 | 19839.75 | 17005.5 | 19839.75
DE | 4 | 28 | 3 | 19905.2 | 17061.6 | 19905.2
DE | 4 | 28 | 4 | 20000.75 | 17143.5 | 20000.75
DE | 4 | 28 | 5 | 20183.8 | 17300.4 | 20183.8
DE | 4 | 28 | 6 | 20662.6 | 17710.8 | 20662.6
DE | 4 | 28 | 7 | 21763 | 18654 | 21763
DE | 4 | 28 | 8 | 23478 | 20124 | 23478
DE | 4 | 28 | 9 | 24329.55 | 20853.9 | 24329.55
DE | 4 | 28 | 10 | 24247.65 | 20783.7 | 24247.65
DE | 4 | 28 | 11 | 23720.55 | 20331.9 | 23720.55
DE | 4 | 28 | 12 | 23675.05 | 20292.9 | 23675.05
DE | 4 | 28 | 13 | 23698.85 | 20313.3 | 23698.85
DE | 4 | 28 | 14 | 23429.7 | 20082.6 | 23429.7
DE | 4 | 28 | 15 | 23209.55 | 19893.9 | 23209.55
DE | 4 | 28 | 16 | 23425.5 | 20079 | 23425.5
DE | 4 | 28 | 17 | 23558.15 | 20192.7 | 23558.15
DE | 4 | 28 | 18 | 23619.4 | 20245.2 | 23619.4
DE | 4 | 28 | 19 | 23867.55 | 20457.9 | 23867.55
DE | 4 | 28 | 20 | 23664.9 | 20284.2 | 23664.9
DE | 4 | 28 | 21 | 23412.55 | 20067.9 | 23412.55
DE | 4 | 28 | 22 | 22376.55 | 19179.9 | 22376.55
DE | 4 | 28 | 23 | 22023.4 | 18877.2 | 22023.4
DE | 4 | 28 | 24 | 20969.2 | 17973.6 | 20969.2
DE | 4 | 29 | 1 | 20190.8 | 17306.4 | 20190.8
DE | 4 | 29 | 2 | 19943.7 | 17094.6 | 19943.7
DE | 4 | 29 | 3 | 20044.15 | 17180.7 | 20044.15
DE | 4 | 29 | 4 | 20441.05 | 17520.9 | 20441.05
DE | 4 | 29 | 5 | 22374.45 | 19178.1 | 22374.45
DE | 4 | 29 | 6 | 25056.5 | 21477 | 25056.5
DE | 4 | 29 | 7 | 25910.85 | 22209.3 | 25910.85
DE | 4 | 29 | 8 | 26818.05 | 22986.9 | 26818.05
DE | 4 | 29 | 9 | 26828.55 | 22995.9 | 26828.55
DE | 4 | 29 | 10 | 26786.2 | 22959.6 | 26786.2
DE | 4 | 29 | 11 | 26638.15 | 22832.7 | 26638.15
DE | 4 | 29 | 12 | 26665.45 | 22856.1 | 26665.45
DE | 4 | 29 | 13 | 26665.45 | 22856.1 | 26665.45
DE | 4 | 29 | 14 | 26616.8 | 22814.4 | 26616.8
DE | 4 | 29 | 15 | 26579 | 22782 | 26579
DE | 4 | 29 | 16 | 26575.15 | 22778.7 | 26575.15
DE | 4 | 29 | 17 | 26518.1 | 22729.8 | 26518.1
DE | 4 | 29 | 18 | 26518.1 | 22729.8 | 26518.1
DE | 4 | 29 | 19 | 26493.25 | 22708.5 | 26493.25
DE | 4 | 29 | 20 | 26555.2 | 22761.6 | 26555.2
DE | 4 | 29 | 21 | 25001.55 | 21429.9 | 25001.55
DE | 4 | 29 | 22 | 23902.55 | 20487.9 | 23902.55
DE | 4 | 29 | 23 | 22103.2 | 18945.6 | 22103.2
DE | 4 | 29 | 24 | 21055.3 | 18047.4 | 21055.3
DE | 4 | 30 | 1 | 20434.75 | 17515.5 | 20434.75
DE | 4 | 30 | 2 | 20210.4 | 17323.2 | 20210.4
DE | 4 | 30 | 3 | 20268.85 | 17373.3 | 20268.85
DE | 4 | 30 | 4 | 20714.05 | 17754.9 | 20714.05
DE | 4 | 30 | 5 | 23041.9 | 19750.2 | 23041.9
DE | 4 | 30 | 6 | 25140.5 | 21549 | 25140.5
DE | 4 | 30 | 7 | 26369.7 | 22602.6 | 26369.7
DE | 4 | 30 | 8 | 26843.25 | 23008.5 | 26843.25
DE | 4 | 30 | 9 | 26828.55 | 22995.9 | 26828.55
DE | 4 | 30 | 10 | 26786.2 | 22959.6 | 26786.2
DE | 4 | 30 | 11 | 26637.1 | 22831.8 | 26637.1
DE | 4 | 30 | 12 | 26324.55 | 22563.9 | 26324.55
DE | 4 | 30 | 13 | 26324.55 | 22563.9 | 26324.55
DE | 4 | 30 | 14 | 26255.95 | 22505.1 | 26255.95
DE | 4 | 30 | 15 | 26175.8 | 22436.4 | 26175.8
DE | 4 | 30 | 16 | 26211.85 | 22467.3 | 26211.85
DE | 4 | 30 | 17 | 26175.1 | 22435.8 | 26175.1
DE | 4 | 30 | 18 | 26228.3 | 22481.4 | 26228.3
DE | 4 | 30 | 19 | 26364.8 | 22598.4 | 26364.8
DE | 4 | 30 | 20 | 26266.1 | 22513.8 | 26266.1
DE | 4 | 30 | 21 | 24840.2 | 21291.6 | 24840.2
DE | 4 | 30 | 22 | 23396.45 | 20054.1 | 23396.45
DE | 4 | 30 | 23 | 21662.55 | 18567.9 | 21662.55
DE | 4 | 30 | 24 | 20247.15 | 17354.7 | 20247.15
DE | 5 | 1 | 1 | 19372.15 | 16604.7 | 19372.15
DE | 5 | 1 | 2 | 19461.4 | 16681.2 | 19461.4
DE | 5 | 1 | 3 | 19519.85 | 16731.3 | 19519.85
DE | 5 | 1 | 4 | 19762.05 | 16938.9 | 19762.05
DE | 5 | 1 | 5 | 21368.9 | 18316.2 | 21368.9
DE | 5 | 1 | 6 | 23196.6 | 19882.8 | 23196.6
DE | 5 | 1 | 7 | 25111.1 | 21523.8 | 25111.1
DE | 5 | 1 | 8 | 26294.8 | 22538.4 | 26294.8
DE | 5 | 1 | 9 | 26836.6 | 23002.8 | 26836.6
DE | 5 | 1 | 10 | 26610.5 | 22809 | 26610.5
DE | 5 | 1 | 11 | 26521.6 | 22732.8 | 26521.6
DE | 5 | 1 | 12 | 26493.6 | 22708.8 | 26493.6
DE | 5 | 1 | 13 | 26408.9 | 22636.2 | 26408.9
DE | 5 | 1 | 14 | 26239.5 | 22491 | 26239.5
DE | 5 | 1 | 15 | 26077.8 | 22352.4 | 26077.8
DE | 5 | 1 | 16 | 26091.8 | 22364.4 | 26091.8
DE | 5 | 1 | 17 | 26035.1 | 22315.8 | 26035.1
DE | 5 | 1 | 18 | 26064.85 | 22341.3 | 26064.85
DE | 5 | 1 | 19 | 25995.2 | 22281.6 | 25995.2
DE | 5 | 1 | 20 | 25952.5 | 22245 | 25952.5
DE | 5 | 1 | 21 | 24392.2 | 20907.6 | 24392.2
DE | 5 | 1 | 22 | 23233.7 | 19914.6 | 23233.7
DE | 5 | 1 | 23 | 21650.3 | 18557.4 | 21650.3
DE | 5 | 1 | 24 | 20150.55 | 17271.9 | 20150.55
DE | 5 | 2 | 1 | 19232.5 | 16485 | 19232.5
DE | 5 | 2 | 2 | 19010.25 | 16294.5 | 19010.25
DE | 5 | 2 | 3 | 19010.25 | 16294.5 | 19010.25
DE | 5 | 2 | 4 | 19134.85 | 16401.3 | 19134.85
DE | 5 | 2 | 5 | 20148.1 | 17269.8 | 20148.1
DE | 5 | 2 | 6 | 22572.2 | 19347.6 | 22572.2
DE | 5 | 2 | 7 | 24566.5 | 21057 | 24566.5
DE | 5 | 2 | 8 | 26013.75 | 22297.5 | 26013.75
DE | 5 | 2 | 9 | 26640.25 | 22834.5 | 26640.25
DE | 5 | 2 | 10 | 26520.9 | 22732.2 | 26520.9
DE | 5 | 2 | 11 | 26434.1 | 22657.8 | 26434.1
DE | 5 | 2 | 12 | 26356.05 | 22590.9 | 26356.05
DE | 5 | 2 | 13 | 26360.6 | 22594.8 | 26360.6
DE | 5 | 2 | 14 | 26239.5 | 22491 | 26239.5
DE | 5 | 2 | 15 | 26077.8 | 22352.4 | 26077.8
DE | 5 | 2 | 16 | 26091.8 | 22364.4 | 26091.8
DE | 5 | 2 | 17 | 26035.1 | 22315.8 | 26035.1
DE | 5 | 2 | 18 | 26162.85 | 22425.3 | 26162.85
DE | 5 | 2 | 19 | 26134.5 | 22401 | 26134.5
DE | 5 | 2 | 20 | 25915.4 | 22213.2 | 25915.4
DE | 5 | 2 | 21 | 24360.7 | 20880.6 | 24360.7
DE | 5 | 2 | 22 | 23098.25 | 19798.5 | 23098.25
DE | 5 | 2 | 23 | 21650.3 | 18557.4 | 21650.3
DE | 5 | 2 | 24 | 20164.9 | 17284.2 | 20164.9
DE | 5 | 3 | 1 | 19233.55 | 16485.9 | 19233.55
DE | 5 | 3 | 2 | 19023.9 | 16306.2 | 19023.9
DE | 5 | 3 | 3 | 19023.9 | 16306.2 | 19023.9
DE | 5 | 3 | 4 | 19176.85 | 16437.3 | 19176.85
DE | 5 | 3 | 5 | 20434.75 | 17515.5 | 20434.75
DE | 5 | 3 | 6 | 22717.45 | 19472.1 | 22717.45
DE | 5 | 3 | 7 | 24539.9 | 21034.2 | 24539.9
DE | 5 | 3 | 8 | 26128.55 | 22395.9 | 26128.55
DE | 5 | 3 | 9 | 26640.25 | 22834.5 | 26640.25
DE | 5 | 3 | 10 | 26520.9 | 22732.2 | 26520.9
DE | 5 | 3 | 11 | 26328.75 | 22567.5 | 26328.75
DE | 5 | 3 | 12 | 26360.6 | 22594.8 | 26360.6
DE | 5 | 3 | 13 | 26354.65 | 22589.7 | 26354.65
DE | 5 | 3 | 14 | 26210.1 | 22465.8 | 26210.1
DE | 5 | 3 | 15 | 26048.4 | 22327.2 | 26048.4
DE | 5 | 3 | 16 | 26062.4 | 22339.2 | 26062.4
DE | 5 | 3 | 17 | 26005.7 | 22290.6 | 26005.7
DE | 5 | 3 | 18 | 26005.7 | 22290.6 | 26005.7
DE | 5 | 3 | 19 | 25976.65 | 22265.7 | 25976.65
DE | 5 | 3 | 20 | 25932.55 | 22227.9 | 25932.55
DE | 5 | 3 | 21 | 24392.2 | 20907.6 | 24392.2
DE | 5 | 3 | 22 | 23114.35 | 19812.3 | 23114.35
DE | 5 | 3 | 23 | 20839 | 17862 | 20839
DE | 5 | 3 | 24 | 19538.75 | 16747.5 | 19538.75
DE | 5 | 4 | 1 | 18478.25 | 15838.5 | 18478.25
DE | 5 | 4 | 2 | 18215.75 | 15613.5 | 18215.75
DE | 5 | 4 | 3 | 18393.9 | 15766.2 | 18393.9
DE | 5 | 4 | 4 | 18499.6 | 15856.8 | 18499.6
DE | 5 | 4 | 5 | 18695.95 | 16025.1 | 18695.95
DE | 5 | 4 | 6 | 18802 | 16116 | 18802
DE | 5 | 4 | 7 | 19162.5 | 16425 | 19162.5
DE | 5 | 4 | 8 | 20485.15 | 17558.7 | 20485.15
DE | 5 | 4 | 9 | 21877.8 | 18752.4 | 21877.8
DE | 5 | 4 | 10 | 22158.15 | 18992.7 | 22158.15
DE | 5 | 4 | 11 | 22057 | 18906 | 22057
DE | 5 | 4 | 12 | 22084.3 | 18929.4 | 22084.3
DE | 5 | 4 | 13 | 22195.6 | 19024.8 | 22195.6
DE | 5 | 4 | 14 | 22118.6 | 18958.8 | 22118.6
DE | 5 | 4 | 15 | 22035.3 | 18887.4 | 22035.3
DE | 5 | 4 | 16 | 22035.3 | 18887.4 | 22035.3
DE | 5 | 4 | 17 | 22155.35 | 18990.3 | 22155.35
DE | 5 | 4 | 18 | 22022 | 18876 | 22022
DE | 5 | 4 | 19 | 22021.3 | 18875.4 | 22021.3
DE | 5 | 4 | 20 | 22091.3 | 18935.4 | 22091.3
DE | 5 | 4 | 21 | 21996.8 | 18854.4 | 21996.8
DE | 5 | 4 | 22 | 21298.55 | 18255.9 | 21298.55
DE | 5 | 4 | 23 | 20902 | 17916 | 20902
DE | 5 | 4 | 24 | 19359.9 | 16594.2 | 19359.9
DE | 5 | 5 | 1 | 18542.65 | 15893.7 | 18542.65
DE | 5 | 5 | 2 | 18040.05 | 15462.9 | 18040.05
DE | 5 | 5 | 3 | 18040.05 | 15462.9 | 18040.05
DE | 5 | 5 | 4 | 18048.45 | 15470.1 | 18048.45
DE | 5 | 5 | 5 | 18239.9 | 15634.2 | 18239.9
DE | 5 | 5 | 6 | 18672.15 | 16004.7 | 18672.15
DE | 5 | 5 | 7 | 19264 | 16512 | 19264
DE | 5 | 5 | 8 | 20391.7 | 17478.6 | 20391.7
DE | 5 | 5 | 9 | 21876.75 | 18751.5 | 21876.75
DE | 5 | 5 | 10 | 22193.15 | 19022.7 | 22193.15
DE | 5 | 5 | 11 | 22057 | 18906 | 22057
DE | 5 | 5 | 12 | 22084.3 | 18929.4 | 22084.3
DE | 5 | 5 | 13 | 22195.6 | 19024.8 | 22195.6
DE | 5 | 5 | 14 | 22118.6 | 18958.8 | 22118.6
DE | 5 | 5 | 15 | 22035.3 | 18887.4 | 22035.3
DE | 5 | 5 | 16 | 22035.3 | 18887.4 | 22035.3
DE | 5 | 5 | 17 | 22155.35 | 18990.3 | 22155.35
DE | 5 | 5 | 18 | 22155.35 | 18990.3 | 22155.35
DE | 5 | 5 | 19 | 22108.1 | 18949.8 | 22108.1
DE | 5 | 5 | 20 | 22107.05 | 18948.9 | 22107.05
DE | 5 | 5 | 21 | 21988.75 | 18847.5 | 21988.75
DE | 5 | 5 | 22 | 21327.95 | 18281.1 | 21327.95
DE | 5 | 5 | 23 | 21650.3 | 18557.4 | 21650.3
DE | 5 | 5 | 24 | 20150.55 | 17271.9 | 20150.55
DE | 5 | 6 | 1 | 19196.8 | 16454.4 | 19196.8
DE | 5 | 6 | 2 | 19011.65 | 16295.7 | 19011.65
DE | 5 | 6 | 3 | 19011.65 | 16295.7 | 19011.65
DE | 5 | 6 | 4 | 19147.45 | 16412.1 | 19147.45
DE | 5 | 6 | 5 | 20160.35 | 17280.3 | 20160.35
DE | 5 | 6 | 6 | 22572.2 | 19347.6 | 22572.2
DE | 5 | 6 | 7 | 24544.8 | 21038.4 | 24544.8
DE | 5 | 6 | 8 | 25717.3 | 22043.4 | 25717.3
DE | 5 | 6 | 9 | 26329.45 | 22568.1 | 26329.45
DE | 5 | 6 | 10 | 26459.3 | 22679.4 | 26459.3
DE | 5 | 6 | 11 | 26475.05 | 22692.9 | 26475.05
DE | 5 | 6 | 12 | 26502.35 | 22716.3 | 26502.35
DE | 5 | 6 | 13 | 26570.6 | 22774.8 | 26570.6
DE | 5 | 6 | 14 | 26446.35 | 22668.3 | 26446.35
DE | 5 | 6 | 15 | 26284.65 | 22529.7 | 26284.65
DE | 5 | 6 | 16 | 26278.35 | 22524.3 | 26278.35
DE | 5 | 6 | 17 | 26153.4 | 22417.2 | 26153.4
DE | 5 | 6 | 18 | 26153.4 | 22417.2 | 26153.4
DE | 5 | 6 | 19 | 26080.25 | 22354.5 | 26080.25
DE | 5 | 6 | 20 | 25905.6 | 22204.8 | 25905.6
DE | 5 | 6 | 21 | 24846.5 | 21297 | 24846.5
DE | 5 | 6 | 22 | 23811.55 | 20409.9 | 23811.55
DE | 5 | 6 | 23 | 21619.15 | 18530.7 | 21619.15
DE | 5 | 6 | 24 | 20150.55 | 17271.9 | 20150.55
DE | 5 | 7 | 1 | 19217.8 | 16472.4 | 19217.8
DE | 5 | 7 | 2 | 19062.4 | 16339.2 | 19062.4
DE | 5 | 7 | 3 | 19062.4 | 16339.2 | 19062.4
DE | 5 | 7 | 4 | 19185.95 | 16445.1 | 19185.95
DE | 5 | 7 | 5 | 20153.7 | 17274.6 | 20153.7
DE | 5 | 7 | 6 | 22647.1 | 19411.8 | 22647.1
DE | 5 | 7 | 7 | 24448.9 | 20956.2 | 24448.9
DE | 5 | 7 | 8 | 25717.3 | 22043.4 | 25717.3
DE | 5 | 7 | 9 | 26329.45 | 22568.1 | 26329.45
DE | 5 | 7 | 10 | 26479.95 | 22697.1 | 26479.95
DE | 5 | 7 | 11 | 26460.35 | 22680.3 | 26460.35
DE | 5 | 7 | 12 | 26487.65 | 22703.7 | 26487.65
DE | 5 | 7 | 13 | 26487.65 | 22703.7 | 26487.65
DE | 5 | 7 | 14 | 26322.45 | 22562.1 | 26322.45
DE | 5 | 7 | 15 | 26048.4 | 22327.2 | 26048.4
DE | 5 | 7 | 16 | 26062.4 | 22339.2 | 26062.4
DE | 5 | 7 | 17 | 26005.7 | 22290.6 | 26005.7
DE | 5 | 7 | 18 | 26005.7 | 22290.6 | 26005.7
DE | 5 | 7 | 19 | 25947.25 | 22240.5 | 25947.25
DE | 5 | 7 | 20 | 25822.3 | 22133.4 | 25822.3
DE | 5 | 7 | 21 | 24846.5 | 21297 | 24846.5
DE | 5 | 7 | 22 | 23811.55 | 20409.9 | 23811.55
DE | 5 | 7 | 23 | 21619.15 | 18530.7 | 21619.15
DE | 5 | 7 | 24 | 20150.55 | 17271.9 | 20150.55
DE | 5 | 8 | 1 | 19217.8 | 16472.4 | 19217.8
DE | 5 | 8 | 2 | 19062.4 | 16339.2 | 19062.4
DE | 5 | 8 | 3 | 19062.4 | 16339.2 | 19062.4
DE | 5 | 8 | 4 | 19185.95 | 16445.1 | 19185.95
DE | 5 | 8 | 5 | 20200.95 | 17315.1 | 20200.95
DE | 5 | 8 | 6 | 22647.1 | 19411.8 | 22647.1
DE | 5 | 8 | 7 | 24448.9 | 20956.2 | 24448.9
DE | 5 | 8 | 8 | 25717.3 | 22043.4 | 25717.3
DE | 5 | 8 | 9 | 26329.45 | 22568.1 | 26329.45
DE | 5 | 8 | 10 | 26346.95 | 22583.1 | 26346.95
DE | 5 | 8 | 11 | 26440.05 | 22662.9 | 26440.05
DE | 5 | 8 | 12 | 26487.65 | 22703.7 | 26487.65
DE | 5 | 8 | 13 | 26502.35 | 22716.3 | 26502.35
DE | 5 | 8 | 14 | 26357.8 | 22592.4 | 26357.8
DE | 5 | 8 | 15 | 26196.1 | 22453.8 | 26196.1
DE | 5 | 8 | 16 | 26210.45 | 22466.1 | 26210.45
DE | 5 | 8 | 17 | 26138.7 | 22404.6 | 26138.7
DE | 5 | 8 | 18 | 26138.7 | 22404.6 | 26138.7
DE | 5 | 8 | 19 | 26080.25 | 22354.5 | 26080.25
DE | 5 | 8 | 20 | 25792.9 | 22108.2 | 25792.9
DE | 5 | 8 | 21 | 24846.5 | 21297 | 24846.5
DE | 5 | 8 | 22 | 23811.55 | 20409.9 | 23811.55
DE | 5 | 8 | 23 | 21619.15 | 18530.7 | 21619.15
DE | 5 | 8 | 24 | 20119.4 | 17245.2 | 20119.4
DE | 5 | 9 | 1 | 19187 | 16446 | 19187
DE | 5 | 9 | 2 | 19031.25 | 16312.5 | 19031.25
DE | 5 | 9 | 3 | 19031.25 | 16312.5 | 19031.25
DE | 5 | 9 | 4 | 19185.95 | 16445.1 | 19185.95
DE | 5 | 9 | 5 | 20200.95 | 17315.1 | 20200.95
DE | 5 | 9 | 6 | 22615.95 | 19385.1 | 22615.95
DE | 5 | 9 | 7 | 24448.9 | 20956.2 | 24448.9
DE | 5 | 9 | 8 | 25717.3 | 22043.4 | 25717.3
DE | 5 | 9 | 9 | 26335.4 | 22573.2 | 26335.4
DE | 5 | 9 | 10 | 26346.95 | 22583.1 | 26346.95
DE | 5 | 9 | 11 | 26327.35 | 22566.3 | 26327.35
DE | 5 | 9 | 12 | 26354.65 | 22589.7 | 26354.65
DE | 5 | 9 | 13 | 26354.65 | 22589.7 | 26354.65
DE | 5 | 9 | 14 | 26322.45 | 22562.1 | 26322.45
DE | 5 | 9 | 15 | 26048.4 | 22327.2 | 26048.4
DE | 5 | 9 | 16 | 26175.1 | 22435.8 | 26175.1
DE | 5 | 9 | 17 | 26118.05 | 22386.9 | 26118.05
DE | 5 | 9 | 18 | 26005.7 | 22290.6 | 26005.7
DE | 5 | 9 | 19 | 25947.25 | 22240.5 | 25947.25
DE | 5 | 9 | 20 | 25836.65 | 22145.7 | 25836.65
DE | 5 | 9 | 21 | 24822 | 21276 | 24822
DE | 5 | 9 | 22 | 23747.85 | 20355.3 | 23747.85
DE | 5 | 9 | 23 | 21650.3 | 18557.4 | 21650.3
DE | 5 | 9 | 24 | 20150.55 | 17271.9 | 20150.55
DE | 5 | 10 | 1 | 19217.8 | 16472.4 | 19217.8
DE | 5 | 10 | 2 | 19062.4 | 16339.2 | 19062.4
DE | 5 | 10 | 3 | 19062.4 | 16339.2 | 19062.4
DE | 5 | 10 | 4 | 19185.95 | 16445.1 | 19185.95
DE | 5 | 10 | 5 | 20162.8 | 17282.4 | 20162.8
DE | 5 | 10 | 6 | 22599.85 | 19371.3 | 22599.85
DE | 5 | 10 | 7 | 24544.8 | 21038.4 | 24544.8
DE | 5 | 10 | 8 | 25815.65 | 22127.7 | 25815.65
DE | 5 | 10 | 9 | 26354.65 | 22589.7 | 26354.65
DE | 5 | 10 | 10 | 26352.9 | 22588.2 | 26352.9
DE | 5 | 10 | 11 | 26333.3 | 22571.4 | 26333.3
DE | 5 | 10 | 12 | 26354.65 | 22589.7 | 26354.65
DE | 5 | 10 | 13 | 26360.6 | 22594.8 | 26360.6
DE | 5 | 10 | 14 | 26239.5 | 22491 | 26239.5
DE | 5 | 10 | 15 | 26077.8 | 22352.4 | 26077.8
DE | 5 | 10 | 16 | 26091.8 | 22364.4 | 26091.8
DE | 5 | 10 | 17 | 26035.1 | 22315.8 | 26035.1
DE | 5 | 10 | 18 | 26064.85 | 22341.3 | 26064.85
DE | 5 | 10 | 19 | 26049.1 | 22327.8 | 26049.1
DE | 5 | 10 | 20 | 25932.55 | 22227.9 | 25932.55
DE | 5 | 10 | 21 | 24777.2 | 21237.6 | 24777.2
DE | 5 | 10 | 22 | 23261.7 | 19938.6 | 23261.7
DE | 5 | 10 | 23 | 20906.55 | 17919.9 | 20906.55
DE | 5 | 10 | 24 | 19422.9 | 16648.2 | 19422.9
DE | 5 | 11 | 1 | 18348.05 | 15726.9 | 18348.05
DE | 5 | 11 | 2 | 17840.2 | 15291.6 | 17840.2
DE | 5 | 11 | 3 | 17839.5 | 15291 | 17839.5
DE | 5 | 11 | 4 | 17885.7 | 15330.6 | 17885.7
DE | 5 | 11 | 5 | 17955.35 | 15390.3 | 17955.35
DE | 5 | 11 | 6 | 18295.9 | 15682.2 | 18295.9
DE | 5 | 11 | 7 | 19215.35 | 16470.3 | 19215.35
DE | 5 | 11 | 8 | 20387.15 | 17474.7 | 20387.15
DE | 5 | 11 | 9 | 21881.65 | 18755.7 | 21881.65
DE | 5 | 11 | 10 | 22179.85 | 19011.3 | 22179.85
DE | 5 | 11 | 11 | 22183.7 | 19014.6 | 22183.7
DE | 5 | 11 | 12 | 22196.3 | 19025.4 | 22196.3
DE | 5 | 11 | 13 | 22195.25 | 19024.5 | 22195.25
DE | 5 | 11 | 14 | 22191.75 | 19021.5 | 22191.75
DE | 5 | 11 | 15 | 22108.45 | 18950.1 | 22108.45
DE | 5 | 11 | 16 | 22079.75 | 18925.5 | 22079.75
DE | 5 | 11 | 17 | 22204.7 | 19032.6 | 22204.7
DE | 5 | 11 | 18 | 22179.5 | 19011 | 22179.5
DE | 5 | 11 | 19 | 22125.95 | 18965.1 | 22125.95
DE | 5 | 11 | 20 | 22327.2 | 19137.6 | 22327.2
DE | 5 | 11 | 21 | 22115.45 | 18956.1 | 22115.45
DE | 5 | 11 | 22 | 21310.45 | 18266.1 | 21310.45
DE | 5 | 11 | 23 | 20881 | 17898 | 20881
DE | 5 | 11 | 24 | 19400.85 | 16629.3 | 19400.85
DE | 5 | 12 | 1 | 18322.85 | 15705.3 | 18322.85
DE | 5 | 12 | 2 | 17819.9 | 15274.2 | 17819.9
DE | 5 | 12 | 3 | 18040.05 | 15462.9 | 18040.05
DE | 5 | 12 | 4 | 18071.55 | 15489.9 | 18071.55
DE | 5 | 12 | 5 | 18121.95 | 15533.1 | 18121.95
DE | 5 | 12 | 6 | 18672.15 | 16004.7 | 18672.15
DE | 5 | 12 | 7 | 19162.5 | 16425 | 19162.5
DE | 5 | 12 | 8 | 20607.3 | 17663.4 | 20607.3
DE | 5 | 12 | 9 | 22039.85 | 18891.3 | 22039.85
DE | 5 | 12 | 10 | 22340.85 | 19149.3 | 22340.85
DE | 5 | 12 | 11 | 22288.35 | 19104.3 | 22288.35
DE | 5 | 12 | 12 | 22225.7 | 19050.6 | 22225.7
DE | 5 | 12 | 13 | 22210.3 | 19037.4 | 22210.3
DE | 5 | 12 | 14 | 22171.8 | 19004.4 | 22171.8
DE | 5 | 12 | 15 | 22128.05 | 18966.9 | 22128.05
DE | 5 | 12 | 16 | 22297.45 | 19112.1 | 22297.45
DE | 5 | 12 | 17 | 22620.15 | 19388.7 | 22620.15
DE | 5 | 12 | 18 | 22731.1 | 19483.8 | 22731.1
DE | 5 | 12 | 19 | 22553.65 | 19331.7 | 22553.65
DE | 5 | 12 | 20 | 22541.75 | 19321.5 | 22541.75
DE | 5 | 12 | 21 | 22481.9 | 19270.2 | 22481.9
DE | 5 | 12 | 22 | 21606.55 | 18519.9 | 21606.55
DE | 5 | 12 | 23 | 21662.55 | 18567.9 | 21662.55
DE | 5 | 12 | 24 | 20146.35 | 17268.3 | 20146.35
DE | 5 | 13 | 1 | 19257 | 16506 | 19257
DE | 5 | 13 | 2 | 19147.45 | 16412.1 | 19147.45
DE | 5 | 13 | 3 | 19149.9 | 16414.2 | 19149.9
DE | 5 | 13 | 4 | 19469.8 | 16688.4 | 19469.8
DE | 5 | 13 | 5 | 20490.4 | 17563.2 | 20490.4
DE | 5 | 13 | 6 | 22606.85 | 19377.3 | 22606.85
DE | 5 | 13 | 7 | 24527.3 | 21023.4 | 24527.3
DE | 5 | 13 | 8 | 26128.55 | 22395.9 | 26128.55
DE | 5 | 13 | 9 | 26721.8 | 22904.4 | 26721.8
DE | 5 | 13 | 10 | 26610.5 | 22809 | 26610.5
DE | 5 | 13 | 11 | 26638.15 | 22832.7 | 26638.15
DE | 5 | 13 | 12 | 26665.45 | 22856.1 | 26665.45
DE | 5 | 13 | 13 | 26548.55 | 22755.9 | 26548.55
DE | 5 | 13 | 14 | 26462.8 | 22682.4 | 26462.8
DE | 5 | 13 | 15 | 26320.7 | 22560.6 | 26320.7
DE | 5 | 13 | 16 | 26275.2 | 22521.6 | 26275.2
DE | 5 | 13 | 17 | 26241.25 | 22492.5 | 26241.25
DE | 5 | 13 | 18 | 26320 | 22560 | 26320
DE | 5 | 13 | 19 | 26314.75 | 22555.5 | 26314.75
DE | 5 | 13 | 20 | 25928.7 | 22224.6 | 25928.7
DE | 5 | 13 | 21 | 24360.7 | 20880.6 | 24360.7
DE | 5 | 13 | 22 | 23123.45 | 19820.1 | 23123.45
DE | 5 | 13 | 23 | 21650.3 | 18557.4 | 21650.3
DE | 5 | 13 | 24 | 20129.55 | 17253.9 | 20129.55
DE | 5 | 14 | 1 | 19232.5 | 16485 | 19232.5
DE | 5 | 14 | 2 | 19011.65 | 16295.7 | 19011.65
DE | 5 | 14 | 3 | 19011.65 | 16295.7 | 19011.65
DE | 5 | 14 | 4 | 19134.85 | 16401.3 | 19134.85
DE | 5 | 14 | 5 | 20148.1 | 17269.8 | 20148.1
DE | 5 | 14 | 6 | 22572.2 | 19347.6 | 22572.2
DE | 5 | 14 | 7 | 24490.2 | 20991.6 | 24490.2
DE | 5 | 14 | 8 | 26037.9 | 22318.2 | 26037.9
DE | 5 | 14 | 9 | 26640.25 | 22834.5 | 26640.25
DE | 5 | 14 | 10 | 26657.75 | 22849.5 | 26657.75
DE | 5 | 14 | 11 | 26531.4 | 22741.2 | 26531.4
DE | 5 | 14 | 12 | 26548.55 | 22755.9 | 26548.55
DE | 5 | 14 | 13 | 26528.6 | 22738.8 | 26528.6
DE | 5 | 14 | 14 | 26442.85 | 22665.3 | 26442.85
DE | 5 | 14 | 15 | 26320.7 | 22560.6 | 26320.7
DE | 5 | 14 | 16 | 26356.75 | 22591.5 | 26356.75
DE | 5 | 14 | 17 | 26299.7 | 22542.6 | 26299.7
DE | 5 | 14 | 18 | 26320 | 22560 | 26320
DE | 5 | 14 | 19 | 26199.6 | 22456.8 | 26199.6
DE | 5 | 14 | 20 | 25891.95 | 22193.1 | 25891.95
DE | 5 | 14 | 21 | 24360.7 | 20880.6 | 24360.7
DE | 5 | 14 | 22 | 23148.3 | 19841.4 | 23148.3
DE | 5 | 14 | 23 | 21650.3 | 18557.4 | 21650.3
DE | 5 | 14 | 24 | 20150.55 | 17271.9 | 20150.55
DE | 5 | 15 | 1 | 19196.8 | 16454.4 | 19196.8
DE | 5 | 15 | 2 | 18974.9 | 16264.2 | 18974.9
DE | 5 | 15 | 3 | 19010.25 | 16294.5 | 19010.25
DE | 5 | 15 | 4 | 19134.85 | 16401.3 | 19134.85
DE | 5 | 15 | 5 | 20162.8 | 17282.4 | 20162.8
DE | 5 | 15 | 6 | 22599.85 | 19371.3 | 22599.85
DE | 5 | 15 | 7 | 24480.05 | 20982.9 | 24480.05
DE | 5 | 15 | 8 | 25755.45 | 22076.1 | 25755.45
DE | 5 | 15 | 9 | 26329.45 | 22568.1 | 26329.45
DE | 5 | 15 | 10 | 26346.95 | 22583.1 | 26346.95
DE | 5 | 15 | 11 | 26460.35 | 22680.3 | 26460.35
DE | 5 | 15 | 12 | 26487.65 | 22703.7 | 26487.65
DE | 5 | 15 | 13 | 26487.65 | 22703.7 | 26487.65
DE | 5 | 15 | 14 | 26343.1 | 22579.8 | 26343.1
DE | 5 | 15 | 15 | 26196.1 | 22453.8 | 26196.1
DE | 5 | 15 | 16 | 26195.75 | 22453.5 | 26195.75
DE | 5 | 15 | 17 | 26138.7 | 22404.6 | 26138.7
DE | 5 | 15 | 18 | 26138.7 | 22404.6 | 26138.7
DE | 5 | 15 | 19 | 25947.25 | 22240.5 | 25947.25
DE | 5 | 15 | 20 | 25792.9 | 22108.2 | 25792.9
DE | 5 | 15 | 21 | 24846.5 | 21297 | 24846.5
DE | 5 | 15 | 22 | 23811.55 | 20409.9 | 23811.55
DE | 5 | 15 | 23 | 21650.3 | 18557.4 | 21650.3
DE | 5 | 15 | 24 | 20150.55 | 17271.9 | 20150.55
DE | 5 | 16 | 1 | 19217.8 | 16472.4 | 19217.8
DE | 5 | 16 | 2 | 19062.4 | 16339.2 | 19062.4
DE | 5 | 16 | 3 | 19062.4 | 16339.2 | 19062.4
DE | 5 | 16 | 4 | 19185.95 | 16445.1 | 19185.95
DE | 5 | 16 | 5 | 20153.7 | 17274.6 | 20153.7
DE | 5 | 16 | 6 | 22647.1 | 19411.8 | 22647.1
DE | 5 | 16 | 7 | 24480.05 | 20982.9 | 24480.05
DE | 5 | 16 | 8 | 25755.45 | 22076.1 | 25755.45
DE | 5 | 16 | 9 | 26335.4 | 22573.2 | 26335.4
DE | 5 | 16 | 10 | 26346.95 | 22583.1 | 26346.95
DE | 5 | 16 | 11 | 26460.35 | 22680.3 | 26460.35
DE | 5 | 16 | 12 | 26487.65 | 22703.7 | 26487.65
DE | 5 | 16 | 13 | 26487.65 | 22703.7 | 26487.65
DE | 5 | 16 | 14 | 26343.1 | 22579.8 | 26343.1
DE | 5 | 16 | 15 | 26181.4 | 22441.2 | 26181.4
DE | 5 | 16 | 16 | 26195.75 | 22453.5 | 26195.75
DE | 5 | 16 | 17 | 26138.7 | 22404.6 | 26138.7
DE | 5 | 16 | 18 | 26138.7 | 22404.6 | 26138.7
DE | 5 | 16 | 19 | 26080.25 | 22354.5 | 26080.25
DE | 5 | 16 | 20 | 25905.6 | 22204.8 | 25905.6
DE | 5 | 16 | 21 | 24846.5 | 21297 | 24846.5
DE | 5 | 16 | 22 | 23811.55 | 20409.9 | 23811.55
DE | 5 | 16 | 23 | 21619.15 | 18530.7 | 21619.15
DE | 5 | 16 | 24 | 20119.4 | 17245.2 | 20119.4
DE | 5 | 17 | 1 | 19187 | 16446 | 19187
DE | 5 | 17 | 2 | 19031.25 | 16312.5 | 19031.25
DE | 5 | 17 | 3 | 19031.25 | 16312.5 | 19031.25
DE | 5 | 17 | 4 | 19185.95 | 16445.1 | 19185.95
DE | 5 | 17 | 5 | 20200.95 | 17315.1 | 20200.95
DE | 5 | 17 | 6 | 22615.95 | 19385.1 | 22615.95
DE | 5 | 17 | 7 | 24448.9 | 20956.2 | 24448.9
DE | 5 | 17 | 8 | 25717.3 | 22043.4 | 25717.3
DE | 5 | 17 | 9 | 26329.45 | 22568.1 | 26329.45
DE | 5 | 17 | 10 | 26346.95 | 22583.1 | 26346.95
DE | 5 | 17 | 11 | 26440.05 | 22662.9 | 26440.05
DE | 5 | 17 | 12 | 26487.65 | 22703.7 | 26487.65
DE | 5 | 17 | 13 | 26487.65 | 22703.7 | 26487.65
DE | 5 | 17 | 14 | 26343.1 | 22579.8 | 26343.1
DE | 5 | 17 | 15 | 26181.4 | 22441.2 | 26181.4
DE | 5 | 17 | 16 | 26195.75 | 22453.5 | 26195.75
DE | 5 | 17 | 17 | 26138.7 | 22404.6 | 26138.7
DE | 5 | 17 | 18 | 26118.05 | 22386.9 | 26118.05
DE | 5 | 17 | 19 | 25947.25 | 22240.5 | 25947.25
DE | 5 | 17 | 20 | 25792.9 | 22108.2 | 25792.9
DE | 5 | 17 | 21 | 24846.5 | 21297 | 24846.5
DE | 5 | 17 | 22 | 23811.55 | 20409.9 | 23811.55
DE | 5 | 17 | 23 | 20906.55 | 17919.9 | 20906.55
DE | 5 | 17 | 24 | 19427.45 | 16652.1 | 19427.45
DE | 5 | 18 | 1 | 18352.6 | 15730.8 | 18352.6
DE | 5 | 18 | 2 | 17883.6 | 15328.8 | 17883.6
DE | 5 | 18 | 3 | 17883.6 | 15328.8 | 17883.6
DE | 5 | 18 | 4 | 17915.45 | 15356.1 | 17915.45
DE | 5 | 18 | 5 | 17984.4 | 15415.2 | 17984.4
DE | 5 | 18 | 6 | 18247.25 | 15640.5 | 18247.25
DE | 5 | 18 | 7 | 19078.5 | 16353 | 19078.5
DE | 5 | 18 | 8 | 20419.35 | 17502.3 | 20419.35
DE | 5 | 18 | 9 | 21901.95 | 18773.1 | 21901.95
DE | 5 | 18 | 10 | 22203.65 | 19031.7 | 22203.65
DE | 5 | 18 | 11 | 22152.2 | 18987.6 | 22152.2
DE | 5 | 18 | 12 | 22376.55 | 19179.9 | 22376.55
DE | 5 | 18 | 13 | 22504.3 | 19289.4 | 22504.3
DE | 5 | 18 | 14 | 22394.05 | 19194.9 | 22394.05
DE | 5 | 18 | 15 | 22309 | 19122 | 22309
DE | 5 | 18 | 16 | 22358.7 | 19164.6 | 22358.7
DE | 5 | 18 | 17 | 22430.1 | 19225.8 | 22430.1
DE | 5 | 18 | 18 | 22412.95 | 19211.1 | 22412.95
DE | 5 | 18 | 19 | 22273.65 | 19091.7 | 22273.65
DE | 5 | 18 | 20 | 22384.6 | 19186.8 | 22384.6
DE | 5 | 18 | 21 | 22115.45 | 18956.1 | 22115.45
DE | 5 | 18 | 22 | 21310.45 | 18266.1 | 21310.45
DE | 5 | 18 | 23 | 20880.3 | 17897.4 | 20880.3
DE | 5 | 18 | 24 | 19359.9 | 16594.2 | 19359.9
DE | 5 | 19 | 1 | 18327.4 | 15709.2 | 18327.4
DE | 5 | 19 | 2 | 17919.65 | 15359.7 | 17919.65
DE | 5 | 19 | 3 | 18040.05 | 15462.9 | 18040.05
DE | 5 | 19 | 4 | 18071.55 | 15489.9 | 18071.55
DE | 5 | 19 | 5 | 18121.95 | 15533.1 | 18121.95
DE | 5 | 19 | 6 | 18194.4 | 15595.2 | 18194.4
DE | 5 | 19 | 7 | 19264 | 16512 | 19264
DE | 5 | 19 | 8 | 20485.15 | 17558.7 | 20485.15
DE | 5 | 19 | 9 | 21869.75 | 18745.5 | 21869.75
DE | 5 | 19 | 10 | 22183.7 | 19014.6 | 22183.7
DE | 5 | 19 | 11 | 22169 | 19002 | 22169
DE | 5 | 19 | 12 | 22089.9 | 18934.2 | 22089.9
DE | 5 | 19 | 13 | 22082.9 | 18928.2 | 22082.9
DE | 5 | 19 | 14 | 21985.6 | 18844.8 | 21985.6
DE | 5 | 19 | 15 | 21902.3 | 18773.4 | 21902.3
DE | 5 | 19 | 16 | 21902.3 | 18773.4 | 21902.3
DE | 5 | 19 | 17 | 22022 | 18876 | 22022
DE | 5 | 19 | 18 | 22022 | 18876 | 22022
DE | 5 | 19 | 19 | 22021.3 | 18875.4 | 22021.3
DE | 5 | 19 | 20 | 22156.05 | 18990.9 | 22156.05
DE | 5 | 19 | 21 | 21959 | 18822 | 21959
DE | 5 | 19 | 22 | 21380.45 | 18326.1 | 21380.45
DE | 5 | 19 | 23 | 21650.3 | 18557.4 | 21650.3
DE | 5 | 19 | 24 | 20150.55 | 17271.9 | 20150.55
DE | 5 | 20 | 1 | 19217.8 | 16472.4 | 19217.8
DE | 5 | 20 | 2 | 19062.4 | 16339.2 | 19062.4
DE | 5 | 20 | 3 | 19062.4 | 16339.2 | 19062.4
DE | 5 | 20 | 4 | 19185.95 | 16445.1 | 19185.95
DE | 5 | 20 | 5 | 20153.7 | 17274.6 | 20153.7
DE | 5 | 20 | 6 | 22647.1 | 19411.8 | 22647.1
DE | 5 | 20 | 7 | 24544.8 | 21038.4 | 24544.8
DE | 5 | 20 | 8 | 25860.45 | 22166.1 | 25860.45
DE | 5 | 20 | 9 | 26523.7 | 22734.6 | 26523.7
DE | 5 | 20 | 10 | 26540.85 | 22749.3 | 26540.85
DE | 5 | 20 | 11 | 26501.3 | 22715.4 | 26501.3
DE | 5 | 20 | 12 | 26524.75 | 22735.5 | 26524.75
DE | 5 | 20 | 13 | 26461.4 | 22681.2 | 26461.4
DE | 5 | 20 | 14 | 26345.2 | 22581.6 | 26345.2
DE | 5 | 20 | 15 | 26160.4 | 22423.2 | 26160.4
DE | 5 | 20 | 16 | 26167.4 | 22429.2 | 26167.4
DE | 5 | 20 | 17 | 26191.9 | 22450.2 | 26191.9
DE | 5 | 20 | 18 | 26108.6 | 22378.8 | 26108.6
DE | 5 | 20 | 19 | 26104.4 | 22375.2 | 26104.4
DE | 5 | 20 | 20 | 25952.5 | 22245 | 25952.5
DE | 5 | 20 | 21 | 24711.4 | 21181.2 | 24711.4
DE | 5 | 20 | 22 | 23261.7 | 19938.6 | 23261.7
DE | 5 | 20 | 23 | 21650.3 | 18557.4 | 21650.3
DE | 5 | 20 | 24 | 20150.55 | 17271.9 | 20150.55
DE | 5 | 21 | 1 | 19217.8 | 16472.4 | 19217.8
DE | 5 | 21 | 2 | 19062.4 | 16339.2 | 19062.4
DE | 5 | 21 | 3 | 19062.4 | 16339.2 | 19062.4
DE | 5 | 21 | 4 | 19185.95 | 16445.1 | 19185.95
DE | 5 | 21 | 5 | 20076 | 17208 | 20076
DE | 5 | 21 | 6 | 22565.9 | 19342.2 | 22565.9
DE | 5 | 21 | 7 | 24497.55 | 20997.9 | 24497.55
DE | 5 | 21 | 8 | 25897.2 | 22197.6 | 25897.2
DE | 5 | 21 | 9 | 26503.75 | 22717.5 | 26503.75
DE | 5 | 21 | 10 | 26453.7 | 22674.6 | 26453.7
DE | 5 | 21 | 11 | 26381.6 | 22612.8 | 26381.6
DE | 5 | 21 | 12 | 26356.05 | 22590.9 | 26356.05
DE | 5 | 21 | 13 | 26356.05 | 22590.9 | 26356.05
DE | 5 | 21 | 14 | 26269.25 | 22516.5 | 26269.25
DE | 5 | 21 | 15 | 26107.55 | 22377.9 | 26107.55
DE | 5 | 21 | 16 | 26121.9 | 22390.2 | 26121.9
DE | 5 | 21 | 17 | 26191.9 | 22450.2 | 26191.9
DE | 5 | 21 | 18 | 26187 | 22446 | 26187
DE | 5 | 21 | 19 | 26134.5 | 22401 | 26134.5
DE | 5 | 21 | 20 | 25915.4 | 22213.2 | 25915.4
DE | 5 | 21 | 21 | 24392.2 | 20907.6 | 24392.2
DE | 5 | 21 | 22 | 23233.7 | 19914.6 | 23233.7
DE | 5 | 21 | 23 | 21650.3 | 18557.4 | 21650.3
DE | 5 | 21 | 24 | 20150.55 | 17271.9 | 20150.55
DE | 5 | 22 | 1 | 19217.8 | 16472.4 | 19217.8
DE | 5 | 22 | 2 | 19010.25 | 16294.5 | 19010.25
DE | 5 | 22 | 3 | 19011.65 | 16295.7 | 19011.65
DE | 5 | 22 | 4 | 19134.85 | 16401.3 | 19134.85
DE | 5 | 22 | 5 | 20148.1 | 17269.8 | 20148.1
DE | 5 | 22 | 6 | 22572.2 | 19347.6 | 22572.2
DE | 5 | 22 | 7 | 24525.55 | 21021.9 | 24525.55
DE | 5 | 22 | 8 | 26092.15 | 22364.7 | 26092.15
DE | 5 | 22 | 9 | 26846.05 | 23010.9 | 26846.05
DE | 5 | 22 | 10 | 26863.2 | 23025.6 | 26863.2
DE | 5 | 22 | 11 | 26867.4 | 23029.2 | 26867.4
DE | 5 | 22 | 12 | 26870.9 | 23032.2 | 26870.9
DE | 5 | 22 | 13 | 26870.9 | 23032.2 | 26870.9
DE | 5 | 22 | 14 | 26785.15 | 22958.7 | 26785.15
DE | 5 | 22 | 15 | 26743.15 | 22922.7 | 26743.15
DE | 5 | 22 | 16 | 26779.55 | 22953.9 | 26779.55
DE | 5 | 22 | 17 | 26799.5 | 22971 | 26799.5
DE | 5 | 22 | 18 | 26799.5 | 22971 | 26799.5
DE | 5 | 22 | 19 | 26609.45 | 22808.1 | 26609.45
DE | 5 | 22 | 20 | 26029.15 | 22310.7 | 26029.15
DE | 5 | 22 | 21 | 24409.7 | 20922.6 | 24409.7
DE | 5 | 22 | 22 | 23450 | 20100 | 23450
DE | 5 | 22 | 23 | 21810.6 | 18694.8 | 21810.6
DE | 5 | 22 | 24 | 20332.9 | 17428.2 | 20332.9
DE | 5 | 23 | 1 | 19696.25 | 16882.5 | 19696.25
DE | 5 | 23 | 2 | 19519.85 | 16731.3 | 19519.85
DE | 5 | 23 | 3 | 19484.5 | 16701 | 19484.5
DE | 5 | 23 | 4 | 19762.05 | 16938.9 | 19762.05
DE | 5 | 23 | 5 | 21362.95 | 18311.1 | 21362.95
DE | 5 | 23 | 6 | 23024.75 | 19735.5 | 23024.75
DE | 5 | 23 | 7 | 25212.95 | 21611.1 | 25212.95
DE | 5 | 23 | 8 | 26719 | 22902 | 26719
DE | 5 | 23 | 9 | 27260.8 | 23366.4 | 27260.8
DE | 5 | 23 | 10 | 27030.85 | 23169.3 | 27030.85
DE | 5 | 23 | 11 | 26910.8 | 23066.4 | 26910.8
DE | 5 | 23 | 12 | 26894.7 | 23052.6 | 26894.7
DE | 5 | 23 | 13 | 26870.9 | 23032.2 | 26870.9
DE | 5 | 23 | 14 | 26787.25 | 22960.5 | 26787.25
DE | 5 | 23 | 15 | 26733.7 | 22914.6 | 26733.7
DE | 5 | 23 | 16 | 26688.55 | 22875.9 | 26688.55
DE | 5 | 23 | 17 | 26687.15 | 22874.7 | 26687.15
DE | 5 | 23 | 18 | 26722.5 | 22905 | 26722.5
DE | 5 | 23 | 19 | 26613.3 | 22811.4 | 26613.3
DE | 5 | 23 | 20 | 26079.55 | 22353.9 | 26079.55
DE | 5 | 23 | 21 | 24459.75 | 20965.5 | 24459.75
DE | 5 | 23 | 22 | 23556.4 | 20191.2 | 23556.4
DE | 5 | 23 | 23 | 21810.6 | 18694.8 | 21810.6
DE | 5 | 23 | 24 | 20332.9 | 17428.2 | 20332.9
DE | 5 | 24 | 1 | 19696.25 | 16882.5 | 19696.25
DE | 5 | 24 | 2 | 19519.85 | 16731.3 | 19519.85
DE | 5 | 24 | 3 | 19519.85 | 16731.3 | 19519.85
DE | 5 | 24 | 4 | 19720.05 | 16902.9 | 19720.05
DE | 5 | 24 | 5 | 21241.15 | 18206.7 | 21241.15
DE | 5 | 24 | 6 | 23001.65 | 19715.7 | 23001.65
DE | 5 | 24 | 7 | 25111.1 | 21523.8 | 25111.1
DE | 5 | 24 | 8 | 26400.15 | 22628.7 | 26400.15
DE | 5 | 24 | 9 | 26913.25 | 23068.5 | 26913.25
DE | 5 | 24 | 10 | 26863.2 | 23025.6 | 26863.2
DE | 5 | 24 | 11 | 26834.15 | 23000.7 | 26834.15
DE | 5 | 24 | 12 | 26746.65 | 22925.7 | 26746.65
DE | 5 | 24 | 13 | 26665.45 | 22856.1 | 26665.45
DE | 5 | 24 | 14 | 26579.35 | 22782.3 | 26579.35
DE | 5 | 24 | 15 | 26500.95 | 22715.1 | 26500.95
DE | 5 | 24 | 16 | 26537.35 | 22746.3 | 26537.35
DE | 5 | 24 | 17 | 26480.3 | 22697.4 | 26480.3
DE | 5 | 24 | 18 | 26469.8 | 22688.4 | 26469.8
DE | 5 | 24 | 19 | 26433.05 | 22656.9 | 26433.05
DE | 5 | 24 | 20 | 26044.55 | 22323.9 | 26044.55
DE | 5 | 24 | 21 | 24242.75 | 20779.5 | 24242.75
DE | 5 | 24 | 22 | 23252.25 | 19930.5 | 23252.25
DE | 5 | 24 | 23 | 21044.1 | 18037.8 | 21044.1
DE | 5 | 24 | 24 | 19589.5 | 16791 | 19589.5
DE | 5 | 25 | 1 | 18820.2 | 16131.6 | 18820.2
DE | 5 | 25 | 2 | 18393.9 | 15766.2 | 18393.9
DE | 5 | 25 | 3 | 18393.9 | 15766.2 | 18393.9
DE | 5 | 25 | 4 | 18425.4 | 15793.2 | 18425.4
DE | 5 | 25 | 5 | 18639.25 | 15976.5 | 18639.25
DE | 5 | 25 | 6 | 18723.95 | 16049.1 | 18723.95
DE | 5 | 25 | 7 | 19469.45 | 16688.1 | 19469.45
DE | 5 | 25 | 8 | 20667.15 | 17714.7 | 20667.15
DE | 5 | 25 | 9 | 22044.75 | 18895.5 | 22044.75
DE | 5 | 25 | 10 | 22559.25 | 19336.5 | 22559.25
DE | 5 | 25 | 11 | 22560.65 | 19337.7 | 22560.65
DE | 5 | 25 | 12 | 22587.95 | 19361.1 | 22587.95
DE | 5 | 25 | 13 | 22617.7 | 19386.6 | 22617.7
DE | 5 | 25 | 14 | 22558.2 | 19335.6 | 22558.2
DE | 5 | 25 | 15 | 22558.2 | 19335.6 | 22558.2
DE | 5 | 25 | 16 | 22577.8 | 19352.4 | 22577.8
DE | 5 | 25 | 17 | 22710.1 | 19465.8 | 22710.1
DE | 5 | 25 | 18 | 22709.05 | 19464.9 | 22709.05
DE | 5 | 25 | 19 | 22552.95 | 19331.1 | 22552.95
DE | 5 | 25 | 20 | 22477.35 | 19266.3 | 22477.35
DE | 5 | 25 | 21 | 22093.75 | 18937.5 | 22093.75
DE | 5 | 25 | 22 | 21329.35 | 18282.3 | 21329.35
DE | 5 | 25 | 23 | 20843.55 | 17865.9 | 20843.55
DE | 5 | 25 | 24 | 19538.75 | 16747.5 | 19538.75
DE | 5 | 26 | 1 | 18327.4 | 15709.2 | 18327.4
DE | 5 | 26 | 2 | 17819.9 | 15274.2 | 17819.9
DE | 5 | 26 | 3 | 17819.9 | 15274.2 | 17819.9
DE | 5 | 26 | 4 | 17851.4 | 15301.2 | 17851.4
DE | 5 | 26 | 5 | 17901.8 | 15344.4 | 17901.8
DE | 5 | 26 | 6 | 18247.95 | 15641.1 | 18247.95
DE | 5 | 26 | 7 | 19216.05 | 16470.9 | 19216.05
DE | 5 | 26 | 8 | 20608.35 | 17664.3 | 20608.35
DE | 5 | 26 | 9 | 22044.75 | 18895.5 | 22044.75
DE | 5 | 26 | 10 | 22497.65 | 19283.7 | 22497.65
DE | 5 | 26 | 11 | 22334.2 | 19143.6 | 22334.2
DE | 5 | 26 | 12 | 22348.55 | 19155.9 | 22348.55
DE | 5 | 26 | 13 | 22347.5 | 19155 | 22347.5
DE | 5 | 26 | 14 | 22309 | 19122 | 22309
DE | 5 | 26 | 15 | 22337 | 19146 | 22337
DE | 5 | 26 | 16 | 22358.7 | 19164.6 | 22358.7
DE | 5 | 26 | 17 | 22491.35 | 19278.3 | 22491.35
DE | 5 | 26 | 18 | 22463.35 | 19254.3 | 22463.35
DE | 5 | 26 | 19 | 22463.7 | 19254.6 | 22463.7
DE | 5 | 26 | 20 | 22478.4 | 19267.2 | 22478.4
DE | 5 | 26 | 21 | 22094.8 | 18938.4 | 22094.8
DE | 5 | 26 | 22 | 21309.4 | 18265.2 | 21309.4
DE | 5 | 26 | 23 | 21664.65 | 18569.7 | 21664.65
DE | 5 | 26 | 24 | 20142.85 | 17265.3 | 20142.85
DE | 5 | 27 | 1 | 19233.55 | 16485.9 | 19233.55
DE | 5 | 27 | 2 | 19011.65 | 16295.7 | 19011.65
DE | 5 | 27 | 3 | 19011.65 | 16295.7 | 19011.65
DE | 5 | 27 | 4 | 19134.85 | 16401.3 | 19134.85
DE | 5 | 27 | 5 | 20160.35 | 17280.3 | 20160.35
DE | 5 | 27 | 6 | 22573.95 | 19349.1 | 22573.95
DE | 5 | 27 | 7 | 24489.15 | 20990.7 | 24489.15
DE | 5 | 27 | 8 | 26046.65 | 22325.7 | 26046.65
DE | 5 | 27 | 9 | 26640.25 | 22834.5 | 26640.25
DE | 5 | 27 | 10 | 26540.85 | 22749.3 | 26540.85
DE | 5 | 27 | 11 | 26501.3 | 22715.4 | 26501.3
DE | 5 | 27 | 12 | 26432 | 22656 | 26432
DE | 5 | 27 | 13 | 26360.6 | 22594.8 | 26360.6
DE | 5 | 27 | 14 | 26239.5 | 22491 | 26239.5
DE | 5 | 27 | 15 | 26048.4 | 22327.2 | 26048.4
DE | 5 | 27 | 16 | 26062.4 | 22339.2 | 26062.4
DE | 5 | 27 | 17 | 26005.7 | 22290.6 | 26005.7
DE | 5 | 27 | 18 | 26005.7 | 22290.6 | 26005.7
DE | 5 | 27 | 19 | 25976.65 | 22265.7 | 25976.65
DE | 5 | 27 | 20 | 25792.9 | 22108.2 | 25792.9
DE | 5 | 27 | 21 | 24777.2 | 21237.6 | 24777.2
DE | 5 | 27 | 22 | 23261.7 | 19938.6 | 23261.7
DE | 5 | 27 | 23 | 21650.3 | 18557.4 | 21650.3
DE | 5 | 27 | 24 | 20164.9 | 17284.2 | 20164.9
DE | 5 | 28 | 1 | 19233.55 | 16485.9 | 19233.55
DE | 5 | 28 | 2 | 19023.9 | 16306.2 | 19023.9
DE | 5 | 28 | 3 | 19023.9 | 16306.2 | 19023.9
DE | 5 | 28 | 4 | 19147.45 | 16412.1 | 19147.45
DE | 5 | 28 | 5 | 20160.35 | 17280.3 | 20160.35
DE | 5 | 28 | 6 | 22572.2 | 19347.6 | 22572.2
DE | 5 | 28 | 7 | 24497.55 | 20997.9 | 24497.55
DE | 5 | 28 | 8 | 25954.6 | 22246.8 | 25954.6
DE | 5 | 28 | 9 | 26390.35 | 22620.3 | 26390.35
DE | 5 | 28 | 10 | 26352.9 | 22588.2 | 26352.9
DE | 5 | 28 | 11 | 26327.35 | 22566.3 | 26327.35
DE | 5 | 28 | 12 | 26354.65 | 22589.7 | 26354.65
DE | 5 | 28 | 13 | 26354.65 | 22589.7 | 26354.65
DE | 5 | 28 | 14 | 26210.1 | 22465.8 | 26210.1
DE | 5 | 28 | 15 | 26048.4 | 22327.2 | 26048.4
DE | 5 | 28 | 16 | 26062.4 | 22339.2 | 26062.4
DE | 5 | 28 | 17 | 26005.7 | 22290.6 | 26005.7
DE | 5 | 28 | 18 | 26005.7 | 22290.6 | 26005.7
DE | 5 | 28 | 19 | 25976.65 | 22265.7 | 25976.65
DE | 5 | 28 | 20 | 25847.15 | 22154.7 | 25847.15
DE | 5 | 28 | 21 | 24851.75 | 21301.5 | 24851.75
DE | 5 | 28 | 22 | 23842.7 | 20436.6 | 23842.7
DE | 5 | 28 | 23 | 21650.3 | 18557.4 | 21650.3
DE | 5 | 28 | 24 | 20150.55 | 17271.9 | 20150.55
DE | 5 | 29 | 1 | 19217.8 | 16472.4 | 19217.8
DE | 5 | 29 | 2 | 19062.4 | 16339.2 | 19062.4
DE | 5 | 29 | 3 | 19062.4 | 16339.2 | 19062.4
DE | 5 | 29 | 4 | 19185.95 | 16445.1 | 19185.95
DE | 5 | 29 | 5 | 20162.8 | 17282.4 | 20162.8
DE | 5 | 29 | 6 | 22575 | 19350 | 22575
DE | 5 | 29 | 7 | 24497.55 | 20997.9 | 24497.55
DE | 5 | 29 | 8 | 26013.75 | 22297.5 | 26013.75
DE | 5 | 29 | 9 | 26640.25 | 22834.5 | 26640.25
DE | 5 | 29 | 10 | 26622.75 | 22819.5 | 26622.75
DE | 5 | 29 | 11 | 26603.15 | 22802.7 | 26603.15
DE | 5 | 29 | 12 | 26548.55 | 22755.9 | 26548.55
DE | 5 | 29 | 13 | 26528.6 | 22738.8 | 26528.6
DE | 5 | 29 | 14 | 26290.95 | 22535.1 | 26290.95
DE | 5 | 29 | 15 | 26131 | 22398 | 26131
DE | 5 | 29 | 16 | 26121.9 | 22390.2 | 26121.9
DE | 5 | 29 | 17 | 26064.85 | 22341.3 | 26064.85
DE | 5 | 29 | 18 | 26064.85 | 22341.3 | 26064.85
DE | 5 | 29 | 19 | 26073.6 | 22348.8 | 26073.6
DE | 5 | 29 | 20 | 25952.5 | 22245 | 25952.5
DE | 5 | 29 | 21 | 24392.2 | 20907.6 | 24392.2
DE | 5 | 29 | 22 | 23261.7 | 19938.6 | 23261.7
DE | 5 | 29 | 23 | 21650.3 | 18557.4 | 21650.3
DE | 5 | 29 | 24 | 20150.55 | 17271.9 | 20150.55
DE | 5 | 30 | 1 | 19217.8 | 16472.4 | 19217.8
DE | 5 | 30 | 2 | 19062.4 | 16339.2 | 19062.4
DE | 5 | 30 | 3 | 19062.4 | 16339.2 | 19062.4
DE | 5 | 30 | 4 | 19185.95 | 16445.1 | 19185.95
DE | 5 | 30 | 5 | 20162.8 | 17282.4 | 20162.8
DE | 5 | 30 | 6 | 22599.85 | 19371.3 | 22599.85
DE | 5 | 30 | 7 | 24497.55 | 20997.9 | 24497.55
DE | 5 | 30 | 8 | 25932.2 | 22227.6 | 25932.2
DE | 5 | 30 | 9 | 26568.5 | 22773 | 26568.5
DE | 5 | 30 | 10 | 26520.9 | 22732.2 | 26520.9
DE | 5 | 30 | 11 | 26328.75 | 22567.5 | 26328.75
DE | 5 | 30 | 12 | 26360.6 | 22594.8 | 26360.6
DE | 5 | 30 | 13 | 26354.65 | 22589.7 | 26354.65
DE | 5 | 30 | 14 | 26210.1 | 22465.8 | 26210.1
DE | 5 | 30 | 15 | 26048.4 | 22327.2 | 26048.4
DE | 5 | 30 | 16 | 26062.4 | 22339.2 | 26062.4
DE | 5 | 30 | 17 | 26005.7 | 22290.6 | 26005.7
DE | 5 | 30 | 18 | 26005.7 | 22290.6 | 26005.7
DE | 5 | 30 | 19 | 25947.25 | 22240.5 | 25947.25
DE | 5 | 30 | 20 | 25822.3 | 22133.4 | 25822.3
DE | 5 | 30 | 21 | 24813.95 | 21269.1 | 24813.95
DE | 5 | 30 | 22 | 23811.55 | 20409.9 | 23811.55
DE | 5 | 30 | 23 | 21650.3 | 18557.4 | 21650.3
DE | 5 | 30 | 24 | 20150.55 | 17271.9 | 20150.55
DE | 5 | 31 | 1 | 19217.8 | 16472.4 | 19217.8
DE | 5 | 31 | 2 | 19062.4 | 16339.2 | 19062.4
DE | 5 | 31 | 3 | 19062.4 | 16339.2 | 19062.4
DE | 5 | 31 | 4 | 19185.95 | 16445.1 | 19185.95
DE | 5 | 31 | 5 | 20200.95 | 17315.1 | 20200.95
DE | 5 | 31 | 6 | 22647.1 | 19411.8 | 22647.1
DE | 5 | 31 | 7 | 24448.9 | 20956.2 | 24448.9
DE | 5 | 31 | 8 | 25717.3 | 22043.4 | 25717.3
DE | 5 | 31 | 9 | 26335.4 | 22573.2 | 26335.4
DE | 5 | 31 | 10 | 26346.95 | 22583.1 | 26346.95
DE | 5 | 31 | 11 | 26327.35 | 22566.3 | 26327.35
DE | 5 | 31 | 12 | 26487.65 | 22703.7 | 26487.65
DE | 5 | 31 | 13 | 26487.65 | 22703.7 | 26487.65
DE | 5 | 31 | 14 | 26343.1 | 22579.8 | 26343.1
DE | 5 | 31 | 15 | 26181.4 | 22441.2 | 26181.4
DE | 5 | 31 | 16 | 26195.75 | 22453.5 | 26195.75
DE | 5 | 31 | 17 | 26138.7 | 22404.6 | 26138.7
DE | 5 | 31 | 18 | 26118.05 | 22386.9 | 26118.05
DE | 5 | 31 | 19 | 25947.25 | 22240.5 | 25947.25
DE | 5 | 31 | 20 | 25792.9 | 22108.2 | 25792.9
DE | 5 | 31 | 21 | 24846.5 | 21297 | 24846.5
DE | 5 | 31 | 22 | 23811.55 | 20409.9 | 23811.55
DE | 5 | 31 | 23 | 20756.4 | 17791.2 | 20756.4
DE | 5 | 31 | 24 | 19275.9 | 16522.2 | 19275.9
DE | 6 | 1 | 1 | 18224.5 | 15621 | 18224.5
DE | 6 | 1 | 2 | 17755.85 | 15219.3 | 17755.85
DE | 6 | 1 | 3 | 17755.85 | 15219.3 | 17755.85
DE | 6 | 1 | 4 | 17787.35 | 15246.3 | 17787.35
DE | 6 | 1 | 5 | 17818.5 | 15273 | 17818.5
DE | 6 | 1 | 6 | 18079.6 | 15496.8 | 18079.6
DE | 6 | 1 | 7 | 18911.2 | 16209.6 | 18911.2
DE | 6 | 1 | 8 | 20189.75 | 17305.5 | 20189.75
DE | 6 | 1 | 9 | 21648.55 | 18555.9 | 21648.55
DE | 6 | 1 | 10 | 21949.2 | 18813.6 | 21949.2
DE | 6 | 1 | 11 | 21939.75 | 18805.5 | 21939.75
DE | 6 | 1 | 12 | 21936.6 | 18802.8 | 21936.6
DE | 6 | 1 | 13 | 21882 | 18756 | 21882
DE | 6 | 1 | 14 | 21778.4 | 18667.2 | 21778.4
DE | 6 | 1 | 15 | 21728 | 18624 | 21728
DE | 6 | 1 | 16 | 21729.75 | 18625.5 | 21729.75
DE | 6 | 1 | 17 | 21945.35 | 18810.3 | 21945.35
DE | 6 | 1 | 18 | 21975.45 | 18836.1 | 21975.45
DE | 6 | 1 | 19 | 21862.05 | 18738.9 | 21862.05
DE | 6 | 1 | 20 | 21854 | 18732 | 21854
DE | 6 | 1 | 21 | 21740.95 | 18635.1 | 21740.95
DE | 6 | 1 | 22 | 21059.5 | 18051 | 21059.5
DE | 6 | 1 | 23 | 20756.4 | 17791.2 | 20756.4
DE | 6 | 1 | 24 | 19275.9 | 16522.2 | 19275.9
DE | 6 | 2 | 1 | 18224.5 | 15621 | 18224.5
DE | 6 | 2 | 2 | 17755.85 | 15219.3 | 17755.85
DE | 6 | 2 | 3 | 17799.6 | 15256.8 | 17799.6
DE | 6 | 2 | 4 | 17831.1 | 15283.8 | 17831.1
DE | 6 | 2 | 5 | 17775.8 | 15236.4 | 17775.8
DE | 6 | 2 | 6 | 18041.8 | 15464.4 | 18041.8
DE | 6 | 2 | 7 | 19096.35 | 16368.3 | 19096.35
DE | 6 | 2 | 8 | 20449.1 | 17527.8 | 20449.1
DE | 6 | 2 | 9 | 21757.4 | 18649.2 | 21757.4
DE | 6 | 2 | 10 | 22168.65 | 19001.7 | 22168.65
DE | 6 | 2 | 11 | 21954.8 | 18818.4 | 21954.8
DE | 6 | 2 | 12 | 21961.8 | 18824.4 | 21961.8
DE | 6 | 2 | 13 | 21956.9 | 18820.2 | 21956.9
DE | 6 | 2 | 14 | 21962.5 | 18825 | 21962.5
DE | 6 | 2 | 15 | 21854 | 18732 | 21854
DE | 6 | 2 | 16 | 21876.05 | 18750.9 | 21876.05
DE | 6 | 2 | 17 | 22033.55 | 18885.9 | 22033.55
DE | 6 | 2 | 18 | 21950.95 | 18815.1 | 21950.95
DE | 6 | 2 | 19 | 21892.15 | 18764.7 | 21892.15
DE | 6 | 2 | 20 | 21874.3 | 18749.4 | 21874.3
DE | 6 | 2 | 21 | 21762.65 | 18653.7 | 21762.65
DE | 6 | 2 | 22 | 21059.5 | 18051 | 21059.5
DE | 6 | 2 | 23 | 21452.55 | 18387.9 | 21452.55
DE | 6 | 2 | 24 | 19961.2 | 17109.6 | 19961.2
DE | 6 | 3 | 1 | 19053.65 | 16331.7 | 19053.65
DE | 6 | 3 | 2 | 18844 | 16152 | 18844
DE | 6 | 3 | 3 | 18844 | 16152 | 18844
DE | 6 | 3 | 4 | 18993.1 | 16279.8 | 18993.1
DE | 6 | 3 | 5 | 19910.45 | 17066.1 | 19910.45
DE | 6 | 3 | 6 | 22242.15 | 19064.7 | 22242.15
DE | 6 | 3 | 7 | 24172.05 | 20718.9 | 24172.05
DE | 6 | 3 | 8 | 25851.35 | 22158.3 | 25851.35
DE | 6 | 3 | 9 | 26343.1 | 22579.8 | 26343.1
DE | 6 | 3 | 10 | 26326.3 | 22565.4 | 26326.3
DE | 6 | 3 | 11 | 26204.85 | 22461.3 | 26204.85
DE | 6 | 3 | 12 | 26112.45 | 22382.1 | 26112.45
DE | 6 | 3 | 13 | 26064.15 | 22340.7 | 26064.15
DE | 6 | 3 | 14 | 25936.05 | 22230.9 | 25936.05
DE | 6 | 3 | 15 | 25806.9 | 22120.2 | 25806.9
DE | 6 | 3 | 16 | 25767.35 | 22086.3 | 25767.35
DE | 6 | 3 | 17 | 25710.65 | 22037.7 | 25710.65
DE | 6 | 3 | 18 | 25677.75 | 22009.5 | 25677.75
DE | 6 | 3 | 19 | 25640.65 | 21977.7 | 25640.65
DE | 6 | 3 | 20 | 25371.15 | 21746.7 | 25371.15
DE | 6 | 3 | 21 | 24314.85 | 20841.3 | 24314.85
DE | 6 | 3 | 22 | 22846.95 | 19583.1 | 22846.95
DE | 6 | 3 | 23 | 21452.55 | 18387.9 | 21452.55
DE | 6 | 3 | 24 | 19951.4 | 17101.2 | 19951.4
DE | 6 | 4 | 1 | 19052.6 | 16330.8 | 19052.6
DE | 6 | 4 | 2 | 18831.75 | 16141.5 | 18831.75
DE | 6 | 4 | 3 | 18831.75 | 16141.5 | 18831.75
DE | 6 | 4 | 4 | 18955.3 | 16247.4 | 18955.3
DE | 6 | 4 | 5 | 19877.2 | 17037.6 | 19877.2
DE | 6 | 4 | 6 | 22149.05 | 18984.9 | 22149.05
DE | 6 | 4 | 7 | 24128.65 | 20681.7 | 24128.65
DE | 6 | 4 | 8 | 25617.55 | 21957.9 | 25617.55
DE | 6 | 4 | 9 | 26189.1 | 22447.8 | 26189.1
DE | 6 | 4 | 10 | 26075.35 | 22350.3 | 26075.35
DE | 6 | 4 | 11 | 26036.85 | 22317.3 | 26036.85
DE | 6 | 4 | 12 | 26113.15 | 22382.7 | 26113.15
DE | 6 | 4 | 13 | 26113.15 | 22382.7 | 26113.15
DE | 6 | 4 | 14 | 25968.6 | 22258.8 | 25968.6
DE | 6 | 4 | 15 | 25806.9 | 22120.2 | 25806.9
DE | 6 | 4 | 16 | 25813.2 | 22125.6 | 25813.2
DE | 6 | 4 | 17 | 25756.15 | 22076.7 | 25756.15
DE | 6 | 4 | 18 | 25710.65 | 22037.7 | 25710.65
DE | 6 | 4 | 19 | 25666.2 | 21999.6 | 25666.2
DE | 6 | 4 | 20 | 25420.5 | 21789 | 25420.5
DE | 6 | 4 | 21 | 24337.95 | 20861.1 | 24337.95
DE | 6 | 4 | 22 | 23154.25 | 19846.5 | 23154.25
DE | 6 | 4 | 23 | 21452.55 | 18387.9 | 21452.55
DE | 6 | 4 | 24 | 19939.15 | 17090.7 | 19939.15
DE | 6 | 5 | 1 | 19053.65 | 16331.7 | 19053.65
DE | 6 | 5 | 2 | 18844 | 16152 | 18844
DE | 6 | 5 | 3 | 18844 | 16152 | 18844
DE | 6 | 5 | 4 | 18996.95 | 16283.1 | 18996.95
DE | 6 | 5 | 5 | 19889.8 | 17048.4 | 19889.8
DE | 6 | 5 | 6 | 22235.5 | 19059 | 22235.5
DE | 6 | 5 | 7 | 24093.3 | 20651.4 | 24093.3
DE | 6 | 5 | 8 | 25402.65 | 21773.7 | 25402.65
DE | 6 | 5 | 9 | 26070.1 | 22345.8 | 26070.1
DE | 6 | 5 | 10 | 26105.45 | 22376.1 | 26105.45
DE | 6 | 5 | 11 | 26131.7 | 22398.6 | 26131.7
DE | 6 | 5 | 12 | 26248.25 | 22498.5 | 26248.25
DE | 6 | 5 | 13 | 26287.1 | 22531.8 | 26287.1
DE | 6 | 5 | 14 | 26193.3 | 22451.4 | 26193.3
DE | 6 | 5 | 15 | 26031.6 | 22312.8 | 26031.6
DE | 6 | 5 | 16 | 25992.05 | 22278.9 | 25992.05
DE | 6 | 5 | 17 | 25935.35 | 22230.3 | 25935.35
DE | 6 | 5 | 18 | 25935.35 | 22230.3 | 25935.35
DE | 6 | 5 | 19 | 25801.65 | 22115.7 | 25801.65
DE | 6 | 5 | 20 | 25480.7 | 21840.6 | 25480.7
DE | 6 | 5 | 21 | 24474.1 | 20977.8 | 24474.1
DE | 6 | 5 | 22 | 23389.8 | 20048.4 | 23389.8
DE | 6 | 5 | 23 | 21421.4 | 18361.2 | 21421.4
DE | 6 | 5 | 24 | 19951.4 | 17101.2 | 19951.4
DE | 6 | 6 | 1 | 19042.8 | 16322.4 | 19042.8
DE | 6 | 6 | 2 | 18887.05 | 16188.9 | 18887.05
DE | 6 | 6 | 3 | 18887.05 | 16188.9 | 18887.05
DE | 6 | 6 | 4 | 19010.6 | 16294.8 | 19010.6
DE | 6 | 6 | 5 | 19896.8 | 17054.4 | 19896.8
DE | 6 | 6 | 6 | 22269.8 | 19088.4 | 22269.8
DE | 6 | 6 | 7 | 24062.15 | 20624.7 | 24062.15
DE | 6 | 6 | 8 | 25425.05 | 21792.9 | 25425.05
DE | 6 | 6 | 9 | 26070.1 | 22345.8 | 26070.1
DE | 6 | 6 | 10 | 26240.55 | 22491.9 | 26240.55
DE | 6 | 6 | 11 | 26310.55 | 22551.9 | 26310.55
DE | 6 | 6 | 12 | 26337.85 | 22575.3 | 26337.85
DE | 6 | 6 | 13 | 26419.4 | 22645.2 | 26419.4
DE | 6 | 6 | 14 | 26349.4 | 22585.2 | 26349.4
DE | 6 | 6 | 15 | 26193.65 | 22451.7 | 26193.65
DE | 6 | 6 | 16 | 26154.45 | 22418.1 | 26154.45
DE | 6 | 6 | 17 | 26015.5 | 22299 | 26015.5
DE | 6 | 6 | 18 | 26007.1 | 22291.8 | 26007.1
DE | 6 | 6 | 19 | 25891.25 | 22192.5 | 25891.25
DE | 6 | 6 | 20 | 25615.8 | 21956.4 | 25615.8
DE | 6 | 6 | 21 | 24533.95 | 21029.1 | 24533.95
DE | 6 | 6 | 22 | 23439.15 | 20090.7 | 23439.15
DE | 6 | 6 | 23 | 21421.4 | 18361.2 | 21421.4
DE | 6 | 6 | 24 | 19951.4 | 17101.2 | 19951.4
DE | 6 | 7 | 1 | 19042.8 | 16322.4 | 19042.8
DE | 6 | 7 | 2 | 18887.05 | 16188.9 | 18887.05
DE | 6 | 7 | 3 | 18887.05 | 16188.9 | 18887.05
DE | 6 | 7 | 4 | 18953.9 | 16246.2 | 18953.9
DE | 6 | 7 | 5 | 19896.8 | 17054.4 | 19896.8
DE | 6 | 7 | 6 | 22269.8 | 19088.4 | 22269.8
DE | 6 | 7 | 7 | 24062.15 | 20624.7 | 24062.15
DE | 6 | 7 | 8 | 25641.7 | 21978.6 | 25641.7
DE | 6 | 7 | 9 | 26142.9 | 22408.2 | 26142.9
DE | 6 | 7 | 10 | 26330.15 | 22568.7 | 26330.15
DE | 6 | 7 | 11 | 26310.55 | 22551.9 | 26310.55
DE | 6 | 7 | 12 | 26430.6 | 22654.8 | 26430.6
DE | 6 | 7 | 13 | 26476.8 | 22694.4 | 26476.8
DE | 6 | 7 | 14 | 26390 | 22620 | 26390
DE | 6 | 7 | 15 | 26244.75 | 22495.5 | 26244.75
DE | 6 | 7 | 16 | 26205.2 | 22461.6 | 26205.2
DE | 6 | 7 | 17 | 26121.55 | 22389.9 | 26121.55
DE | 6 | 7 | 18 | 26097.4 | 22369.2 | 26097.4
DE | 6 | 7 | 19 | 25963 | 22254 | 25963
DE | 6 | 7 | 20 | 25654.65 | 21989.7 | 25654.65
DE | 6 | 7 | 21 | 24533.95 | 21029.1 | 24533.95
DE | 6 | 7 | 22 | 23499.35 | 20142.3 | 23499.35
DE | 6 | 7 | 23 | 20811.7 | 17838.6 | 20811.7
DE | 6 | 7 | 24 | 19275.9 | 16522.2 | 19275.9
DE | 6 | 8 | 1 | 18224.5 | 15621 | 18224.5
DE | 6 | 8 | 2 | 17755.85 | 15219.3 | 17755.85
DE | 6 | 8 | 3 | 17755.85 | 15219.3 | 17755.85
DE | 6 | 8 | 4 | 17787.35 | 15246.3 | 17787.35
DE | 6 | 8 | 5 | 17818.5 | 15273 | 17818.5
DE | 6 | 8 | 6 | 18079.6 | 15496.8 | 18079.6
DE | 6 | 8 | 7 | 18911.2 | 16209.6 | 18911.2
DE | 6 | 8 | 8 | 20176.45 | 17294.1 | 20176.45
DE | 6 | 8 | 9 | 21621.95 | 18533.1 | 21621.95
DE | 6 | 8 | 10 | 21929.25 | 18796.5 | 21929.25
DE | 6 | 8 | 11 | 21909.65 | 18779.7 | 21909.65
DE | 6 | 8 | 12 | 21977.9 | 18838.2 | 21977.9
DE | 6 | 8 | 13 | 21976.85 | 18837.3 | 21976.85
DE | 6 | 8 | 14 | 21879.55 | 18753.9 | 21879.55
DE | 6 | 8 | 15 | 21800.1 | 18685.8 | 21800.1
DE | 6 | 8 | 16 | 21796.25 | 18682.5 | 21796.25
DE | 6 | 8 | 17 | 21915.95 | 18785.1 | 21915.95
DE | 6 | 8 | 18 | 21915.95 | 18785.1 | 21915.95
DE | 6 | 8 | 19 | 21864.15 | 18740.7 | 21864.15
DE | 6 | 8 | 20 | 21853.3 | 18731.4 | 21853.3
DE | 6 | 8 | 21 | 21779.45 | 18668.1 | 21779.45
DE | 6 | 8 | 22 | 21125.65 | 18107.7 | 21125.65
DE | 6 | 8 | 23 | 20756.4 | 17791.2 | 20756.4
DE | 6 | 8 | 24 | 19275.9 | 16522.2 | 19275.9
DE | 6 | 9 | 1 | 18224.5 | 15621 | 18224.5
DE | 6 | 9 | 2 | 17755.85 | 15219.3 | 17755.85
DE | 6 | 9 | 3 | 17755.85 | 15219.3 | 17755.85
DE | 6 | 9 | 4 | 17831.1 | 15283.8 | 17831.1
DE | 6 | 9 | 5 | 17818.5 | 15273 | 17818.5
DE | 6 | 9 | 6 | 18079.6 | 15496.8 | 18079.6
DE | 6 | 9 | 7 | 18911.2 | 16209.6 | 18911.2
DE | 6 | 9 | 8 | 20189.75 | 17305.5 | 20189.75
DE | 6 | 9 | 9 | 21693.35 | 18594.3 | 21693.35
DE | 6 | 9 | 10 | 21963.55 | 18825.9 | 21963.55
DE | 6 | 9 | 11 | 21882.35 | 18756.3 | 21882.35
DE | 6 | 9 | 12 | 21909.65 | 18779.7 | 21909.65
DE | 6 | 9 | 13 | 21908.6 | 18778.8 | 21908.6
DE | 6 | 9 | 14 | 21811.3 | 18695.4 | 21811.3
DE | 6 | 9 | 15 | 21728 | 18624 | 21728
DE | 6 | 9 | 16 | 21728 | 18624 | 21728
DE | 6 | 9 | 17 | 21847.7 | 18726.6 | 21847.7
DE | 6 | 9 | 18 | 21847.7 | 18726.6 | 21847.7
DE | 6 | 9 | 19 | 21836.85 | 18717.3 | 21836.85
DE | 6 | 9 | 20 | 21819 | 18702 | 21819
DE | 6 | 9 | 21 | 21780.5 | 18669 | 21780.5
DE | 6 | 9 | 22 | 21111.3 | 18095.4 | 21111.3
DE | 6 | 9 | 23 | 21452.55 | 18387.9 | 21452.55
DE | 6 | 9 | 24 | 19951.4 | 17101.2 | 19951.4
DE | 6 | 10 | 1 | 19042.8 | 16322.4 | 19042.8
DE | 6 | 10 | 2 | 18887.05 | 16188.9 | 18887.05
DE | 6 | 10 | 3 | 18887.05 | 16188.9 | 18887.05
DE | 6 | 10 | 4 | 18953.9 | 16246.2 | 18953.9
DE | 6 | 10 | 5 | 19810.35 | 16980.3 | 19810.35
DE | 6 | 10 | 6 | 22240.4 | 19063.2 | 22240.4
DE | 6 | 10 | 7 | 24128.65 | 20681.7 | 24128.65
DE | 6 | 10 | 8 | 25582.55 | 21927.9 | 25582.55
DE | 6 | 10 | 9 | 26189.1 | 22447.8 | 26189.1
DE | 6 | 10 | 10 | 26104.75 | 22375.5 | 26104.75
DE | 6 | 10 | 11 | 26059.25 | 22336.5 | 26059.25
DE | 6 | 10 | 12 | 26113.15 | 22382.7 | 26113.15
DE | 6 | 10 | 13 | 26113.15 | 22382.7 | 26113.15
DE | 6 | 10 | 14 | 25968.6 | 22258.8 | 25968.6
DE | 6 | 10 | 15 | 25852.4 | 22159.2 | 25852.4
DE | 6 | 10 | 16 | 25840.5 | 22149 | 25840.5
DE | 6 | 10 | 17 | 25783.45 | 22100.1 | 25783.45
DE | 6 | 10 | 18 | 25756.15 | 22076.7 | 25756.15
DE | 6 | 10 | 19 | 25666.2 | 21999.6 | 25666.2
DE | 6 | 10 | 20 | 25480.7 | 21840.6 | 25480.7
DE | 6 | 10 | 21 | 24438.75 | 20947.5 | 24438.75
DE | 6 | 10 | 22 | 23420.95 | 20075.1 | 23420.95
DE | 6 | 10 | 23 | 21452.55 | 18387.9 | 21452.55
DE | 6 | 10 | 24 | 19951.4 | 17101.2 | 19951.4
DE | 6 | 11 | 1 | 19042.8 | 16322.4 | 19042.8
DE | 6 | 11 | 2 | 18887.05 | 16188.9 | 18887.05
DE | 6 | 11 | 3 | 18887.05 | 16188.9 | 18887.05
DE | 6 | 11 | 4 | 18953.9 | 16246.2 | 18953.9
DE | 6 | 11 | 5 | 19846.4 | 17011.2 | 19846.4
DE | 6 | 11 | 6 | 22240.4 | 19063.2 | 22240.4
DE | 6 | 11 | 7 | 24093.3 | 20651.4 | 24093.3
DE | 6 | 11 | 8 | 25440.8 | 21806.4 | 25440.8
DE | 6 | 11 | 9 | 26037.2 | 22317.6 | 26037.2
DE | 6 | 11 | 10 | 26105.45 | 22376.1 | 26105.45
DE | 6 | 11 | 11 | 26085.85 | 22359.3 | 26085.85
DE | 6 | 11 | 12 | 26113.15 | 22382.7 | 26113.15
DE | 6 | 11 | 13 | 26185.95 | 22445.1 | 26185.95
DE | 6 | 11 | 14 | 26103.7 | 22374.6 | 26103.7
DE | 6 | 11 | 15 | 25980.85 | 22269.3 | 25980.85
DE | 6 | 11 | 16 | 25941.3 | 22235.4 | 25941.3
DE | 6 | 11 | 17 | 25884.6 | 22186.8 | 25884.6
DE | 6 | 11 | 18 | 25884.6 | 22186.8 | 25884.6
DE | 6 | 11 | 19 | 25739.35 | 22062.3 | 25739.35
DE | 6 | 11 | 20 | 25480.7 | 21840.6 | 25480.7
DE | 6 | 11 | 21 | 24438.75 | 20947.5 | 24438.75
DE | 6 | 11 | 22 | 23420.95 | 20075.1 | 23420.95
DE | 6 | 11 | 23 | 21452.55 | 18387.9 | 21452.55
DE | 6 | 11 | 24 | 19951.4 | 17101.2 | 19951.4
DE | 6 | 12 | 1 | 19042.8 | 16322.4 | 19042.8
DE | 6 | 12 | 2 | 18887.05 | 16188.9 | 18887.05
DE | 6 | 12 | 3 | 18887.05 | 16188.9 | 18887.05
DE | 6 | 12 | 4 | 19010.6 | 16294.8 | 19010.6
DE | 6 | 12 | 5 | 19917.45 | 17072.1 | 19917.45
DE | 6 | 12 | 6 | 22269.8 | 19088.4 | 22269.8
DE | 6 | 12 | 7 | 24084.9 | 20644.2 | 24084.9
DE | 6 | 12 | 8 | 25641.7 | 21978.6 | 25641.7
DE | 6 | 12 | 9 | 26142.9 | 22408.2 | 26142.9
DE | 6 | 12 | 10 | 26330.15 | 22568.7 | 26330.15
DE | 6 | 12 | 11 | 26310.55 | 22551.9 | 26310.55
DE | 6 | 12 | 12 | 26406.1 | 22633.8 | 26406.1
DE | 6 | 12 | 13 | 26430.6 | 22654.8 | 26430.6
DE | 6 | 12 | 14 | 26349.4 | 22585.2 | 26349.4
DE | 6 | 12 | 15 | 26111.75 | 22381.5 | 26111.75
DE | 6 | 12 | 16 | 26072.2 | 22347.6 | 26072.2
DE | 6 | 12 | 17 | 26015.5 | 22299 | 26015.5
DE | 6 | 12 | 18 | 26023.9 | 22306.2 | 26023.9
DE | 6 | 12 | 19 | 25891.25 | 22192.5 | 25891.25
DE | 6 | 12 | 20 | 25653.25 | 21988.5 | 25653.25
DE | 6 | 12 | 21 | 24669.4 | 21145.2 | 24669.4
DE | 6 | 12 | 22 | 23647.75 | 20269.5 | 23647.75
DE | 6 | 12 | 23 | 22651.65 | 19415.7 | 22651.65
DE | 6 | 12 | 24 | 20786.15 | 17816.7 | 20786.15
DE | 6 | 13 | 1 | 19882.1 | 17041.8 | 19882.1
DE | 6 | 13 | 2 | 19169.15 | 16430.7 | 19169.15
DE | 6 | 13 | 3 | 19169.15 | 16430.7 | 19169.15
DE | 6 | 13 | 4 | 19292.7 | 16536.6 | 19292.7
DE | 6 | 13 | 5 | 20131.3 | 17255.4 | 20131.3
DE | 6 | 13 | 6 | 22751.05 | 19500.9 | 22751.05
DE | 6 | 13 | 7 | 24386.95 | 20903.1 | 24386.95
DE | 6 | 13 | 8 | 25674.6 | 22006.8 | 25674.6
DE | 6 | 13 | 9 | 26244.05 | 22494.9 | 26244.05
DE | 6 | 13 | 10 | 26330.15 | 22568.7 | 26330.15
DE | 6 | 13 | 11 | 26378.8 | 22610.4 | 26378.8
DE | 6 | 13 | 12 | 26479.25 | 22696.5 | 26479.25
DE | 6 | 13 | 13 | 26476.8 | 22694.4 | 26476.8
DE | 6 | 13 | 14 | 26346.95 | 22583.1 | 26346.95
DE | 6 | 13 | 15 | 26111.75 | 22381.5 | 26111.75
DE | 6 | 13 | 16 | 25992.05 | 22278.9 | 25992.05
DE | 6 | 13 | 17 | 25845.75 | 22153.5 | 25845.75
DE | 6 | 13 | 18 | 25710.65 | 22037.7 | 25710.65
DE | 6 | 13 | 19 | 25666.2 | 21999.6 | 25666.2
DE | 6 | 13 | 20 | 25420.5 | 21789 | 25420.5
DE | 6 | 13 | 21 | 24424.4 | 20935.2 | 24424.4
DE | 6 | 13 | 22 | 23389.8 | 20048.4 | 23389.8
DE | 6 | 13 | 23 | 21421.4 | 18361.2 | 21421.4
DE | 6 | 13 | 24 | 19920.25 | 17074.5 | 19920.25
DE | 6 | 14 | 1 | 19042.8 | 16322.4 | 19042.8
DE | 6 | 14 | 2 | 18887.05 | 16188.9 | 18887.05
DE | 6 | 14 | 3 | 18887.05 | 16188.9 | 18887.05
DE | 6 | 14 | 4 | 19010.6 | 16294.8 | 19010.6
DE | 6 | 14 | 5 | 19917.45 | 17072.1 | 19917.45
DE | 6 | 14 | 6 | 22269.8 | 19088.4 | 22269.8
DE | 6 | 14 | 7 | 24158.4 | 20707.2 | 24158.4
DE | 6 | 14 | 8 | 25501 | 21858 | 25501
DE | 6 | 14 | 9 | 26092.5 | 22365 | 26092.5
DE | 6 | 14 | 10 | 26056.1 | 22333.8 | 26056.1
DE | 6 | 14 | 11 | 26053.3 | 22331.4 | 26053.3
DE | 6 | 14 | 12 | 26113.15 | 22382.7 | 26113.15
DE | 6 | 14 | 13 | 26113.15 | 22382.7 | 26113.15
DE | 6 | 14 | 14 | 25968.6 | 22258.8 | 25968.6
DE | 6 | 14 | 15 | 25806.9 | 22120.2 | 25806.9
DE | 6 | 14 | 16 | 25767.35 | 22086.3 | 25767.35
DE | 6 | 14 | 17 | 25710.65 | 22037.7 | 25710.65
DE | 6 | 14 | 18 | 25710.65 | 22037.7 | 25710.65
DE | 6 | 14 | 19 | 25666.2 | 21999.6 | 25666.2
DE | 6 | 14 | 20 | 25420.5 | 21789 | 25420.5
DE | 6 | 14 | 21 | 24392.2 | 20907.6 | 24392.2
DE | 6 | 14 | 22 | 23420.95 | 20075.1 | 23420.95
DE | 6 | 14 | 23 | 20756.4 | 17791.2 | 20756.4
DE | 6 | 14 | 24 | 19275.9 | 16522.2 | 19275.9
DE | 6 | 15 | 1 | 18219.95 | 15617.1 | 18219.95
DE | 6 | 15 | 2 | 17799.6 | 15256.8 | 17799.6
DE | 6 | 15 | 3 | 17799.6 | 15256.8 | 17799.6
DE | 6 | 15 | 4 | 17831.1 | 15283.8 | 17831.1
DE | 6 | 15 | 5 | 17818.5 | 15273 | 17818.5
DE | 6 | 15 | 6 | 18079.6 | 15496.8 | 18079.6
DE | 6 | 15 | 7 | 18911.2 | 16209.6 | 18911.2
DE | 6 | 15 | 8 | 20176.45 | 17294.1 | 20176.45
DE | 6 | 15 | 9 | 21621.95 | 18533.1 | 21621.95
DE | 6 | 15 | 10 | 21901.95 | 18773.1 | 21901.95
DE | 6 | 15 | 11 | 21909.65 | 18779.7 | 21909.65
DE | 6 | 15 | 12 | 21936.95 | 18803.1 | 21936.95
DE | 6 | 15 | 13 | 21935.9 | 18802.2 | 21935.9
DE | 6 | 15 | 14 | 21838.6 | 18718.8 | 21838.6
DE | 6 | 15 | 15 | 21755.3 | 18647.4 | 21755.3
DE | 6 | 15 | 16 | 21755.3 | 18647.4 | 21755.3
DE | 6 | 15 | 17 | 21875 | 18750 | 21875
DE | 6 | 15 | 18 | 21847.7 | 18726.6 | 21847.7
DE | 6 | 15 | 19 | 21836.85 | 18717.3 | 21836.85
DE | 6 | 15 | 20 | 21853.3 | 18731.4 | 21853.3
DE | 6 | 15 | 21 | 21719.25 | 18616.5 | 21719.25
DE | 6 | 15 | 22 | 21111.3 | 18095.4 | 21111.3
DE | 6 | 15 | 23 | 20756.4 | 17791.2 | 20756.4
DE | 6 | 15 | 24 | 19275.9 | 16522.2 | 19275.9
DE | 6 | 16 | 1 | 18224.5 | 15621 | 18224.5
DE | 6 | 16 | 2 | 17755.85 | 15219.3 | 17755.85
DE | 6 | 16 | 3 | 17755.85 | 15219.3 | 17755.85
DE | 6 | 16 | 4 | 17787.35 | 15246.3 | 17787.35
DE | 6 | 16 | 5 | 17818.5 | 15273 | 17818.5
DE | 6 | 16 | 6 | 18079.6 | 15496.8 | 18079.6
DE | 6 | 16 | 7 | 18911.2 | 16209.6 | 18911.2
DE | 6 | 16 | 8 | 20163.5 | 17283 | 20163.5
DE | 6 | 16 | 9 | 21595.35 | 18510.3 | 21595.35
DE | 6 | 16 | 10 | 21901.95 | 18773.1 | 21901.95
DE | 6 | 16 | 11 | 21882.35 | 18756.3 | 21882.35
DE | 6 | 16 | 12 | 21909.65 | 18779.7 | 21909.65
DE | 6 | 16 | 13 | 21908.6 | 18778.8 | 21908.6
DE | 6 | 16 | 14 | 21811.3 | 18695.4 | 21811.3
DE | 6 | 16 | 15 | 21755.3 | 18647.4 | 21755.3
DE | 6 | 16 | 16 | 21755.3 | 18647.4 | 21755.3
DE | 6 | 16 | 17 | 21875 | 18750 | 21875
DE | 6 | 16 | 18 | 21847.7 | 18726.6 | 21847.7
DE | 6 | 16 | 19 | 21836.85 | 18717.3 | 21836.85
DE | 6 | 16 | 20 | 21853.3 | 18731.4 | 21853.3
DE | 6 | 16 | 21 | 21745.85 | 18639.3 | 21745.85
DE | 6 | 16 | 22 | 21111.3 | 18095.4 | 21111.3
DE | 6 | 16 | 23 | 21452.55 | 18387.9 | 21452.55
DE | 6 | 16 | 24 | 19951.4 | 17101.2 | 19951.4
DE | 6 | 17 | 1 | 19042.8 | 16322.4 | 19042.8
DE | 6 | 17 | 2 | 18887.05 | 16188.9 | 18887.05
DE | 6 | 17 | 3 | 18887.05 | 16188.9 | 18887.05
DE | 6 | 17 | 4 | 19010.6 | 16294.8 | 19010.6
DE | 6 | 17 | 5 | 19917.45 | 17072.1 | 19917.45
DE | 6 | 17 | 6 | 22269.8 | 19088.4 | 22269.8
DE | 6 | 17 | 7 | 24062.15 | 20624.7 | 24062.15
DE | 6 | 17 | 8 | 25577.3 | 21923.4 | 25577.3
DE | 6 | 17 | 9 | 26070.1 | 22345.8 | 26070.1
DE | 6 | 17 | 10 | 26240.55 | 22491.9 | 26240.55
DE | 6 | 17 | 11 | 26310.55 | 22551.9 | 26310.55
DE | 6 | 17 | 12 | 26406.1 | 22633.8 | 26406.1
DE | 6 | 17 | 13 | 26479.25 | 22696.5 | 26479.25
DE | 6 | 17 | 14 | 26346.95 | 22583.1 | 26346.95
DE | 6 | 17 | 15 | 26230.75 | 22483.5 | 26230.75
DE | 6 | 17 | 16 | 26205.2 | 22461.6 | 26205.2
DE | 6 | 17 | 17 | 26148.5 | 22413 | 26148.5
DE | 6 | 17 | 18 | 26134.15 | 22400.7 | 26134.15
DE | 6 | 17 | 19 | 25971.05 | 22260.9 | 25971.05
DE | 6 | 17 | 20 | 25705.4 | 22033.2 | 25705.4
DE | 6 | 17 | 21 | 24707.9 | 21178.2 | 24707.9
DE | 6 | 17 | 22 | 23715.3 | 20327.4 | 23715.3
DE | 6 | 17 | 23 | 22679.3 | 19439.4 | 22679.3
DE | 6 | 17 | 24 | 20786.15 | 17816.7 | 20786.15
DE | 6 | 18 | 1 | 19324.9 | 16564.2 | 19324.9
DE | 6 | 18 | 2 | 19015.5 | 16299 | 19015.5
DE | 6 | 18 | 3 | 18911.55 | 16209.9 | 18911.55
DE | 6 | 18 | 4 | 19035.1 | 16315.8 | 19035.1
DE | 6 | 18 | 5 | 19908.7 | 17064.6 | 19908.7
DE | 6 | 18 | 6 | 22330.35 | 19140.3 | 22330.35
DE | 6 | 18 | 7 | 24365.95 | 20885.1 | 24365.95
DE | 6 | 18 | 8 | 25674.6 | 22006.8 | 25674.6
DE | 6 | 18 | 9 | 26294.8 | 22538.4 | 26294.8
DE | 6 | 18 | 10 | 26422.9 | 22648.2 | 26422.9
DE | 6 | 18 | 11 | 26528.25 | 22738.5 | 26528.25
DE | 6 | 18 | 12 | 26727.4 | 22909.2 | 26727.4
DE | 6 | 18 | 13 | 27034 | 23172 | 27034
DE | 6 | 18 | 14 | 26945.8 | 23096.4 | 26945.8
DE | 6 | 18 | 15 | 26909.75 | 23065.5 | 26909.75
DE | 6 | 18 | 16 | 26786.2 | 22959.6 | 26786.2
DE | 6 | 18 | 17 | 26813.15 | 22982.7 | 26813.15
DE | 6 | 18 | 18 | 26813.15 | 22982.7 | 26813.15
DE | 6 | 18 | 19 | 26555.55 | 22761.9 | 26555.55
DE | 6 | 18 | 20 | 25978.4 | 22267.2 | 25978.4
DE | 6 | 18 | 21 | 24969 | 21402 | 24969
DE | 6 | 18 | 22 | 24167.5 | 20715 | 24167.5
DE | 6 | 18 | 23 | 23456.3 | 20105.4 | 23456.3
DE | 6 | 18 | 24 | 22107.75 | 18949.5 | 22107.75
DE | 6 | 19 | 1 | 20956.95 | 17963.1 | 20956.95
DE | 6 | 19 | 2 | 20739.25 | 17776.5 | 20739.25
DE | 6 | 19 | 3 | 20679.4 | 17725.2 | 20679.4
DE | 6 | 19 | 4 | 20690.6 | 17734.8 | 20690.6
DE | 6 | 19 | 5 | 21181.3 | 18155.4 | 21181.3
DE | 6 | 19 | 6 | 23398.55 | 20055.9 | 23398.55
DE | 6 | 19 | 7 | 24941.7 | 21378.6 | 24941.7
DE | 6 | 19 | 8 | 26274.15 | 22520.7 | 26274.15
DE | 6 | 19 | 9 | 26684 | 22872 | 26684
DE | 6 | 19 | 10 | 27103.65 | 23231.7 | 27103.65
DE | 6 | 19 | 11 | 27172.95 | 23291.1 | 27172.95
DE | 6 | 19 | 12 | 27304.55 | 23403.9 | 27304.55
DE | 6 | 19 | 13 | 27267.45 | 23372.1 | 27267.45
DE | 6 | 19 | 14 | 27233.5 | 23343 | 27233.5
DE | 6 | 19 | 15 | 27012.3 | 23153.4 | 27012.3
DE | 6 | 19 | 16 | 26866.7 | 23028.6 | 26866.7
DE | 6 | 19 | 17 | 26628.35 | 22824.3 | 26628.35
DE | 6 | 19 | 18 | 26729.5 | 22911 | 26729.5
DE | 6 | 19 | 19 | 26632.9 | 22828.2 | 26632.9
DE | 6 | 19 | 20 | 26047 | 22326 | 26047
DE | 6 | 19 | 21 | 25042.85 | 21465.3 | 25042.85
DE | 6 | 19 | 22 | 24368.05 | 20886.9 | 24368.05
DE | 6 | 19 | 23 | 23882.6 | 20470.8 | 23882.6
DE | 6 | 19 | 24 | 22606.5 | 19377 | 22606.5
DE | 6 | 20 | 1 | 21607.95 | 18521.1 | 21607.95
DE | 6 | 20 | 2 | 21142.1 | 18121.8 | 21142.1
DE | 6 | 20 | 3 | 20839.7 | 17862.6 | 20839.7
DE | 6 | 20 | 4 | 20850.9 | 17872.2 | 20850.9
DE | 6 | 20 | 5 | 21243.6 | 18208.8 | 21243.6
DE | 6 | 20 | 6 | 23302.3 | 19973.4 | 23302.3
DE | 6 | 20 | 7 | 24716.65 | 21185.7 | 24716.65
DE | 6 | 20 | 8 | 26070.45 | 22346.1 | 26070.45
DE | 6 | 20 | 9 | 26361.3 | 22595.4 | 26361.3
DE | 6 | 20 | 10 | 26524.75 | 22735.5 | 26524.75
DE | 6 | 20 | 11 | 26578.3 | 22781.4 | 26578.3
DE | 6 | 20 | 12 | 26727.4 | 22909.2 | 26727.4
DE | 6 | 20 | 13 | 26727.4 | 22909.2 | 26727.4
DE | 6 | 20 | 14 | 26561.5 | 22767 | 26561.5
DE | 6 | 20 | 15 | 26389.65 | 22619.7 | 26389.65
DE | 6 | 20 | 16 | 26350.1 | 22585.8 | 26350.1
DE | 6 | 20 | 17 | 26293.05 | 22536.9 | 26293.05
DE | 6 | 20 | 18 | 26160.75 | 22423.5 | 26160.75
DE | 6 | 20 | 19 | 26053.3 | 22331.4 | 26053.3
DE | 6 | 20 | 20 | 25773.3 | 22091.4 | 25773.3
DE | 6 | 20 | 21 | 24739.05 | 21204.9 | 24739.05
DE | 6 | 20 | 22 | 23733.5 | 20343 | 23733.5
DE | 6 | 20 | 23 | 22679.3 | 19439.4 | 22679.3
DE | 6 | 20 | 24 | 21376.6 | 18322.8 | 21376.6
DE | 6 | 21 | 1 | 20520.85 | 17589.3 | 20520.85
DE | 6 | 21 | 2 | 19824.35 | 16992.3 | 19824.35
DE | 6 | 21 | 3 | 19726.35 | 16908.3 | 19726.35
DE | 6 | 21 | 4 | 19723.2 | 16905.6 | 19723.2
DE | 6 | 21 | 5 | 20461 | 17538 | 20461
DE | 6 | 21 | 6 | 22751.05 | 19500.9 | 22751.05
DE | 6 | 21 | 7 | 24373.3 | 20891.4 | 24373.3
DE | 6 | 21 | 8 | 25606 | 21948 | 25606
DE | 6 | 21 | 9 | 26115.6 | 22384.8 | 26115.6
DE | 6 | 21 | 10 | 26240.55 | 22491.9 | 26240.55
DE | 6 | 21 | 11 | 26131.7 | 22398.6 | 26131.7
DE | 6 | 21 | 12 | 26287.1 | 22531.8 | 26287.1
DE | 6 | 21 | 13 | 26337.85 | 22575.3 | 26337.85
DE | 6 | 21 | 14 | 26193.3 | 22451.4 | 26193.3
DE | 6 | 21 | 15 | 26031.6 | 22312.8 | 26031.6
DE | 6 | 21 | 16 | 25992.05 | 22278.9 | 25992.05
DE | 6 | 21 | 17 | 25884.6 | 22186.8 | 25884.6
DE | 6 | 21 | 18 | 25884.6 | 22186.8 | 25884.6
DE | 6 | 21 | 19 | 25801.65 | 22115.7 | 25801.65
DE | 6 | 21 | 20 | 25526.2 | 21879.6 | 25526.2
DE | 6 | 21 | 21 | 24533.95 | 21029.1 | 24533.95
DE | 6 | 21 | 22 | 23499.35 | 20142.3 | 23499.35
DE | 6 | 21 | 23 | 20915.65 | 17927.7 | 20915.65
DE | 6 | 21 | 24 | 19331.2 | 16569.6 | 19331.2
DE | 6 | 22 | 1 | 18280.15 | 15668.7 | 18280.15
DE | 6 | 22 | 2 | 17755.85 | 15219.3 | 17755.85
DE | 6 | 22 | 3 | 17755.85 | 15219.3 | 17755.85
DE | 6 | 22 | 4 | 17787.35 | 15246.3 | 17787.35
DE | 6 | 22 | 5 | 17818.5 | 15273 | 17818.5
DE | 6 | 22 | 6 | 18102 | 15516 | 18102
DE | 6 | 22 | 7 | 19002.55 | 16287.9 | 19002.55
DE | 6 | 22 | 8 | 20149.15 | 17270.7 | 20149.15
DE | 6 | 22 | 9 | 21621.95 | 18533.1 | 21621.95
DE | 6 | 22 | 10 | 21929.25 | 18796.5 | 21929.25
DE | 6 | 22 | 11 | 21909.65 | 18779.7 | 21909.65
DE | 6 | 22 | 12 | 21977.9 | 18838.2 | 21977.9
DE | 6 | 22 | 13 | 21976.85 | 18837.3 | 21976.85
DE | 6 | 22 | 14 | 21879.55 | 18753.9 | 21879.55
DE | 6 | 22 | 15 | 21796.25 | 18682.5 | 21796.25
DE | 6 | 22 | 16 | 21796.25 | 18682.5 | 21796.25
DE | 6 | 22 | 17 | 21915.95 | 18785.1 | 21915.95
DE | 6 | 22 | 18 | 21915.95 | 18785.1 | 21915.95
DE | 6 | 22 | 19 | 21864.15 | 18740.7 | 21864.15
DE | 6 | 22 | 20 | 21853.3 | 18731.4 | 21853.3
DE | 6 | 22 | 21 | 21779.45 | 18668.1 | 21779.45
DE | 6 | 22 | 22 | 21120.4 | 18103.2 | 21120.4
DE | 6 | 22 | 23 | 20915.65 | 17927.7 | 20915.65
DE | 6 | 22 | 24 | 19331.2 | 16569.6 | 19331.2
DE | 6 | 23 | 1 | 18280.15 | 15668.7 | 18280.15
DE | 6 | 23 | 2 | 17755.85 | 15219.3 | 17755.85
DE | 6 | 23 | 3 | 17755.85 | 15219.3 | 17755.85
DE | 6 | 23 | 4 | 17787.35 | 15246.3 | 17787.35
DE | 6 | 23 | 5 | 17818.5 | 15273 | 17818.5
DE | 6 | 23 | 6 | 18079.6 | 15496.8 | 18079.6
DE | 6 | 23 | 7 | 18933.6 | 16228.8 | 18933.6
DE | 6 | 23 | 8 | 20107.5 | 17235 | 20107.5
DE | 6 | 23 | 9 | 21621.95 | 18533.1 | 21621.95
DE | 6 | 23 | 10 | 21901.95 | 18773.1 | 21901.95
DE | 6 | 23 | 11 | 21882.35 | 18756.3 | 21882.35
DE | 6 | 23 | 12 | 21909.65 | 18779.7 | 21909.65
DE | 6 | 23 | 13 | 21908.6 | 18778.8 | 21908.6
DE | 6 | 23 | 14 | 21811.3 | 18695.4 | 21811.3
DE | 6 | 23 | 15 | 21728 | 18624 | 21728
DE | 6 | 23 | 16 | 21728 | 18624 | 21728
DE | 6 | 23 | 17 | 21847.7 | 18726.6 | 21847.7
DE | 6 | 23 | 18 | 21847.7 | 18726.6 | 21847.7
DE | 6 | 23 | 19 | 21836.85 | 18717.3 | 21836.85
DE | 6 | 23 | 20 | 21853.3 | 18731.4 | 21853.3
DE | 6 | 23 | 21 | 21745.85 | 18639.3 | 21745.85
DE | 6 | 23 | 22 | 21111.3 | 18095.4 | 21111.3
DE | 6 | 23 | 23 | 21421.4 | 18361.2 | 21421.4
DE | 6 | 23 | 24 | 19920.25 | 17074.5 | 19920.25
DE | 6 | 24 | 1 | 19042.8 | 16322.4 | 19042.8
DE | 6 | 24 | 2 | 18887.05 | 16188.9 | 18887.05
DE | 6 | 24 | 3 | 18887.05 | 16188.9 | 18887.05
DE | 6 | 24 | 4 | 19010.6 | 16294.8 | 19010.6
DE | 6 | 24 | 5 | 19917.45 | 17072.1 | 19917.45
DE | 6 | 24 | 6 | 22269.8 | 19088.4 | 22269.8
DE | 6 | 24 | 7 | 24062.15 | 20624.7 | 24062.15
DE | 6 | 24 | 8 | 25402.65 | 21773.7 | 25402.65
DE | 6 | 24 | 9 | 26043.15 | 22322.7 | 26043.15
DE | 6 | 24 | 10 | 26072.9 | 22348.2 | 26072.9
DE | 6 | 24 | 11 | 26085.85 | 22359.3 | 26085.85
DE | 6 | 24 | 12 | 26113.15 | 22382.7 | 26113.15
DE | 6 | 24 | 13 | 26113.15 | 22382.7 | 26113.15
DE | 6 | 24 | 14 | 25968.6 | 22258.8 | 25968.6
DE | 6 | 24 | 15 | 25806.9 | 22120.2 | 25806.9
DE | 6 | 24 | 16 | 25767.35 | 22086.3 | 25767.35
DE | 6 | 24 | 17 | 25707.15 | 22034.7 | 25707.15
DE | 6 | 24 | 18 | 25707.15 | 22034.7 | 25707.15
DE | 6 | 24 | 19 | 25655 | 21990 | 25655
DE | 6 | 24 | 20 | 25420.85 | 21789.3 | 25420.85
DE | 6 | 24 | 21 | 24369.1 | 20887.8 | 24369.1
DE | 6 | 24 | 22 | 23420.95 | 20075.1 | 23420.95
DE | 6 | 24 | 23 | 21452.55 | 18387.9 | 21452.55
DE | 6 | 24 | 24 | 19951.4 | 17101.2 | 19951.4
DE | 6 | 25 | 1 | 19042.8 | 16322.4 | 19042.8
DE | 6 | 25 | 2 | 18887.05 | 16188.9 | 18887.05
DE | 6 | 25 | 3 | 18887.05 | 16188.9 | 18887.05
DE | 6 | 25 | 4 | 19010.6 | 16294.8 | 19010.6
DE | 6 | 25 | 5 | 19917.45 | 17072.1 | 19917.45
DE | 6 | 25 | 6 | 22269.8 | 19088.4 | 22269.8
DE | 6 | 25 | 7 | 24093.3 | 20651.4 | 24093.3
DE | 6 | 25 | 8 | 25501 | 21858 | 25501
DE | 6 | 25 | 9 | 26189.1 | 22447.8 | 26189.1
DE | 6 | 25 | 10 | 26224.45 | 22478.1 | 26224.45
DE | 6 | 25 | 11 | 26091.45 | 22364.1 | 26091.45
DE | 6 | 25 | 12 | 26197.15 | 22454.7 | 26197.15
DE | 6 | 25 | 13 | 26228.3 | 22481.4 | 26228.3
DE | 6 | 25 | 14 | 26072.9 | 22348.2 | 26072.9
DE | 6 | 25 | 15 | 25832.8 | 22142.4 | 25832.8
DE | 6 | 25 | 16 | 25815.3 | 22127.4 | 25815.3
DE | 6 | 25 | 17 | 25758.6 | 22078.8 | 25758.6
DE | 6 | 25 | 18 | 25890.9 | 22192.2 | 25890.9
DE | 6 | 25 | 19 | 25798.5 | 22113 | 25798.5
DE | 6 | 25 | 20 | 25530.75 | 21883.5 | 25530.75
DE | 6 | 25 | 21 | 24289.65 | 20819.7 | 24289.65
DE | 6 | 25 | 22 | 22839.95 | 19577.1 | 22839.95
DE | 6 | 25 | 23 | 21452.55 | 18387.9 | 21452.55
DE | 6 | 25 | 24 | 19951.4 | 17101.2 | 19951.4
DE | 6 | 26 | 1 | 19042.8 | 16322.4 | 19042.8
DE | 6 | 26 | 2 | 18887.05 | 16188.9 | 18887.05
DE | 6 | 26 | 3 | 18799.9 | 16114.2 | 18799.9
DE | 6 | 26 | 4 | 18953.9 | 16246.2 | 18953.9
DE | 6 | 26 | 5 | 19810.35 | 16980.3 | 19810.35
DE | 6 | 26 | 6 | 22235.5 | 19059 | 22235.5
DE | 6 | 26 | 7 | 24128.65 | 20681.7 | 24128.65
DE | 6 | 26 | 8 | 25588.15 | 21932.7 | 25588.15
DE | 6 | 26 | 9 | 26290.6 | 22534.8 | 26290.6
DE | 6 | 26 | 10 | 26244.4 | 22495.2 | 26244.4
DE | 6 | 26 | 11 | 26204.85 | 22461.3 | 26204.85
DE | 6 | 26 | 12 | 26232.15 | 22484.7 | 26232.15
DE | 6 | 26 | 13 | 26118.75 | 22387.5 | 26118.75
DE | 6 | 26 | 14 | 26078.15 | 22352.7 | 26078.15
DE | 6 | 26 | 15 | 25887.05 | 22188.9 | 25887.05
DE | 6 | 26 | 16 | 25898.95 | 22199.1 | 25898.95
DE | 6 | 26 | 17 | 25841.9 | 22150.2 | 25841.9
DE | 6 | 26 | 18 | 25841.9 | 22150.2 | 25841.9
DE | 6 | 26 | 19 | 25768.75 | 22087.5 | 25768.75
DE | 6 | 26 | 20 | 25530.75 | 21883.5 | 25530.75
DE | 6 | 26 | 21 | 24035.2 | 20601.6 | 24035.2
DE | 6 | 26 | 22 | 22839.95 | 19577.1 | 22839.95
DE | 6 | 26 | 23 | 21452.55 | 18387.9 | 21452.55
DE | 6 | 26 | 24 | 19951.4 | 17101.2 | 19951.4
DE | 6 | 27 | 1 | 19042.8 | 16322.4 | 19042.8
DE | 6 | 27 | 2 | 18887.05 | 16188.9 | 18887.05
DE | 6 | 27 | 3 | 18887.05 | 16188.9 | 18887.05
DE | 6 | 27 | 4 | 19010.6 | 16294.8 | 19010.6
DE | 6 | 27 | 5 | 19896.8 | 17054.4 | 19896.8
DE | 6 | 27 | 6 | 22240.4 | 19063.2 | 22240.4
DE | 6 | 27 | 7 | 24128.65 | 20681.7 | 24128.65
DE | 6 | 27 | 8 | 25582.55 | 21927.9 | 25582.55
DE | 6 | 27 | 9 | 26189.1 | 22447.8 | 26189.1
DE | 6 | 27 | 10 | 26189.45 | 22448.1 | 26189.45
DE | 6 | 27 | 11 | 26055.75 | 22333.5 | 26055.75
DE | 6 | 27 | 12 | 26059.6 | 22336.8 | 26059.6
DE | 6 | 27 | 13 | 26064.15 | 22340.7 | 26064.15
DE | 6 | 27 | 14 | 25942.7 | 22236.6 | 25942.7
DE | 6 | 27 | 15 | 25811.1 | 22123.8 | 25811.1
DE | 6 | 27 | 16 | 25817.05 | 22128.9 | 25817.05
DE | 6 | 27 | 17 | 25841.9 | 22150.2 | 25841.9
DE | 6 | 27 | 18 | 25890.9 | 22192.2 | 25890.9
DE | 6 | 27 | 19 | 25798.5 | 22113 | 25798.5
DE | 6 | 27 | 20 | 25530.75 | 21883.5 | 25530.75
DE | 6 | 27 | 21 | 23970.45 | 20546.1 | 23970.45
DE | 6 | 27 | 22 | 22846.95 | 19583.1 | 22846.95
DE | 6 | 27 | 23 | 21452.55 | 18387.9 | 21452.55
DE | 6 | 27 | 24 | 19951.4 | 17101.2 | 19951.4
DE | 6 | 28 | 1 | 19042.8 | 16322.4 | 19042.8
DE | 6 | 28 | 2 | 18887.05 | 16188.9 | 18887.05
DE | 6 | 28 | 3 | 18887.05 | 16188.9 | 18887.05
DE | 6 | 28 | 4 | 19010.6 | 16294.8 | 19010.6
DE | 6 | 28 | 5 | 19896.8 | 17054.4 | 19896.8
DE | 6 | 28 | 6 | 22235.5 | 19059 | 22235.5
DE | 6 | 28 | 7 | 24128.65 | 20681.7 | 24128.65
DE | 6 | 28 | 8 | 25617.55 | 21957.9 | 25617.55
DE | 6 | 28 | 9 | 26218.85 | 22473.3 | 26218.85
DE | 6 | 28 | 10 | 26224.45 | 22478.1 | 26224.45
DE | 6 | 28 | 11 | 26091.45 | 22364.1 | 26091.45
DE | 6 | 28 | 12 | 26164.95 | 22427.1 | 26164.95
DE | 6 | 28 | 13 | 26083.05 | 22356.9 | 26083.05
DE | 6 | 28 | 14 | 25972.8 | 22262.4 | 25972.8
DE | 6 | 28 | 15 | 25811.1 | 22123.8 | 25811.1
DE | 6 | 28 | 16 | 25741.8 | 22064.4 | 25741.8
DE | 6 | 28 | 17 | 25714.85 | 22041.3 | 25714.85
DE | 6 | 28 | 18 | 25714.85 | 22041.3 | 25714.85
DE | 6 | 28 | 19 | 25660.95 | 21995.1 | 25660.95
DE | 6 | 28 | 20 | 25449.55 | 21813.9 | 25449.55
DE | 6 | 28 | 21 | 24430 | 20940 | 24430
DE | 6 | 28 | 22 | 23420.95 | 20075.1 | 23420.95
DE | 6 | 28 | 23 | 20756.4 | 17791.2 | 20756.4
DE | 6 | 28 | 24 | 19275.9 | 16522.2 | 19275.9
DE | 6 | 29 | 1 | 18224.5 | 15621 | 18224.5
DE | 6 | 29 | 2 | 17755.85 | 15219.3 | 17755.85
DE | 6 | 29 | 3 | 17755.85 | 15219.3 | 17755.85
DE | 6 | 29 | 4 | 17787.35 | 15246.3 | 17787.35
DE | 6 | 29 | 5 | 17818.5 | 15273 | 17818.5
DE | 6 | 29 | 6 | 18079.6 | 15496.8 | 18079.6
DE | 6 | 29 | 7 | 18911.2 | 16209.6 | 18911.2
DE | 6 | 29 | 8 | 20188.7 | 17304.6 | 20188.7
DE | 6 | 29 | 9 | 21668.5 | 18573 | 21668.5
DE | 6 | 29 | 10 | 21959 | 18822 | 21959
DE | 6 | 29 | 11 | 21849.8 | 18728.4 | 21849.8
DE | 6 | 29 | 12 | 21909.65 | 18779.7 | 21909.65
DE | 6 | 29 | 13 | 21908.6 | 18778.8 | 21908.6
DE | 6 | 29 | 14 | 21811.3 | 18695.4 | 21811.3
DE | 6 | 29 | 15 | 21695.45 | 18596.1 | 21695.45
DE | 6 | 29 | 16 | 21695.45 | 18596.1 | 21695.45
DE | 6 | 29 | 17 | 21841.05 | 18720.9 | 21841.05
DE | 6 | 29 | 18 | 21910.7 | 18780.6 | 21910.7
DE | 6 | 29 | 19 | 21925.75 | 18793.5 | 21925.75
DE | 6 | 29 | 20 | 21854 | 18732 | 21854
DE | 6 | 29 | 21 | 21740.95 | 18635.1 | 21740.95
DE | 6 | 29 | 22 | 21073.15 | 18062.7 | 21073.15
DE | 6 | 29 | 23 | 20751.5 | 17787 | 20751.5
DE | 6 | 29 | 24 | 19250 | 16500 | 19250
DE | 6 | 30 | 1 | 18190.2 | 15591.6 | 18190.2
DE | 6 | 30 | 2 | 17907.4 | 15349.2 | 17907.4
DE | 6 | 30 | 3 | 17907.4 | 15349.2 | 17907.4
DE | 6 | 30 | 4 | 17871.35 | 15318.3 | 17871.35
DE | 6 | 30 | 5 | 17951.5 | 15387 | 17951.5
DE | 6 | 30 | 6 | 18022.2 | 15447.6 | 18022.2
DE | 6 | 30 | 7 | 19091.8 | 16364.4 | 19091.8
DE | 6 | 30 | 8 | 20156.5 | 17277 | 20156.5
DE | 6 | 30 | 9 | 21672.35 | 18576.3 | 21672.35
DE | 6 | 30 | 10 | 21954.1 | 18817.8 | 21954.1
DE | 6 | 30 | 11 | 21975.8 | 18836.4 | 21975.8
DE | 6 | 30 | 12 | 21966.7 | 18828.6 | 21966.7
DE | 6 | 30 | 13 | 21935.2 | 18801.6 | 21935.2
DE | 6 | 30 | 14 | 21813.05 | 18696.9 | 21813.05
DE | 6 | 30 | 15 | 21695.45 | 18596.1 | 21695.45
DE | 6 | 30 | 16 | 21695.45 | 18596.1 | 21695.45
DE | 6 | 30 | 17 | 21847.7 | 18726.6 | 21847.7
DE | 6 | 30 | 18 | 21847.7 | 18726.6 | 21847.7
DE | 6 | 30 | 19 | 21836.85 | 18717.3 | 21836.85
DE | 6 | 30 | 20 | 21848.4 | 18727.2 | 21848.4
DE | 6 | 30 | 21 | 21794.85 | 18681.3 | 21794.85
DE | 6 | 30 | 22 | 21111.3 | 18095.4 | 21111.3
DE | 6 | 30 | 23 | 21438.55 | 18375.9 | 21438.55
DE | 6 | 30 | 24 | 19925.15 | 17078.7 | 19925.15
DE | 7 | 1 | 1 | 19047.7 | 16326.6 | 19047.7
DE | 7 | 1 | 2 | 18891.95 | 16193.1 | 18891.95
DE | 7 | 1 | 3 | 18891.95 | 16193.1 | 18891.95
DE | 7 | 1 | 4 | 18996.25 | 16282.5 | 18996.25
DE | 7 | 1 | 5 | 19943.7 | 17094.6 | 19943.7
DE | 7 | 1 | 6 | 22251.6 | 19072.8 | 22251.6
DE | 7 | 1 | 7 | 24075.1 | 20635.8 | 24075.1
DE | 7 | 1 | 8 | 25360.3 | 21737.4 | 25360.3
DE | 7 | 1 | 9 | 26177.55 | 22437.9 | 26177.55
DE | 7 | 1 | 10 | 26232.5 | 22485 | 26232.5
DE | 7 | 1 | 11 | 26229 | 22482 | 26229
DE | 7 | 1 | 12 | 26398.4 | 22627.2 | 26398.4
DE | 7 | 1 | 13 | 26425 | 22650 | 26425
DE | 7 | 1 | 14 | 26280.45 | 22526.1 | 26280.45
DE | 7 | 1 | 15 | 26118.75 | 22387.5 | 26118.75
DE | 7 | 1 | 16 | 26079.2 | 22353.6 | 26079.2
DE | 7 | 1 | 17 | 25995.55 | 22281.9 | 25995.55
DE | 7 | 1 | 18 | 25995.55 | 22281.9 | 25995.55
DE | 7 | 1 | 19 | 25812.5 | 22125 | 25812.5
DE | 7 | 1 | 20 | 25515.7 | 21870.6 | 25515.7
DE | 7 | 1 | 21 | 24493.7 | 20994.6 | 24493.7
DE | 7 | 1 | 22 | 23453.15 | 20102.7 | 23453.15
DE | 7 | 1 | 23 | 21438.55 | 18375.9 | 21438.55
DE | 7 | 1 | 24 | 19956.3 | 17105.4 | 19956.3
DE | 7 | 2 | 1 | 19047.7 | 16326.6 | 19047.7
DE | 7 | 2 | 2 | 18891.95 | 16193.1 | 18891.95
DE | 7 | 2 | 3 | 18891.95 | 16193.1 | 18891.95
DE | 7 | 2 | 4 | 18996.25 | 16282.5 | 18996.25
DE | 7 | 2 | 5 | 19943.7 | 17094.6 | 19943.7
DE | 7 | 2 | 6 | 22282.75 | 19099.5 | 22282.75
DE | 7 | 2 | 7 | 24075.1 | 20635.8 | 24075.1
DE | 7 | 2 | 8 | 25360.3 | 21737.4 | 25360.3
DE | 7 | 2 | 9 | 26177.55 | 22437.9 | 26177.55
DE | 7 | 2 | 10 | 26232.5 | 22485 | 26232.5
DE | 7 | 2 | 11 | 26229 | 22482 | 26229
DE | 7 | 2 | 12 | 26330.5 | 22569 | 26330.5
DE | 7 | 2 | 13 | 26359.55 | 22593.9 | 26359.55
DE | 7 | 2 | 14 | 26280.45 | 22526.1 | 26280.45
DE | 7 | 2 | 15 | 26118.75 | 22387.5 | 26118.75
DE | 7 | 2 | 16 | 26064.85 | 22341.3 | 26064.85
DE | 7 | 2 | 17 | 26007.8 | 22292.4 | 26007.8
DE | 7 | 2 | 18 | 26022.15 | 22304.7 | 26022.15
DE | 7 | 2 | 19 | 25907.7 | 22206.6 | 25907.7
DE | 7 | 2 | 20 | 25531.8 | 21884.4 | 25531.8
DE | 7 | 2 | 21 | 24553.55 | 21045.9 | 24553.55
DE | 7 | 2 | 22 | 23562.7 | 20196.6 | 23562.7
DE | 7 | 2 | 23 | 21598.15 | 18512.7 | 21598.15
DE | 7 | 2 | 24 | 19980.8 | 17126.4 | 19980.8
DE | 7 | 3 | 1 | 19072.2 | 16347.6 | 19072.2
DE | 7 | 3 | 2 | 18916.45 | 16214.1 | 18916.45
DE | 7 | 3 | 3 | 18916.45 | 16214.1 | 18916.45
DE | 7 | 3 | 4 | 18965.1 | 16255.8 | 18965.1
DE | 7 | 3 | 5 | 19935.3 | 17087.4 | 19935.3
DE | 7 | 3 | 6 | 22274 | 19092 | 22274
DE | 7 | 3 | 7 | 24249.75 | 20785.5 | 24249.75
DE | 7 | 3 | 8 | 25541.25 | 21892.5 | 25541.25
DE | 7 | 3 | 9 | 26193.65 | 22451.7 | 26193.65
DE | 7 | 3 | 10 | 26343.45 | 22580.1 | 26343.45
DE | 7 | 3 | 11 | 26350.8 | 22586.4 | 26350.8
DE | 7 | 3 | 12 | 26443.2 | 22665.6 | 26443.2
DE | 7 | 3 | 13 | 26467.7 | 22686.6 | 26467.7
DE | 7 | 3 | 14 | 26384.05 | 22614.9 | 26384.05
DE | 7 | 3 | 15 | 26140.8 | 22406.4 | 26140.8
DE | 7 | 3 | 16 | 26064.85 | 22341.3 | 26064.85
DE | 7 | 3 | 17 | 26022.15 | 22304.7 | 26022.15
DE | 7 | 3 | 18 | 25995.55 | 22281.9 | 25995.55
DE | 7 | 3 | 19 | 25868.85 | 22173.3 | 25868.85
DE | 7 | 3 | 20 | 25531.8 | 21884.4 | 25531.8
DE | 7 | 3 | 21 | 24553.55 | 21045.9 | 24553.55
DE | 7 | 3 | 22 | 23562.7 | 20196.6 | 23562.7
DE | 7 | 3 | 23 | 22206.45 | 19034.1 | 22206.45
DE | 7 | 3 | 24 | 20168.05 | 17286.9 | 20168.05
DE | 7 | 4 | 1 | 19176.15 | 16436.7 | 19176.15
DE | 7 | 4 | 2 | 18916.45 | 16214.1 | 18916.45
DE | 7 | 4 | 3 | 18916.45 | 16214.1 | 18916.45
DE | 7 | 4 | 4 | 19020.4 | 16303.2 | 19020.4
DE | 7 | 4 | 5 | 19935.3 | 17087.4 | 19935.3
DE | 7 | 4 | 6 | 22274 | 19092 | 22274
DE | 7 | 4 | 7 | 24249.75 | 20785.5 | 24249.75
DE | 7 | 4 | 8 | 25548.6 | 21898.8 | 25548.6
DE | 7 | 4 | 9 | 26177.55 | 22437.9 | 26177.55
DE | 7 | 4 | 10 | 26248.6 | 22498.8 | 26248.6
DE | 7 | 4 | 11 | 26229 | 22482 | 26229
DE | 7 | 4 | 12 | 26330.5 | 22569 | 26330.5
DE | 7 | 4 | 13 | 26398.4 | 22627.2 | 26398.4
DE | 7 | 4 | 14 | 26280.45 | 22526.1 | 26280.45
DE | 7 | 4 | 15 | 26118.75 | 22387.5 | 26118.75
DE | 7 | 4 | 16 | 26079.2 | 22353.6 | 26079.2
DE | 7 | 4 | 17 | 26022.15 | 22304.7 | 26022.15
DE | 7 | 4 | 18 | 26022.15 | 22304.7 | 26022.15
DE | 7 | 4 | 19 | 25907.7 | 22206.6 | 25907.7
DE | 7 | 4 | 20 | 25588.15 | 21932.7 | 25588.15
DE | 7 | 4 | 21 | 24569.65 | 21059.7 | 24569.65
DE | 7 | 4 | 22 | 23562.7 | 20196.6 | 23562.7
DE | 7 | 4 | 23 | 22092.35 | 18936.3 | 22092.35
DE | 7 | 4 | 24 | 20238.4 | 17347.2 | 20238.4
DE | 7 | 5 | 1 | 19329.45 | 16568.1 | 19329.45
DE | 7 | 5 | 2 | 19103.7 | 16374.6 | 19103.7
DE | 7 | 5 | 3 | 18984.35 | 16272.3 | 18984.35
DE | 7 | 5 | 4 | 19020.4 | 16303.2 | 19020.4
DE | 7 | 5 | 5 | 19935.3 | 17087.4 | 19935.3
DE | 7 | 5 | 6 | 22426.25 | 19222.5 | 22426.25
DE | 7 | 5 | 7 | 24414.25 | 20926.5 | 24414.25
DE | 7 | 5 | 8 | 25647.65 | 21983.7 | 25647.65
DE | 7 | 5 | 9 | 26193.65 | 22451.7 | 26193.65
DE | 7 | 5 | 10 | 26304.95 | 22547.1 | 26304.95
DE | 7 | 5 | 11 | 26324.2 | 22563.6 | 26324.2
DE | 7 | 5 | 12 | 26425 | 22650 | 26425
DE | 7 | 5 | 13 | 26425 | 22650 | 26425
DE | 7 | 5 | 14 | 26280.45 | 22526.1 | 26280.45
DE | 7 | 5 | 15 | 26136.95 | 22403.1 | 26136.95
DE | 7 | 5 | 16 | 26097.4 | 22369.2 | 26097.4
DE | 7 | 5 | 17 | 26040.35 | 22320.3 | 26040.35
DE | 7 | 5 | 18 | 26022.15 | 22304.7 | 26022.15
DE | 7 | 5 | 19 | 25934.3 | 22229.4 | 25934.3
DE | 7 | 5 | 20 | 25588.15 | 21932.7 | 25588.15
DE | 7 | 5 | 21 | 24553.55 | 21045.9 | 24553.55
DE | 7 | 5 | 22 | 23562.7 | 20196.6 | 23562.7
DE | 7 | 5 | 23 | 20694.8 | 17738.4 | 20694.8
DE | 7 | 5 | 24 | 19202.05 | 16458.9 | 19202.05
DE | 7 | 6 | 1 | 18151 | 15558 | 18151
DE | 7 | 6 | 2 | 17633.7 | 15114.6 | 17633.7
DE | 7 | 6 | 3 | 17633.7 | 15114.6 | 17633.7
DE | 7 | 6 | 4 | 17645.95 | 15125.1 | 17645.95
DE | 7 | 6 | 5 | 17677.1 | 15151.8 | 17677.1
DE | 7 | 6 | 6 | 17938.2 | 15375.6 | 17938.2
DE | 7 | 6 | 7 | 18769.45 | 16088.1 | 18769.45
DE | 7 | 6 | 8 | 20068.3 | 17201.4 | 20068.3
DE | 7 | 6 | 9 | 21520.1 | 18445.8 | 21520.1
DE | 7 | 6 | 10 | 21846.65 | 18725.7 | 21846.65
DE | 7 | 6 | 11 | 21843.85 | 18723.3 | 21843.85
DE | 7 | 6 | 12 | 21871.15 | 18746.7 | 21871.15
DE | 7 | 6 | 13 | 21894.6 | 18766.8 | 21894.6
DE | 7 | 6 | 14 | 21808.5 | 18693 | 21808.5
DE | 7 | 6 | 15 | 21671.3 | 18575.4 | 21671.3
DE | 7 | 6 | 16 | 21658.7 | 18564.6 | 21658.7
DE | 7 | 6 | 17 | 21791.35 | 18678.3 | 21791.35
DE | 7 | 6 | 18 | 21791.35 | 18678.3 | 21791.35
DE | 7 | 6 | 19 | 21854.35 | 18732.3 | 21854.35
DE | 7 | 6 | 20 | 21797.65 | 18683.7 | 21797.65
DE | 7 | 6 | 21 | 21681.1 | 18583.8 | 21681.1
DE | 7 | 6 | 22 | 21051.45 | 18044.1 | 21051.45
DE | 7 | 6 | 23 | 20694.8 | 17738.4 | 20694.8
DE | 7 | 6 | 24 | 19202.05 | 16458.9 | 19202.05
DE | 7 | 7 | 1 | 18151 | 15558 | 18151
DE | 7 | 7 | 2 | 17633.7 | 15114.6 | 17633.7
DE | 7 | 7 | 3 | 17633.7 | 15114.6 | 17633.7
DE | 7 | 7 | 4 | 17645.95 | 15125.1 | 17645.95
DE | 7 | 7 | 5 | 17677.1 | 15151.8 | 17677.1
DE | 7 | 7 | 6 | 17938.2 | 15375.6 | 17938.2
DE | 7 | 7 | 7 | 18791.85 | 16107.3 | 18791.85
DE | 7 | 7 | 8 | 20140.4 | 17263.2 | 20140.4
DE | 7 | 7 | 9 | 21547.4 | 18469.2 | 21547.4
DE | 7 | 7 | 10 | 21863.45 | 18740.1 | 21863.45
DE | 7 | 7 | 11 | 21868.7 | 18744.6 | 21868.7
DE | 7 | 7 | 12 | 21886.55 | 18759.9 | 21886.55
DE | 7 | 7 | 13 | 21908.25 | 18778.5 | 21908.25
DE | 7 | 7 | 14 | 21865.55 | 18741.9 | 21865.55
DE | 7 | 7 | 15 | 21946.4 | 18811.2 | 21946.4
DE | 7 | 7 | 16 | 21992.95 | 18851.1 | 21992.95
DE | 7 | 7 | 17 | 22112.65 | 18953.7 | 22112.65
DE | 7 | 7 | 18 | 21873.95 | 18749.1 | 21873.95
DE | 7 | 7 | 19 | 21820.05 | 18702.9 | 21820.05
DE | 7 | 7 | 20 | 21866.95 | 18743.1 | 21866.95
DE | 7 | 7 | 21 | 21708.4 | 18607.2 | 21708.4
DE | 7 | 7 | 22 | 21051.45 | 18044.1 | 21051.45
DE | 7 | 7 | 23 | 21681.1 | 18583.8 | 21681.1
DE | 7 | 7 | 24 | 19980.8 | 17126.4 | 19980.8
DE | 7 | 8 | 1 | 19016.55 | 16299.9 | 19016.55
DE | 7 | 8 | 2 | 18860.8 | 16166.4 | 18860.8
DE | 7 | 8 | 3 | 18891.95 | 16193.1 | 18891.95
DE | 7 | 8 | 4 | 18996.25 | 16282.5 | 18996.25
DE | 7 | 8 | 5 | 19943.7 | 17094.6 | 19943.7
DE | 7 | 8 | 6 | 22251.6 | 19072.8 | 22251.6
DE | 7 | 8 | 7 | 24249.75 | 20785.5 | 24249.75
DE | 7 | 8 | 8 | 25668.65 | 22001.7 | 25668.65
DE | 7 | 8 | 9 | 26288.85 | 22533.3 | 26288.85
DE | 7 | 8 | 10 | 26388.6 | 22618.8 | 26388.6
DE | 7 | 8 | 11 | 26439.7 | 22662.6 | 26439.7
DE | 7 | 8 | 12 | 26644.45 | 22838.1 | 26644.45
DE | 7 | 8 | 13 | 26734.4 | 22915.2 | 26734.4
DE | 7 | 8 | 14 | 26637.45 | 22832.1 | 26637.45
DE | 7 | 8 | 15 | 26465.25 | 22684.5 | 26465.25
DE | 7 | 8 | 16 | 26508.65 | 22721.7 | 26508.65
DE | 7 | 8 | 17 | 26369 | 22602 | 26369
DE | 7 | 8 | 18 | 26369 | 22602 | 26369
DE | 7 | 8 | 19 | 26186.65 | 22445.7 | 26186.65
DE | 7 | 8 | 20 | 25659.2 | 21993.6 | 25659.2
DE | 7 | 8 | 21 | 24664.85 | 21141.3 | 24664.85
DE | 7 | 8 | 22 | 23665.6 | 20284.8 | 23665.6
DE | 7 | 8 | 23 | 21751.45 | 18644.1 | 21751.45
DE | 7 | 8 | 24 | 19980.8 | 17126.4 | 19980.8
DE | 7 | 9 | 1 | 19016.55 | 16299.9 | 19016.55
DE | 7 | 9 | 2 | 18860.8 | 16166.4 | 18860.8
DE | 7 | 9 | 3 | 18891.95 | 16193.1 | 18891.95
DE | 7 | 9 | 4 | 18996.25 | 16282.5 | 18996.25
DE | 7 | 9 | 5 | 19943.7 | 17094.6 | 19943.7
DE | 7 | 9 | 6 | 22251.6 | 19072.8 | 22251.6
DE | 7 | 9 | 7 | 24166.45 | 20714.1 | 24166.45
DE | 7 | 9 | 8 | 25652.55 | 21987.9 | 25652.55
DE | 7 | 9 | 9 | 26288.85 | 22533.3 | 26288.85
DE | 7 | 9 | 10 | 26388.6 | 22618.8 | 26388.6
DE | 7 | 9 | 11 | 26439.7 | 22662.6 | 26439.7
DE | 7 | 9 | 12 | 26644.45 | 22838.1 | 26644.45
DE | 7 | 9 | 13 | 26734.4 | 22915.2 | 26734.4
DE | 7 | 9 | 14 | 26637.45 | 22832.1 | 26637.45
DE | 7 | 9 | 15 | 26465.25 | 22684.5 | 26465.25
DE | 7 | 9 | 16 | 26425.7 | 22650.6 | 26425.7
DE | 7 | 9 | 17 | 26369 | 22602 | 26369
DE | 7 | 9 | 18 | 26300.4 | 22543.2 | 26300.4
DE | 7 | 9 | 19 | 26095.65 | 22367.7 | 26095.65
DE | 7 | 9 | 20 | 25671.8 | 22004.4 | 25671.8
DE | 7 | 9 | 21 | 24626 | 21108 | 24626
DE | 7 | 9 | 22 | 23562.7 | 20196.6 | 23562.7
DE | 7 | 9 | 23 | 21681.1 | 18583.8 | 21681.1
DE | 7 | 9 | 24 | 19980.8 | 17126.4 | 19980.8
DE | 7 | 10 | 1 | 19016.55 | 16299.9 | 19016.55
DE | 7 | 10 | 2 | 18860.8 | 16166.4 | 18860.8
DE | 7 | 10 | 3 | 18860.8 | 16166.4 | 18860.8
DE | 7 | 10 | 4 | 18996.25 | 16282.5 | 18996.25
DE | 7 | 10 | 5 | 19912.9 | 17068.2 | 19912.9
DE | 7 | 10 | 6 | 22251.6 | 19072.8 | 22251.6
DE | 7 | 10 | 7 | 24097.5 | 20655 | 24097.5
DE | 7 | 10 | 8 | 25512.55 | 21867.9 | 25512.55
DE | 7 | 10 | 9 | 26177.55 | 22437.9 | 26177.55
DE | 7 | 10 | 10 | 26232.5 | 22485 | 26232.5
DE | 7 | 10 | 11 | 26256.3 | 22505.4 | 26256.3
DE | 7 | 10 | 12 | 26359.55 | 22593.9 | 26359.55
DE | 7 | 10 | 13 | 26359.55 | 22593.9 | 26359.55
DE | 7 | 10 | 14 | 26253.5 | 22503 | 26253.5
DE | 7 | 10 | 15 | 26091.8 | 22364.4 | 26091.8
DE | 7 | 10 | 16 | 26013.75 | 22297.5 | 26013.75
DE | 7 | 10 | 17 | 25956.7 | 22248.6 | 25956.7
DE | 7 | 10 | 18 | 25900.35 | 22200.3 | 25900.35
DE | 7 | 10 | 19 | 25796.4 | 22111.2 | 25796.4
DE | 7 | 10 | 20 | 25515.7 | 21870.6 | 25515.7
DE | 7 | 10 | 21 | 24493.7 | 20994.6 | 24493.7
DE | 7 | 10 | 22 | 23453.15 | 20102.7 | 23453.15
DE | 7 | 10 | 23 | 21438.55 | 18375.9 | 21438.55
DE | 7 | 10 | 24 | 19956.3 | 17105.4 | 19956.3
DE | 7 | 11 | 1 | 19047.7 | 16326.6 | 19047.7
DE | 7 | 11 | 2 | 18891.95 | 16193.1 | 18891.95
DE | 7 | 11 | 3 | 18891.95 | 16193.1 | 18891.95
DE | 7 | 11 | 4 | 18996.25 | 16282.5 | 18996.25
DE | 7 | 11 | 5 | 19943.7 | 17094.6 | 19943.7
DE | 7 | 11 | 6 | 22282.75 | 19099.5 | 22282.75
DE | 7 | 11 | 7 | 24106.25 | 20662.5 | 24106.25
DE | 7 | 11 | 8 | 25337.9 | 21718.2 | 25337.9
DE | 7 | 11 | 9 | 26145 | 22410 | 26145
DE | 7 | 11 | 10 | 26232.5 | 22485 | 26232.5
DE | 7 | 11 | 11 | 26212.9 | 22468.2 | 26212.9
DE | 7 | 11 | 12 | 26287.1 | 22531.8 | 26287.1
DE | 7 | 11 | 13 | 26303.2 | 22545.6 | 26303.2
DE | 7 | 11 | 14 | 26185.95 | 22445.1 | 26185.95
DE | 7 | 11 | 15 | 26053.3 | 22331.4 | 26053.3
DE | 7 | 11 | 16 | 26013.75 | 22297.5 | 26013.75
DE | 7 | 11 | 17 | 25927.65 | 22223.7 | 25927.65
DE | 7 | 11 | 18 | 25900.35 | 22200.3 | 25900.35
DE | 7 | 11 | 19 | 25796.4 | 22111.2 | 25796.4
DE | 7 | 11 | 20 | 25515.7 | 21870.6 | 25515.7
DE | 7 | 11 | 21 | 24493.7 | 20994.6 | 24493.7
DE | 7 | 11 | 22 | 23453.15 | 20102.7 | 23453.15
DE | 7 | 11 | 23 | 21438.55 | 18375.9 | 21438.55
DE | 7 | 11 | 24 | 19956.3 | 17105.4 | 19956.3
DE | 7 | 12 | 1 | 19047.7 | 16326.6 | 19047.7
DE | 7 | 12 | 2 | 18891.95 | 16193.1 | 18891.95
DE | 7 | 12 | 3 | 18891.95 | 16193.1 | 18891.95
DE | 7 | 12 | 4 | 18996.25 | 16282.5 | 18996.25
DE | 7 | 12 | 5 | 19943.7 | 17094.6 | 19943.7
DE | 7 | 12 | 6 | 22282.75 | 19099.5 | 22282.75
DE | 7 | 12 | 7 | 24106.25 | 20662.5 | 24106.25
DE | 7 | 12 | 8 | 25405.1 | 21775.8 | 25405.1
DE | 7 | 12 | 9 | 26128.55 | 22395.9 | 26128.55
DE | 7 | 12 | 10 | 26199.6 | 22456.8 | 26199.6
DE | 7 | 12 | 11 | 26212.9 | 22468.2 | 26212.9
DE | 7 | 12 | 12 | 26287.1 | 22531.8 | 26287.1
DE | 7 | 12 | 13 | 26303.2 | 22545.6 | 26303.2
DE | 7 | 12 | 14 | 26215 | 22470 | 26215
DE | 7 | 12 | 15 | 26091.8 | 22364.4 | 26091.8
DE | 7 | 12 | 16 | 26013.75 | 22297.5 | 26013.75
DE | 7 | 12 | 17 | 25956.7 | 22248.6 | 25956.7
DE | 7 | 12 | 18 | 25927.65 | 22223.7 | 25927.65
DE | 7 | 12 | 19 | 25796.4 | 22111.2 | 25796.4
DE | 7 | 12 | 20 | 25515.7 | 21870.6 | 25515.7
DE | 7 | 12 | 21 | 24493.7 | 20994.6 | 24493.7
DE | 7 | 12 | 22 | 23453.15 | 20102.7 | 23453.15
DE | 7 | 12 | 23 | 20694.8 | 17738.4 | 20694.8
DE | 7 | 12 | 24 | 19202.05 | 16458.9 | 19202.05
DE | 7 | 13 | 1 | 18151 | 15558 | 18151
DE | 7 | 13 | 2 | 17633.7 | 15114.6 | 17633.7
DE | 7 | 13 | 3 | 17633.7 | 15114.6 | 17633.7
DE | 7 | 13 | 4 | 17645.95 | 15125.1 | 17645.95
DE | 7 | 13 | 5 | 17677.1 | 15151.8 | 17677.1
DE | 7 | 13 | 6 | 17938.2 | 15375.6 | 17938.2
DE | 7 | 13 | 7 | 18769.45 | 16088.1 | 18769.45
DE | 7 | 13 | 8 | 19999.35 | 17142.3 | 19999.35
DE | 7 | 13 | 9 | 21520.1 | 18445.8 | 21520.1
DE | 7 | 13 | 10 | 21819.35 | 18702.3 | 21819.35
DE | 7 | 13 | 11 | 21799.75 | 18685.5 | 21799.75
DE | 7 | 13 | 12 | 21854.35 | 18732.3 | 21854.35
DE | 7 | 13 | 13 | 21870.1 | 18745.8 | 21870.1
DE | 7 | 13 | 14 | 21772.8 | 18662.4 | 21772.8
DE | 7 | 13 | 15 | 21689.5 | 18591 | 21689.5
DE | 7 | 13 | 16 | 21689.5 | 18591 | 21689.5
DE | 7 | 13 | 17 | 21809.2 | 18693.6 | 21809.2
DE | 7 | 13 | 18 | 21809.2 | 18693.6 | 21809.2
DE | 7 | 13 | 19 | 21781.2 | 18669.6 | 21781.2
DE | 7 | 13 | 20 | 21770.35 | 18660.3 | 21770.35
DE | 7 | 13 | 21 | 21681.1 | 18583.8 | 21681.1
DE | 7 | 13 | 22 | 21057.05 | 18048.9 | 21057.05
DE | 7 | 13 | 23 | 20694.8 | 17738.4 | 20694.8
DE | 7 | 13 | 24 | 19202.05 | 16458.9 | 19202.05
DE | 7 | 14 | 1 | 18151 | 15558 | 18151
DE | 7 | 14 | 2 | 17633.7 | 15114.6 | 17633.7
DE | 7 | 14 | 3 | 17633.7 | 15114.6 | 17633.7
DE | 7 | 14 | 4 | 17645.95 | 15125.1 | 17645.95
DE | 7 | 14 | 5 | 17677.1 | 15151.8 | 17677.1
DE | 7 | 14 | 6 | 17938.2 | 15375.6 | 17938.2
DE | 7 | 14 | 7 | 18769.45 | 16088.1 | 18769.45
DE | 7 | 14 | 8 | 20020.7 | 17160.6 | 20020.7
DE | 7 | 14 | 9 | 21487.2 | 18417.6 | 21487.2
DE | 7 | 14 | 10 | 21819.35 | 18702.3 | 21819.35
DE | 7 | 14 | 11 | 21799.75 | 18685.5 | 21799.75
DE | 7 | 14 | 12 | 21827.05 | 18708.9 | 21827.05
DE | 7 | 14 | 13 | 21826 | 18708 | 21826
DE | 7 | 14 | 14 | 21728.35 | 18624.3 | 21728.35
DE | 7 | 14 | 15 | 21645.05 | 18552.9 | 21645.05
DE | 7 | 14 | 16 | 21645.05 | 18552.9 | 21645.05
DE | 7 | 14 | 17 | 21765.1 | 18655.8 | 21765.1
DE | 7 | 14 | 18 | 21765.1 | 18655.8 | 21765.1
DE | 7 | 14 | 19 | 21753.9 | 18646.2 | 21753.9
DE | 7 | 14 | 20 | 21770.35 | 18660.3 | 21770.35
DE | 7 | 14 | 21 | 21626.15 | 18536.7 | 21626.15
DE | 7 | 14 | 22 | 21042.35 | 18036.3 | 21042.35
DE | 7 | 14 | 23 | 21438.55 | 18375.9 | 21438.55
DE | 7 | 14 | 24 | 19956.3 | 17105.4 | 19956.3
DE | 7 | 15 | 1 | 19047.7 | 16326.6 | 19047.7
DE | 7 | 15 | 2 | 18891.95 | 16193.1 | 18891.95
DE | 7 | 15 | 3 | 18891.95 | 16193.1 | 18891.95
DE | 7 | 15 | 4 | 18996.25 | 16282.5 | 18996.25
DE | 7 | 15 | 5 | 19943.7 | 17094.6 | 19943.7
DE | 7 | 15 | 6 | 22282.75 | 19099.5 | 22282.75
DE | 7 | 15 | 7 | 24075.1 | 20635.8 | 24075.1
DE | 7 | 15 | 8 | 25360.3 | 21737.4 | 25360.3
DE | 7 | 15 | 9 | 26177.55 | 22437.9 | 26177.55
DE | 7 | 15 | 10 | 26232.5 | 22485 | 26232.5
DE | 7 | 15 | 11 | 26256.3 | 22505.4 | 26256.3
DE | 7 | 15 | 12 | 26398.4 | 22627.2 | 26398.4
DE | 7 | 15 | 13 | 26425 | 22650 | 26425
DE | 7 | 15 | 14 | 26298.65 | 22541.7 | 26298.65
DE | 7 | 15 | 15 | 26196.8 | 22454.4 | 26196.8
DE | 7 | 15 | 16 | 26191.55 | 22449.9 | 26191.55
DE | 7 | 15 | 17 | 26134.5 | 22401 | 26134.5
DE | 7 | 15 | 18 | 26052.6 | 22330.8 | 26052.6
DE | 7 | 15 | 19 | 25919.95 | 22217.1 | 25919.95
DE | 7 | 15 | 20 | 25588.15 | 21932.7 | 25588.15
DE | 7 | 15 | 21 | 24553.55 | 21045.9 | 24553.55
DE | 7 | 15 | 22 | 23502.85 | 20145.3 | 23502.85
DE | 7 | 15 | 23 | 21438.55 | 18375.9 | 21438.55
DE | 7 | 15 | 24 | 19925.15 | 17078.7 | 19925.15
DE | 7 | 16 | 1 | 19047.7 | 16326.6 | 19047.7
DE | 7 | 16 | 2 | 18891.95 | 16193.1 | 18891.95
DE | 7 | 16 | 3 | 18891.95 | 16193.1 | 18891.95
DE | 7 | 16 | 4 | 18996.25 | 16282.5 | 18996.25
DE | 7 | 16 | 5 | 19943.7 | 17094.6 | 19943.7
DE | 7 | 16 | 6 | 22282.75 | 19099.5 | 22282.75
DE | 7 | 16 | 7 | 24097.5 | 20655 | 24097.5
DE | 7 | 16 | 8 | 25576.95 | 21923.1 | 25576.95
DE | 7 | 16 | 9 | 26193.65 | 22451.7 | 26193.65
DE | 7 | 16 | 10 | 26343.45 | 22580.1 | 26343.45
DE | 7 | 16 | 11 | 26369 | 22602 | 26369
DE | 7 | 16 | 12 | 26513.9 | 22726.2 | 26513.9
DE | 7 | 16 | 13 | 26708.5 | 22893 | 26708.5
DE | 7 | 16 | 14 | 26568.85 | 22773.3 | 26568.85
DE | 7 | 16 | 15 | 26465.25 | 22684.5 | 26465.25
DE | 7 | 16 | 16 | 26425.7 | 22650.6 | 26425.7
DE | 7 | 16 | 17 | 26369 | 22602 | 26369
DE | 7 | 16 | 18 | 26236.35 | 22488.3 | 26236.35
DE | 7 | 16 | 19 | 26046.65 | 22325.7 | 26046.65
DE | 7 | 16 | 20 | 25653.6 | 21988.8 | 25653.6
DE | 7 | 16 | 21 | 24596.95 | 21083.1 | 24596.95
DE | 7 | 16 | 22 | 23562.7 | 20196.6 | 23562.7
DE | 7 | 16 | 23 | 21598.15 | 18512.7 | 21598.15
DE | 7 | 16 | 24 | 19980.8 | 17126.4 | 19980.8
DE | 7 | 17 | 1 | 19016.55 | 16299.9 | 19016.55
DE | 7 | 17 | 2 | 18860.8 | 16166.4 | 18860.8
DE | 7 | 17 | 3 | 18891.95 | 16193.1 | 18891.95
DE | 7 | 17 | 4 | 18996.25 | 16282.5 | 18996.25
DE | 7 | 17 | 5 | 19943.7 | 17094.6 | 19943.7
DE | 7 | 17 | 6 | 22251.6 | 19072.8 | 22251.6
DE | 7 | 17 | 7 | 24234 | 20772 | 24234
DE | 7 | 17 | 8 | 25695.95 | 22025.1 | 25695.95
DE | 7 | 17 | 9 | 26315.45 | 22556.1 | 26315.45
DE | 7 | 17 | 10 | 26386.85 | 22617.3 | 26386.85
DE | 7 | 17 | 11 | 26543.3 | 22751.4 | 26543.3
DE | 7 | 17 | 12 | 26670.35 | 22860.3 | 26670.35
DE | 7 | 17 | 13 | 26803 | 22974 | 26803
DE | 7 | 17 | 14 | 26637.45 | 22832.1 | 26637.45
DE | 7 | 17 | 15 | 26547.85 | 22755.3 | 26547.85
DE | 7 | 17 | 16 | 26508.65 | 22721.7 | 26508.65
DE | 7 | 17 | 17 | 26369 | 22602 | 26369
DE | 7 | 17 | 18 | 26369 | 22602 | 26369
DE | 7 | 17 | 19 | 26186.65 | 22445.7 | 26186.65
DE | 7 | 17 | 20 | 25715.2 | 22041.6 | 25715.2
DE | 7 | 17 | 21 | 24755.5 | 21219 | 24755.5
DE | 7 | 17 | 22 | 23894.85 | 20481.3 | 23894.85
DE | 7 | 17 | 23 | 22696.45 | 19454.1 | 22696.45
DE | 7 | 17 | 24 | 20579.3 | 17639.4 | 20579.3
DE | 7 | 18 | 1 | 19072.2 | 16347.6 | 19072.2
DE | 7 | 18 | 2 | 18860.8 | 16166.4 | 18860.8
DE | 7 | 18 | 3 | 18860.8 | 16166.4 | 18860.8
DE | 7 | 18 | 4 | 18965.1 | 16255.8 | 18965.1
DE | 7 | 18 | 5 | 19912.9 | 17068.2 | 19912.9
DE | 7 | 18 | 6 | 22274 | 19092 | 22274
DE | 7 | 18 | 7 | 24378.55 | 20895.9 | 24378.55
DE | 7 | 18 | 8 | 25798.15 | 22112.7 | 25798.15
DE | 7 | 18 | 9 | 26358.5 | 22593 | 26358.5
DE | 7 | 18 | 10 | 26562.9 | 22768.2 | 26562.9
DE | 7 | 18 | 11 | 26660.2 | 22851.6 | 26660.2
DE | 7 | 18 | 12 | 26803 | 22974 | 26803
DE | 7 | 18 | 13 | 26885.6 | 23044.8 | 26885.6
DE | 7 | 18 | 14 | 26944.05 | 23094.9 | 26944.05
DE | 7 | 18 | 15 | 26771.85 | 22947.3 | 26771.85
DE | 7 | 18 | 16 | 26732.3 | 22913.4 | 26732.3
DE | 7 | 18 | 17 | 26675.25 | 22864.5 | 26675.25
DE | 7 | 18 | 18 | 26558.7 | 22764.6 | 26558.7
DE | 7 | 18 | 19 | 26280.8 | 22526.4 | 26280.8
DE | 7 | 18 | 20 | 25749.5 | 22071 | 25749.5
DE | 7 | 18 | 21 | 24755.5 | 21219 | 24755.5
DE | 7 | 18 | 22 | 23894.85 | 20481.3 | 23894.85
DE | 7 | 18 | 23 | 22668.45 | 19430.1 | 22668.45
DE | 7 | 18 | 24 | 20238.4 | 17347.2 | 20238.4
DE | 7 | 19 | 1 | 19176.15 | 16436.7 | 19176.15
DE | 7 | 19 | 2 | 18916.45 | 16214.1 | 18916.45
DE | 7 | 19 | 3 | 18860.8 | 16166.4 | 18860.8
DE | 7 | 19 | 4 | 18965.1 | 16255.8 | 18965.1
DE | 7 | 19 | 5 | 19912.9 | 17068.2 | 19912.9
DE | 7 | 19 | 6 | 22274 | 19092 | 22274
DE | 7 | 19 | 7 | 24378.55 | 20895.9 | 24378.55
DE | 7 | 19 | 8 | 25695.95 | 22025.1 | 25695.95
DE | 7 | 19 | 9 | 26315.45 | 22556.1 | 26315.45
DE | 7 | 19 | 10 | 26356.05 | 22590.9 | 26356.05
DE | 7 | 19 | 11 | 26439.7 | 22662.6 | 26439.7
DE | 7 | 19 | 12 | 26644.45 | 22838.1 | 26644.45
DE | 7 | 19 | 13 | 26634.65 | 22829.7 | 26634.65
DE | 7 | 19 | 14 | 26637.45 | 22832.1 | 26637.45
DE | 7 | 19 | 15 | 26465.25 | 22684.5 | 26465.25
DE | 7 | 19 | 16 | 26303.9 | 22546.2 | 26303.9
DE | 7 | 19 | 17 | 26274.5 | 22521 | 26274.5
DE | 7 | 19 | 18 | 26196.1 | 22453.8 | 26196.1
DE | 7 | 19 | 19 | 25964.4 | 22255.2 | 25964.4
DE | 7 | 19 | 20 | 25653.6 | 21988.8 | 25653.6
DE | 7 | 19 | 21 | 24626 | 21108 | 24626
DE | 7 | 19 | 22 | 23665.6 | 20284.8 | 23665.6
DE | 7 | 19 | 23 | 21399.7 | 18342.6 | 21399.7
DE | 7 | 19 | 24 | 19432 | 16656 | 19432
DE | 7 | 20 | 1 | 18310.6 | 15694.8 | 18310.6
DE | 7 | 20 | 2 | 17689 | 15162 | 17689
DE | 7 | 20 | 3 | 17633.7 | 15114.6 | 17633.7
DE | 7 | 20 | 4 | 17645.95 | 15125.1 | 17645.95
DE | 7 | 20 | 5 | 17677.1 | 15151.8 | 17677.1
DE | 7 | 20 | 6 | 17960.6 | 15394.8 | 17960.6
DE | 7 | 20 | 7 | 18860.8 | 16166.4 | 18860.8
DE | 7 | 20 | 8 | 20140.4 | 17263.2 | 20140.4
DE | 7 | 20 | 9 | 21547.4 | 18469.2 | 21547.4
DE | 7 | 20 | 10 | 21863.45 | 18740.1 | 21863.45
DE | 7 | 20 | 11 | 21843.85 | 18723.3 | 21843.85
DE | 7 | 20 | 12 | 21893.2 | 18765.6 | 21893.2
DE | 7 | 20 | 13 | 21885.5 | 18759 | 21885.5
DE | 7 | 20 | 14 | 21770 | 18660 | 21770
DE | 7 | 20 | 15 | 21677.95 | 18581.1 | 21677.95
DE | 7 | 20 | 16 | 21897.75 | 18769.5 | 21897.75
DE | 7 | 20 | 17 | 22066.1 | 18913.8 | 22066.1
DE | 7 | 20 | 18 | 21778.4 | 18667.2 | 21778.4
DE | 7 | 20 | 19 | 21832.65 | 18713.7 | 21832.65
DE | 7 | 20 | 20 | 21866.95 | 18743.1 | 21866.95
DE | 7 | 20 | 21 | 21708.4 | 18607.2 | 21708.4
DE | 7 | 20 | 22 | 21051.45 | 18044.1 | 21051.45
DE | 7 | 20 | 23 | 20750.1 | 17785.8 | 20750.1
DE | 7 | 20 | 24 | 19202.05 | 16458.9 | 19202.05
DE | 7 | 21 | 1 | 18151 | 15558 | 18151
DE | 7 | 21 | 2 | 17633.7 | 15114.6 | 17633.7
DE | 7 | 21 | 3 | 17633.7 | 15114.6 | 17633.7
DE | 7 | 21 | 4 | 17645.95 | 15125.1 | 17645.95
DE | 7 | 21 | 5 | 17677.1 | 15151.8 | 17677.1
DE | 7 | 21 | 6 | 17938.2 | 15375.6 | 17938.2
DE | 7 | 21 | 7 | 19176.5 | 16437 | 19176.5
DE | 7 | 21 | 8 | 20219.15 | 17330.7 | 20219.15
DE | 7 | 21 | 9 | 21579.6 | 18496.8 | 21579.6
DE | 7 | 21 | 10 | 22189.65 | 19019.7 | 22189.65
DE | 7 | 21 | 11 | 22216.6 | 19042.8 | 22216.6
DE | 7 | 21 | 12 | 22243.9 | 19066.2 | 22243.9
DE | 7 | 21 | 13 | 22302 | 19116 | 22302
DE | 7 | 21 | 14 | 22079.75 | 18925.5 | 22079.75
DE | 7 | 21 | 15 | 22041.6 | 18892.8 | 22041.6
DE | 7 | 21 | 16 | 22132.95 | 18971.1 | 22132.95
DE | 7 | 21 | 17 | 22231.3 | 19055.4 | 22231.3
DE | 7 | 21 | 18 | 22161.65 | 18995.7 | 22161.65
DE | 7 | 21 | 19 | 22213.45 | 19040.1 | 22213.45
DE | 7 | 21 | 20 | 22154.3 | 18989.4 | 22154.3
DE | 7 | 21 | 21 | 21878.15 | 18752.7 | 21878.15
DE | 7 | 21 | 22 | 21626.85 | 18537.3 | 21626.85
DE | 7 | 21 | 23 | 23127.65 | 19823.7 | 23127.65
DE | 7 | 21 | 24 | 20863.85 | 17883.3 | 20863.85
DE | 7 | 22 | 1 | 19259.45 | 16508.1 | 19259.45
DE | 7 | 22 | 2 | 18916.45 | 16214.1 | 18916.45
DE | 7 | 22 | 3 | 18916.45 | 16214.1 | 18916.45
DE | 7 | 22 | 4 | 18965.1 | 16255.8 | 18965.1
DE | 7 | 22 | 5 | 19912.9 | 17068.2 | 19912.9
DE | 7 | 22 | 6 | 22496.6 | 19282.8 | 22496.6
DE | 7 | 22 | 7 | 24689 | 21162 | 24689
DE | 7 | 22 | 8 | 26152.35 | 22416.3 | 26152.35
DE | 7 | 22 | 9 | 26693.45 | 22880.1 | 26693.45
DE | 7 | 22 | 10 | 27132.35 | 23256.3 | 27132.35
DE | 7 | 22 | 11 | 27243.3 | 23351.4 | 27243.3
DE | 7 | 22 | 12 | 27448.4 | 23527.2 | 27448.4
DE | 7 | 22 | 13 | 27456.1 | 23533.8 | 27456.1
DE | 7 | 22 | 14 | 27379.45 | 23468.1 | 27379.45
DE | 7 | 22 | 15 | 27088.25 | 23218.5 | 27088.25
DE | 7 | 22 | 16 | 26942.3 | 23093.4 | 26942.3
DE | 7 | 22 | 17 | 26754.35 | 22932.3 | 26754.35
DE | 7 | 22 | 18 | 26674.55 | 22863.9 | 26674.55
DE | 7 | 22 | 19 | 26671.4 | 22861.2 | 26671.4
DE | 7 | 22 | 20 | 26066.25 | 22342.5 | 26066.25
DE | 7 | 22 | 21 | 24851.75 | 21301.5 | 24851.75
DE | 7 | 22 | 22 | 24123.4 | 20677.2 | 24123.4
DE | 7 | 22 | 23 | 23156.35 | 19848.3 | 23156.35
DE | 7 | 22 | 24 | 21422.1 | 18361.8 | 21422.1
DE | 7 | 23 | 1 | 19780.6 | 16954.8 | 19780.6
DE | 7 | 23 | 2 | 19103.7 | 16374.6 | 19103.7
DE | 7 | 23 | 3 | 18916.45 | 16214.1 | 18916.45
DE | 7 | 23 | 4 | 19020.4 | 16303.2 | 19020.4
DE | 7 | 23 | 5 | 19935.3 | 17087.4 | 19935.3
DE | 7 | 23 | 6 | 22792 | 19536 | 22792
DE | 7 | 23 | 7 | 24615.85 | 21099.3 | 24615.85
DE | 7 | 23 | 8 | 26004.65 | 22289.7 | 26004.65
DE | 7 | 23 | 9 | 26599.3 | 22799.4 | 26599.3
DE | 7 | 23 | 10 | 26748.4 | 22927.2 | 26748.4
DE | 7 | 23 | 11 | 27112.75 | 23239.5 | 27112.75
DE | 7 | 23 | 12 | 27303.85 | 23403.3 | 27303.85
DE | 7 | 23 | 13 | 27316.8 | 23414.4 | 27316.8
DE | 7 | 23 | 14 | 27271.65 | 23375.7 | 27271.65
DE | 7 | 23 | 15 | 26905.9 | 23062.2 | 26905.9
DE | 7 | 23 | 16 | 26866.7 | 23028.6 | 26866.7
DE | 7 | 23 | 17 | 26759.6 | 22936.8 | 26759.6
DE | 7 | 23 | 18 | 26752.95 | 22931.1 | 26752.95
DE | 7 | 23 | 19 | 26280.8 | 22526.4 | 26280.8
DE | 7 | 23 | 20 | 25825.1 | 22135.8 | 25825.1
DE | 7 | 23 | 21 | 24761.45 | 21224.1 | 24761.45
DE | 7 | 23 | 22 | 24123.05 | 20676.9 | 24123.05
DE | 7 | 23 | 23 | 23068.15 | 19772.7 | 23068.15
DE | 7 | 23 | 24 | 21611.1 | 18523.8 | 21611.1
DE | 7 | 24 | 1 | 19887 | 17046 | 19887
DE | 7 | 24 | 2 | 19103.7 | 16374.6 | 19103.7
DE | 7 | 24 | 3 | 18916.45 | 16214.1 | 18916.45
DE | 7 | 24 | 4 | 19020.4 | 16303.2 | 19020.4
DE | 7 | 24 | 5 | 19935.3 | 17087.4 | 19935.3
DE | 7 | 24 | 6 | 22426.25 | 19222.5 | 22426.25
DE | 7 | 24 | 7 | 24543.4 | 21037.2 | 24543.4
DE | 7 | 24 | 8 | 25798.15 | 22112.7 | 25798.15
DE | 7 | 24 | 9 | 26333.65 | 22571.7 | 26333.65
DE | 7 | 24 | 10 | 26459.3 | 22679.4 | 26459.3
DE | 7 | 24 | 11 | 26607 | 22806 | 26607
DE | 7 | 24 | 12 | 26803 | 22974 | 26803
DE | 7 | 24 | 13 | 27109.6 | 23236.8 | 27109.6
DE | 7 | 24 | 14 | 27021.4 | 23161.2 | 27021.4
DE | 7 | 24 | 15 | 26985.35 | 23130.3 | 26985.35
DE | 7 | 24 | 16 | 26945.8 | 23096.4 | 26945.8
DE | 7 | 24 | 17 | 26752.95 | 22931.1 | 26752.95
DE | 7 | 24 | 18 | 26369 | 22602 | 26369
DE | 7 | 24 | 19 | 26095.65 | 22367.7 | 26095.65
DE | 7 | 24 | 20 | 25671.8 | 22004.4 | 25671.8
DE | 7 | 24 | 21 | 24664.85 | 21141.3 | 24664.85
DE | 7 | 24 | 22 | 23903.95 | 20489.1 | 23903.95
DE | 7 | 24 | 23 | 23127.65 | 19823.7 | 23127.65
DE | 7 | 24 | 24 | 21611.1 | 18523.8 | 21611.1
DE | 7 | 25 | 1 | 20553.75 | 17617.5 | 20553.75
DE | 7 | 25 | 2 | 20370.35 | 17460.3 | 20370.35
DE | 7 | 25 | 3 | 19829.25 | 16996.5 | 19829.25
DE | 7 | 25 | 4 | 19782.7 | 16956.6 | 19782.7
DE | 7 | 25 | 5 | 20405 | 17490 | 20405
DE | 7 | 25 | 6 | 22861.3 | 19595.4 | 22861.3
DE | 7 | 25 | 7 | 24586.8 | 21074.4 | 24586.8
DE | 7 | 25 | 8 | 25867.1 | 22171.8 | 25867.1
DE | 7 | 25 | 9 | 26333.65 | 22571.7 | 26333.65
DE | 7 | 25 | 10 | 26539.8 | 22748.4 | 26539.8
DE | 7 | 25 | 11 | 26660.2 | 22851.6 | 26660.2
DE | 7 | 25 | 12 | 26803 | 22974 | 26803
DE | 7 | 25 | 13 | 27109.6 | 23236.8 | 27109.6
DE | 7 | 25 | 14 | 27021.4 | 23161.2 | 27021.4
DE | 7 | 25 | 15 | 26849.2 | 23013.6 | 26849.2
DE | 7 | 25 | 16 | 26810 | 22980 | 26810
DE | 7 | 25 | 17 | 26752.95 | 22931.1 | 26752.95
DE | 7 | 25 | 18 | 26451.6 | 22672.8 | 26451.6
DE | 7 | 25 | 19 | 26280.8 | 22526.4 | 26280.8
DE | 7 | 25 | 20 | 25749.5 | 22071 | 25749.5
DE | 7 | 25 | 21 | 24755.5 | 21219 | 24755.5
DE | 7 | 25 | 22 | 24022.95 | 20591.1 | 24022.95
DE | 7 | 25 | 23 | 23156.35 | 19848.3 | 23156.35
DE | 7 | 25 | 24 | 21853.3 | 18731.4 | 21853.3
DE | 7 | 26 | 1 | 20783.35 | 17814.3 | 20783.35
DE | 7 | 26 | 2 | 20398 | 17484 | 20398
DE | 7 | 26 | 3 | 20310.5 | 17409 | 20310.5
DE | 7 | 26 | 4 | 19880.35 | 17040.3 | 19880.35
DE | 7 | 26 | 5 | 20585.25 | 17644.5 | 20585.25
DE | 7 | 26 | 6 | 23157.05 | 19848.9 | 23157.05
DE | 7 | 26 | 7 | 24787.35 | 21246.3 | 24787.35
DE | 7 | 26 | 8 | 26115.25 | 22384.5 | 26115.25
DE | 7 | 26 | 9 | 26571.65 | 22775.7 | 26571.65
DE | 7 | 26 | 10 | 26831 | 22998 | 26831
DE | 7 | 26 | 11 | 26811.4 | 22981.2 | 26811.4
DE | 7 | 26 | 12 | 27186.95 | 23303.1 | 27186.95
DE | 7 | 26 | 13 | 27186.95 | 23303.1 | 27186.95
DE | 7 | 26 | 14 | 27021.4 | 23161.2 | 27021.4
DE | 7 | 26 | 15 | 26849.2 | 23013.6 | 26849.2
DE | 7 | 26 | 16 | 26945.8 | 23096.4 | 26945.8
DE | 7 | 26 | 17 | 26752.95 | 22931.1 | 26752.95
DE | 7 | 26 | 18 | 26752.95 | 22931.1 | 26752.95
DE | 7 | 26 | 19 | 26587.4 | 22789.2 | 26587.4
DE | 7 | 26 | 20 | 25983.65 | 22271.7 | 25983.65
DE | 7 | 26 | 21 | 24913.7 | 21354.6 | 24913.7
DE | 7 | 26 | 22 | 24183.6 | 20728.8 | 24183.6
DE | 7 | 26 | 23 | 22376.55 | 19179.9 | 22376.55
DE | 7 | 26 | 24 | 21181.65 | 18155.7 | 21181.65
DE | 7 | 27 | 1 | 19792.15 | 16964.7 | 19792.15
DE | 7 | 27 | 2 | 19234.6 | 16486.8 | 19234.6
DE | 7 | 27 | 3 | 19175.1 | 16435.8 | 19175.1
DE | 7 | 27 | 4 | 19107.55 | 16377.9 | 19107.55
DE | 7 | 27 | 5 | 18806.55 | 16119.9 | 18806.55
DE | 7 | 27 | 6 | 18821.95 | 16133.1 | 18821.95
DE | 7 | 27 | 7 | 19726.35 | 16908.3 | 19726.35
DE | 7 | 27 | 8 | 20398 | 17484 | 20398
DE | 7 | 27 | 9 | 21962.5 | 18825 | 21962.5
DE | 7 | 27 | 10 | 22236.2 | 19059.6 | 22236.2
DE | 7 | 27 | 11 | 22275.75 | 19093.5 | 22275.75
DE | 7 | 27 | 12 | 22303.05 | 19116.9 | 22303.05
DE | 7 | 27 | 13 | 22421.7 | 19218.6 | 22421.7
DE | 7 | 27 | 14 | 22351.35 | 19158.3 | 22351.35
DE | 7 | 27 | 15 | 22249.15 | 19070.7 | 22249.15
DE | 7 | 27 | 16 | 22174.25 | 19006.5 | 22174.25
DE | 7 | 27 | 17 | 22231.3 | 19055.4 | 22231.3
DE | 7 | 27 | 18 | 22167.95 | 19001.1 | 22167.95
DE | 7 | 27 | 19 | 22154.3 | 18989.4 | 22154.3
DE | 7 | 27 | 20 | 22154.3 | 18989.4 | 22154.3
DE | 7 | 27 | 21 | 21835.45 | 18716.1 | 21835.45
DE | 7 | 27 | 22 | 21682.5 | 18585 | 21682.5
DE | 7 | 27 | 23 | 22723.05 | 19476.9 | 22723.05
DE | 7 | 27 | 24 | 21294.35 | 18252.3 | 21294.35
DE | 7 | 28 | 1 | 20103.3 | 17231.4 | 20103.3
DE | 7 | 28 | 2 | 19682.6 | 16870.8 | 19682.6
DE | 7 | 28 | 3 | 19460 | 16680 | 19460
DE | 7 | 28 | 4 | 19451.95 | 16673.1 | 19451.95
DE | 7 | 28 | 5 | 19248.6 | 16498.8 | 19248.6
DE | 7 | 28 | 6 | 19383.35 | 16614.3 | 19383.35
DE | 7 | 28 | 7 | 19915.35 | 17070.3 | 19915.35
DE | 7 | 28 | 8 | 20398 | 17484 | 20398
DE | 7 | 28 | 9 | 21915.95 | 18785.1 | 21915.95
DE | 7 | 28 | 10 | 22236.2 | 19059.6 | 22236.2
DE | 7 | 28 | 11 | 22216.6 | 19042.8 | 22216.6
DE | 7 | 28 | 12 | 22243.9 | 19066.2 | 22243.9
DE | 7 | 28 | 13 | 22242.5 | 19065 | 22242.5
DE | 7 | 28 | 14 | 22104.25 | 18946.5 | 22104.25
DE | 7 | 28 | 15 | 22052.1 | 18901.8 | 22052.1
DE | 7 | 28 | 16 | 21992.95 | 18851.1 | 21992.95
DE | 7 | 28 | 17 | 22112.65 | 18953.7 | 22112.65
DE | 7 | 28 | 18 | 22112.65 | 18953.7 | 22112.65
DE | 7 | 28 | 19 | 22154.3 | 18989.4 | 22154.3
DE | 7 | 28 | 20 | 21820.05 | 18702.9 | 21820.05
DE | 7 | 28 | 21 | 21869.75 | 18745.5 | 21869.75
DE | 7 | 28 | 22 | 21626.85 | 18537.3 | 21626.85
DE | 7 | 28 | 23 | 23156.35 | 19848.3 | 23156.35
DE | 7 | 28 | 24 | 21853.3 | 18731.4 | 21853.3
DE | 7 | 29 | 1 | 20783.35 | 17814.3 | 20783.35
DE | 7 | 29 | 2 | 20627.95 | 17681.1 | 20627.95
DE | 7 | 29 | 3 | 20338.15 | 17432.7 | 20338.15
DE | 7 | 29 | 4 | 20361.6 | 17452.8 | 20361.6
DE | 7 | 29 | 5 | 20585.25 | 17644.5 | 20585.25
DE | 7 | 29 | 6 | 23125.2 | 19821.6 | 23125.2
DE | 7 | 29 | 7 | 24559.5 | 21051 | 24559.5
DE | 7 | 29 | 8 | 25725 | 22050 | 25725
DE | 7 | 29 | 9 | 26315.45 | 22556.1 | 26315.45
DE | 7 | 29 | 10 | 26370.4 | 22603.2 | 26370.4
DE | 7 | 29 | 11 | 26442.5 | 22665 | 26442.5
DE | 7 | 29 | 12 | 26513.9 | 22726.2 | 26513.9
DE | 7 | 29 | 13 | 26441.8 | 22664.4 | 26441.8
DE | 7 | 29 | 14 | 26384.05 | 22614.9 | 26384.05
DE | 7 | 29 | 15 | 26279.75 | 22525.5 | 26279.75
DE | 7 | 29 | 16 | 26253.15 | 22502.7 | 26253.15
DE | 7 | 29 | 17 | 26134.5 | 22401 | 26134.5
DE | 7 | 29 | 18 | 26044.2 | 22323.6 | 26044.2
DE | 7 | 29 | 19 | 25934.3 | 22229.4 | 25934.3
DE | 7 | 29 | 20 | 25626.65 | 21965.7 | 25626.65
DE | 7 | 29 | 21 | 24569.65 | 21059.7 | 24569.65
DE | 7 | 29 | 22 | 23665.6 | 20284.8 | 23665.6
DE | 7 | 29 | 23 | 22206.45 | 19034.1 | 22206.45
DE | 7 | 29 | 24 | 20238.4 | 17347.2 | 20238.4
DE | 7 | 30 | 1 | 19259.45 | 16508.1 | 19259.45
DE | 7 | 30 | 2 | 19020.4 | 16303.2 | 19020.4
DE | 7 | 30 | 3 | 19020.4 | 16303.2 | 19020.4
DE | 7 | 30 | 4 | 19020.4 | 16303.2 | 19020.4
DE | 7 | 30 | 5 | 19935.3 | 17087.4 | 19935.3
DE | 7 | 30 | 6 | 22274 | 19092 | 22274
DE | 7 | 30 | 7 | 24234 | 20772 | 24234
DE | 7 | 30 | 8 | 25647.65 | 21983.7 | 25647.65
DE | 7 | 30 | 9 | 26220.95 | 22475.1 | 26220.95
DE | 7 | 30 | 10 | 26343.45 | 22580.1 | 26343.45
DE | 7 | 30 | 11 | 26350.8 | 22586.4 | 26350.8
DE | 7 | 30 | 12 | 26443.2 | 22665.6 | 26443.2
DE | 7 | 30 | 13 | 26443.2 | 22665.6 | 26443.2
DE | 7 | 30 | 14 | 26280.45 | 22526.1 | 26280.45
DE | 7 | 30 | 15 | 26118.75 | 22387.5 | 26118.75
DE | 7 | 30 | 16 | 26097.4 | 22369.2 | 26097.4
DE | 7 | 30 | 17 | 26022.15 | 22304.7 | 26022.15
DE | 7 | 30 | 18 | 26022.15 | 22304.7 | 26022.15
DE | 7 | 30 | 19 | 25934.3 | 22229.4 | 25934.3
DE | 7 | 30 | 20 | 25531.8 | 21884.4 | 25531.8
DE | 7 | 30 | 21 | 24553.55 | 21045.9 | 24553.55
DE | 7 | 30 | 22 | 23562.7 | 20196.6 | 23562.7
DE | 7 | 30 | 23 | 21681.1 | 18583.8 | 21681.1
DE | 7 | 30 | 24 | 20168.05 | 17286.9 | 20168.05
DE | 7 | 31 | 1 | 19329.45 | 16568.1 | 19329.45
DE | 7 | 31 | 2 | 19174.05 | 16434.9 | 19174.05
DE | 7 | 31 | 3 | 19174.05 | 16434.9 | 19174.05
DE | 7 | 31 | 4 | 19208 | 16464 | 19208
DE | 7 | 31 | 5 | 20087.55 | 17217.9 | 20087.55
DE | 7 | 31 | 6 | 22496.6 | 19282.8 | 22496.6
DE | 7 | 31 | 7 | 24385.9 | 20902.2 | 24385.9
DE | 7 | 31 | 8 | 25652.55 | 21987.9 | 25652.55
DE | 7 | 31 | 9 | 26220.95 | 22475.1 | 26220.95
DE | 7 | 31 | 10 | 26343.45 | 22580.1 | 26343.45
DE | 7 | 31 | 11 | 26350.8 | 22586.4 | 26350.8
DE | 7 | 31 | 12 | 26425 | 22650 | 26425
DE | 7 | 31 | 13 | 26443.2 | 22665.6 | 26443.2
DE | 7 | 31 | 14 | 26386.5 | 22617 | 26386.5
DE | 7 | 31 | 15 | 26231.1 | 22483.8 | 26231.1
DE | 7 | 31 | 16 | 26157.6 | 22420.8 | 26157.6
DE | 7 | 31 | 17 | 26100.55 | 22371.9 | 26100.55
DE | 7 | 31 | 18 | 26040.35 | 22320.3 | 26040.35
DE | 7 | 31 | 19 | 25934.3 | 22229.4 | 25934.3
DE | 7 | 31 | 20 | 25588.15 | 21932.7 | 25588.15
DE | 7 | 31 | 21 | 24569.65 | 21059.7 | 24569.65
DE | 7 | 31 | 22 | 23562.7 | 20196.6 | 23562.7
DE | 7 | 31 | 23 | 22156.75 | 18991.5 | 22156.75
DE | 7 | 31 | 24 | 20188.35 | 17304.3 | 20188.35
DE | 8 | 1 | 1 | 19279.75 | 16525.5 | 19279.75
DE | 8 | 1 | 2 | 19054 | 16332 | 19054
DE | 8 | 1 | 3 | 19124 | 16392 | 19124
DE | 8 | 1 | 4 | 19177.55 | 16437.9 | 19177.55
DE | 8 | 1 | 5 | 19974.15 | 17120.7 | 19974.15
DE | 8 | 1 | 6 | 22312.85 | 19125.3 | 22312.85
DE | 8 | 1 | 7 | 24265.5 | 20799 | 24265.5
DE | 8 | 1 | 8 | 25688.95 | 22019.1 | 25688.95
DE | 8 | 1 | 9 | 26391.75 | 22621.5 | 26391.75
DE | 8 | 1 | 10 | 26498.15 | 22712.7 | 26498.15
DE | 8 | 1 | 11 | 26645.85 | 22839.3 | 26645.85
DE | 8 | 1 | 12 | 26877.55 | 23037.9 | 26877.55
DE | 8 | 1 | 13 | 27178.9 | 23296.2 | 27178.9
DE | 8 | 1 | 14 | 27149.15 | 23270.7 | 27149.15
DE | 8 | 1 | 15 | 26847.8 | 23012.4 | 26847.8
DE | 8 | 1 | 16 | 26828.9 | 22996.2 | 26828.9
DE | 8 | 1 | 17 | 26878.95 | 23039.1 | 26878.95
DE | 8 | 1 | 18 | 26878.95 | 23039.1 | 26878.95
DE | 8 | 1 | 19 | 26708.85 | 22893.3 | 26708.85
DE | 8 | 1 | 20 | 25975.6 | 22264.8 | 25975.6
DE | 8 | 1 | 21 | 24843.7 | 21294.6 | 24843.7
DE | 8 | 1 | 22 | 24078.6 | 20638.8 | 24078.6
DE | 8 | 1 | 23 | 23366.35 | 20028.3 | 23366.35
DE | 8 | 1 | 24 | 22130.5 | 18969 | 22130.5
DE | 8 | 2 | 1 | 20888 | 17904 | 20888
DE | 8 | 2 | 2 | 20693.75 | 17737.5 | 20693.75
DE | 8 | 2 | 3 | 20545.7 | 17610.6 | 20545.7
DE | 8 | 2 | 4 | 20588.75 | 17647.5 | 20588.75
DE | 8 | 2 | 5 | 20962.2 | 17967.6 | 20962.2
DE | 8 | 2 | 6 | 23100 | 19800 | 23100
DE | 8 | 2 | 7 | 24903.2 | 21345.6 | 24903.2
DE | 8 | 2 | 8 | 26343.1 | 22579.8 | 26343.1
DE | 8 | 2 | 9 | 27135.5 | 23259 | 27135.5
DE | 8 | 2 | 10 | 27273.4 | 23377.2 | 27273.4
DE | 8 | 2 | 11 | 27546.75 | 23611.5 | 27546.75
DE | 8 | 2 | 12 | 27612.9 | 23668.2 | 27612.9
DE | 8 | 2 | 13 | 27612.9 | 23668.2 | 27612.9
DE | 8 | 2 | 14 | 27410.25 | 23494.5 | 27410.25
DE | 8 | 2 | 15 | 27130.95 | 23255.1 | 27130.95
DE | 8 | 2 | 16 | 26946.15 | 23096.7 | 26946.15
DE | 8 | 2 | 17 | 26683.3 | 22871.4 | 26683.3
DE | 8 | 2 | 18 | 26644.1 | 22837.8 | 26644.1
DE | 8 | 2 | 19 | 26599.65 | 22799.7 | 26599.65
DE | 8 | 2 | 20 | 26366.2 | 22599.6 | 26366.2
DE | 8 | 2 | 21 | 25626.3 | 21965.4 | 25626.3
DE | 8 | 2 | 22 | 24662.75 | 21139.5 | 24662.75
DE | 8 | 2 | 23 | 23586.85 | 20217.3 | 23586.85
DE | 8 | 2 | 24 | 22297.8 | 19112.4 | 22297.8
DE | 8 | 3 | 1 | 21035 | 18030 | 21035
DE | 8 | 3 | 2 | 20435.45 | 17516.1 | 20435.45
DE | 8 | 3 | 3 | 20124.3 | 17249.4 | 20124.3
DE | 8 | 3 | 4 | 19895.4 | 17053.2 | 19895.4
DE | 8 | 3 | 5 | 19370.05 | 16602.9 | 19370.05
DE | 8 | 3 | 6 | 19382.3 | 16613.4 | 19382.3
DE | 8 | 3 | 7 | 20086.5 | 17217 | 20086.5
DE | 8 | 3 | 8 | 20512.8 | 17582.4 | 20512.8
DE | 8 | 3 | 9 | 21841.05 | 18720.9 | 21841.05
DE | 8 | 3 | 10 | 22334.2 | 19143.6 | 22334.2
DE | 8 | 3 | 11 | 22314.6 | 19126.8 | 22314.6
DE | 8 | 3 | 12 | 22401.05 | 19200.9 | 22401.05
DE | 8 | 3 | 13 | 22400 | 19200 | 22400
DE | 8 | 3 | 14 | 22177.75 | 19009.5 | 22177.75
DE | 8 | 3 | 15 | 22150.1 | 18985.8 | 22150.1
DE | 8 | 3 | 16 | 22090.95 | 18935.1 | 22090.95
DE | 8 | 3 | 17 | 22210.65 | 19037.7 | 22210.65
DE | 8 | 3 | 18 | 22210.65 | 19037.7 | 22210.65
DE | 8 | 3 | 19 | 22013.6 | 18868.8 | 22013.6
DE | 8 | 3 | 20 | 21957.6 | 18820.8 | 21957.6
DE | 8 | 3 | 21 | 21884.45 | 18758.1 | 21884.45
DE | 8 | 3 | 22 | 21223.3 | 18191.4 | 21223.3
DE | 8 | 3 | 23 | 21452.9 | 18388.2 | 21452.9
DE | 8 | 3 | 24 | 19862.5 | 17025 | 19862.5
DE | 8 | 4 | 1 | 18811.45 | 16124.1 | 18811.45
DE | 8 | 4 | 2 | 17895.15 | 15338.7 | 17895.15
DE | 8 | 4 | 3 | 17791.2 | 15249.6 | 17791.2
DE | 8 | 4 | 4 | 17822.7 | 15276.6 | 17822.7
DE | 8 | 4 | 5 | 17820.95 | 15275.1 | 17820.95
DE | 8 | 4 | 6 | 18082.05 | 15498.9 | 18082.05
DE | 8 | 4 | 7 | 19065.9 | 16342.2 | 19065.9
DE | 8 | 4 | 8 | 20255.55 | 17361.9 | 20255.55
DE | 8 | 4 | 9 | 21681.45 | 18584.1 | 21681.45
DE | 8 | 4 | 10 | 21986.3 | 18845.4 | 21986.3
DE | 8 | 4 | 11 | 21957.25 | 18820.5 | 21957.25
DE | 8 | 4 | 12 | 22007.65 | 18863.7 | 22007.65
DE | 8 | 4 | 13 | 22340.85 | 19149.3 | 22340.85
DE | 8 | 4 | 14 | 22202.25 | 19030.5 | 22202.25
DE | 8 | 4 | 15 | 22090.95 | 18935.1 | 22090.95
DE | 8 | 4 | 16 | 22090.95 | 18935.1 | 22090.95
DE | 8 | 4 | 17 | 22210.65 | 19037.7 | 22210.65
DE | 8 | 4 | 18 | 22210.65 | 19037.7 | 22210.65
DE | 8 | 4 | 19 | 21918.05 | 18786.9 | 21918.05
DE | 8 | 4 | 20 | 21965.3 | 18827.4 | 21965.3
DE | 8 | 4 | 21 | 21853.3 | 18731.4 | 21853.3
DE | 8 | 4 | 22 | 21223.3 | 18191.4 | 21223.3
DE | 8 | 4 | 23 | 21701.75 | 18601.5 | 21701.75
DE | 8 | 4 | 24 | 20118.35 | 17244.3 | 20118.35
DE | 8 | 5 | 1 | 19022.15 | 16304.7 | 19022.15
DE | 8 | 5 | 2 | 18866.4 | 16171.2 | 18866.4
DE | 8 | 5 | 3 | 18811.1 | 16123.8 | 18811.1
DE | 8 | 5 | 4 | 18934.65 | 16229.7 | 18934.65
DE | 8 | 5 | 5 | 19799.5 | 16971 | 19799.5
DE | 8 | 5 | 6 | 22160.6 | 18994.8 | 22160.6
DE | 8 | 5 | 7 | 24414.25 | 20926.5 | 24414.25
DE | 8 | 5 | 8 | 25762.45 | 22082.1 | 25762.45
DE | 8 | 5 | 9 | 26416.25 | 22642.5 | 26416.25
DE | 8 | 5 | 10 | 26628.35 | 22824.3 | 26628.35
DE | 8 | 5 | 11 | 26767.65 | 22943.7 | 26767.65
DE | 8 | 5 | 12 | 26877.55 | 23037.9 | 26877.55
DE | 8 | 5 | 13 | 27178.9 | 23296.2 | 27178.9
DE | 8 | 5 | 14 | 27149.15 | 23270.7 | 27149.15
DE | 8 | 5 | 15 | 26893.3 | 23051.4 | 26893.3
DE | 8 | 5 | 16 | 26853.75 | 23017.5 | 26853.75
DE | 8 | 5 | 17 | 26796.7 | 22968.6 | 26796.7
DE | 8 | 5 | 18 | 26796.7 | 22968.6 | 26796.7
DE | 8 | 5 | 19 | 26656.7 | 22848.6 | 26656.7
DE | 8 | 5 | 20 | 25842.95 | 22151.1 | 25842.95
DE | 8 | 5 | 21 | 24809.4 | 21265.2 | 24809.4
DE | 8 | 5 | 22 | 24082.8 | 20642.4 | 24082.8
DE | 8 | 5 | 23 | 23534.35 | 20172.3 | 23534.35
DE | 8 | 5 | 24 | 22366.05 | 19170.9 | 22366.05
DE | 8 | 6 | 1 | 21319.9 | 18274.2 | 21319.9
DE | 8 | 6 | 2 | 21054.95 | 18047.1 | 21054.95
DE | 8 | 6 | 3 | 20712.65 | 17753.7 | 20712.65
DE | 8 | 6 | 4 | 20704.25 | 17746.5 | 20704.25
DE | 8 | 6 | 5 | 20978.3 | 17981.4 | 20978.3
DE | 8 | 6 | 6 | 23071.3 | 19775.4 | 23071.3
DE | 8 | 6 | 7 | 24541.3 | 21035.4 | 24541.3
DE | 8 | 6 | 8 | 25986.1 | 22273.8 | 25986.1
DE | 8 | 6 | 9 | 26462.45 | 22682.1 | 26462.45
DE | 8 | 6 | 10 | 26628.35 | 22824.3 | 26628.35
DE | 8 | 6 | 11 | 26699.05 | 22884.9 | 26699.05
DE | 8 | 6 | 12 | 26794.95 | 22967.1 | 26794.95
DE | 8 | 6 | 13 | 26794.95 | 22967.1 | 26794.95
DE | 8 | 6 | 14 | 26629.05 | 22824.9 | 26629.05
DE | 8 | 6 | 15 | 26388.6 | 22618.8 | 26388.6
DE | 8 | 6 | 16 | 26323.15 | 22562.7 | 26323.15
DE | 8 | 6 | 17 | 26175.1 | 22435.8 | 26175.1
DE | 8 | 6 | 18 | 26126.45 | 22394.1 | 26126.45
DE | 8 | 6 | 19 | 25944.45 | 22238.1 | 25944.45
DE | 8 | 6 | 20 | 25568.55 | 21915.9 | 25568.55
DE | 8 | 6 | 21 | 24511.55 | 21009.9 | 24511.55
DE | 8 | 6 | 22 | 23460.85 | 20109.3 | 23460.85
DE | 8 | 6 | 23 | 22042.3 | 18893.4 | 22042.3
DE | 8 | 6 | 24 | 20118.35 | 17244.3 | 20118.35
DE | 8 | 7 | 1 | 19022.15 | 16304.7 | 19022.15
DE | 8 | 7 | 2 | 18866.4 | 16171.2 | 18866.4
DE | 8 | 7 | 3 | 18811.1 | 16123.8 | 18811.1
DE | 8 | 7 | 4 | 18934.65 | 16229.7 | 18934.65
DE | 8 | 7 | 5 | 19799.5 | 16971 | 19799.5
DE | 8 | 7 | 6 | 22138.2 | 18975.6 | 22138.2
DE | 8 | 7 | 7 | 24053.05 | 20616.9 | 24053.05
DE | 8 | 7 | 8 | 25512.55 | 21867.9 | 25512.55
DE | 8 | 7 | 9 | 26185.95 | 22445.1 | 26185.95
DE | 8 | 7 | 10 | 26264.7 | 22512.6 | 26264.7
DE | 8 | 7 | 11 | 26245.1 | 22495.8 | 26245.1
DE | 8 | 7 | 12 | 26340.3 | 22577.4 | 26340.3
DE | 8 | 7 | 13 | 26434.8 | 22658.4 | 26434.8
DE | 8 | 7 | 14 | 26404 | 22632 | 26404
DE | 8 | 7 | 15 | 26298.65 | 22541.7 | 26298.65
DE | 8 | 7 | 16 | 26245.1 | 22495.8 | 26245.1
DE | 8 | 7 | 17 | 26126.45 | 22394.1 | 26126.45
DE | 8 | 7 | 18 | 26095.65 | 22367.7 | 26095.65
DE | 8 | 7 | 19 | 25911.9 | 22210.2 | 25911.9
DE | 8 | 7 | 20 | 25568.55 | 21915.9 | 25568.55
DE | 8 | 7 | 21 | 24538.85 | 21033.3 | 24538.85
DE | 8 | 7 | 22 | 23579.85 | 20211.3 | 23579.85
DE | 8 | 7 | 23 | 22819.3 | 19559.4 | 22819.3
DE | 8 | 7 | 24 | 21331.45 | 18284.1 | 21331.45
DE | 8 | 8 | 1 | 20476.05 | 17550.9 | 20476.05
DE | 8 | 8 | 2 | 20320.3 | 17417.4 | 20320.3
DE | 8 | 8 | 3 | 19807.55 | 16977.9 | 19807.55
DE | 8 | 8 | 4 | 19752.25 | 16930.5 | 19752.25
DE | 8 | 8 | 5 | 20374.2 | 17463.6 | 20374.2
DE | 8 | 8 | 6 | 22678.95 | 19439.1 | 22678.95
DE | 8 | 8 | 7 | 24301.2 | 20829.6 | 24301.2
DE | 8 | 8 | 8 | 25505.2 | 21861.6 | 25505.2
DE | 8 | 8 | 9 | 26185.95 | 22445.1 | 26185.95
DE | 8 | 8 | 10 | 26221.3 | 22475.4 | 26221.3
DE | 8 | 8 | 11 | 26217.8 | 22472.4 | 26217.8
DE | 8 | 8 | 12 | 26301.45 | 22544.1 | 26301.45
DE | 8 | 8 | 13 | 26340.3 | 22577.4 | 26340.3
DE | 8 | 8 | 14 | 26195.4 | 22453.2 | 26195.4
DE | 8 | 8 | 15 | 26060.65 | 22337.7 | 26060.65
DE | 8 | 8 | 16 | 26021.1 | 22303.8 | 26021.1
DE | 8 | 8 | 17 | 25964.05 | 22254.9 | 25964.05
DE | 8 | 8 | 18 | 25937.45 | 22232.1 | 25937.45
DE | 8 | 8 | 19 | 25781.7 | 22098.6 | 25781.7
DE | 8 | 8 | 20 | 25457.6 | 21820.8 | 25457.6
DE | 8 | 8 | 21 | 24495.45 | 20996.1 | 24495.45
DE | 8 | 8 | 22 | 23400.65 | 20057.7 | 23400.65
DE | 8 | 8 | 23 | 21388.5 | 18333 | 21388.5
DE | 8 | 8 | 24 | 19875.45 | 17036.1 | 19875.45
DE | 8 | 9 | 1 | 18966.85 | 16257.3 | 18966.85
DE | 8 | 9 | 2 | 18811.1 | 16123.8 | 18811.1
DE | 8 | 9 | 3 | 18842.25 | 16150.5 | 18842.25
DE | 8 | 9 | 4 | 18965.45 | 16256.1 | 18965.45
DE | 8 | 9 | 5 | 19830.65 | 16997.7 | 19830.65
DE | 8 | 9 | 6 | 22169.35 | 19002.3 | 22169.35
DE | 8 | 9 | 7 | 23961.7 | 20538.6 | 23961.7
DE | 8 | 9 | 8 | 25324.25 | 21706.5 | 25324.25
DE | 8 | 9 | 9 | 26185.95 | 22445.1 | 26185.95
DE | 8 | 9 | 10 | 26221.3 | 22475.4 | 26221.3
DE | 8 | 9 | 11 | 26245.1 | 22495.8 | 26245.1
DE | 8 | 9 | 12 | 26301.45 | 22544.1 | 26301.45
DE | 8 | 9 | 13 | 26366.9 | 22600.2 | 26366.9
DE | 8 | 9 | 14 | 26222.35 | 22476.3 | 26222.35
DE | 8 | 9 | 15 | 26060.65 | 22337.7 | 26060.65
DE | 8 | 9 | 16 | 26089.35 | 22362.3 | 26089.35
DE | 8 | 9 | 17 | 25999.75 | 22285.5 | 25999.75
DE | 8 | 9 | 18 | 25964.05 | 22254.9 | 25964.05
DE | 8 | 9 | 19 | 25876.2 | 22179.6 | 25876.2
DE | 8 | 9 | 20 | 25457.6 | 21820.8 | 25457.6
DE | 8 | 9 | 21 | 24495.45 | 20996.1 | 24495.45
DE | 8 | 9 | 22 | 23400.65 | 20057.7 | 23400.65
DE | 8 | 9 | 23 | 20748 | 17784 | 20748
DE | 8 | 9 | 24 | 19255.6 | 16504.8 | 19255.6
DE | 8 | 10 | 1 | 18204.55 | 15603.9 | 18204.55
DE | 8 | 10 | 2 | 17735.55 | 15201.9 | 17735.55
DE | 8 | 10 | 3 | 17735.55 | 15201.9 | 17735.55
DE | 8 | 10 | 4 | 17767.4 | 15229.2 | 17767.4
DE | 8 | 10 | 5 | 17798.55 | 15255.9 | 17798.55
DE | 8 | 10 | 6 | 18059.65 | 15479.7 | 18059.65
DE | 8 | 10 | 7 | 18890.9 | 16192.2 | 18890.9
DE | 8 | 10 | 8 | 20156.5 | 17277 | 20156.5
DE | 8 | 10 | 9 | 21637.35 | 18546.3 | 21637.35
DE | 8 | 10 | 10 | 21944.65 | 18809.7 | 21944.65
DE | 8 | 10 | 11 | 21925.05 | 18792.9 | 21925.05
DE | 8 | 10 | 12 | 21969.15 | 18830.7 | 21969.15
DE | 8 | 10 | 13 | 21968.1 | 18829.8 | 21968.1
DE | 8 | 10 | 14 | 21870.8 | 18746.4 | 21870.8
DE | 8 | 10 | 15 | 21787.5 | 18675 | 21787.5
DE | 8 | 10 | 16 | 21770.7 | 18660.6 | 21770.7
DE | 8 | 10 | 17 | 21890.4 | 18763.2 | 21890.4
DE | 8 | 10 | 18 | 21890.4 | 18763.2 | 21890.4
DE | 8 | 10 | 19 | 21852.25 | 18730.5 | 21852.25
DE | 8 | 10 | 20 | 21868.35 | 18744.3 | 21868.35
DE | 8 | 10 | 21 | 21719.25 | 18616.5 | 21719.25
DE | 8 | 10 | 22 | 21125.65 | 18107.7 | 21125.65
DE | 8 | 10 | 23 | 20748 | 17784 | 20748
DE | 8 | 10 | 24 | 19255.6 | 16504.8 | 19255.6
DE | 8 | 11 | 1 | 18204.55 | 15603.9 | 18204.55
DE | 8 | 11 | 2 | 17735.55 | 15201.9 | 17735.55
DE | 8 | 11 | 3 | 17735.55 | 15201.9 | 17735.55
DE | 8 | 11 | 4 | 17767.4 | 15229.2 | 17767.4
DE | 8 | 11 | 5 | 17798.55 | 15255.9 | 17798.55
DE | 8 | 11 | 6 | 18059.65 | 15479.7 | 18059.65
DE | 8 | 11 | 7 | 18890.9 | 16192.2 | 18890.9
DE | 8 | 11 | 8 | 20143.55 | 17265.9 | 20143.55
DE | 8 | 11 | 9 | 21604.8 | 18518.4 | 21604.8
DE | 8 | 11 | 10 | 21917.35 | 18786.3 | 21917.35
DE | 8 | 11 | 11 | 21897.75 | 18769.5 | 21897.75
DE | 8 | 11 | 12 | 21925.05 | 18792.9 | 21925.05
DE | 8 | 11 | 13 | 21924 | 18792 | 21924
DE | 8 | 11 | 14 | 21854 | 18732 | 21854
DE | 8 | 11 | 15 | 21770.7 | 18660.6 | 21770.7
DE | 8 | 11 | 16 | 21770.7 | 18660.6 | 21770.7
DE | 8 | 11 | 17 | 21890.4 | 18763.2 | 21890.4
DE | 8 | 11 | 18 | 21890.4 | 18763.2 | 21890.4
DE | 8 | 11 | 19 | 21852.25 | 18730.5 | 21852.25
DE | 8 | 11 | 20 | 21868.35 | 18744.3 | 21868.35
DE | 8 | 11 | 21 | 21724.15 | 18620.7 | 21724.15
DE | 8 | 11 | 22 | 21111.3 | 18095.4 | 21111.3
DE | 8 | 11 | 23 | 21388.5 | 18333 | 21388.5
DE | 8 | 11 | 24 | 19875.45 | 17036.1 | 19875.45
DE | 8 | 12 | 1 | 18966.85 | 16257.3 | 18966.85
DE | 8 | 12 | 2 | 18811.1 | 16123.8 | 18811.1
DE | 8 | 12 | 3 | 18842.25 | 16150.5 | 18842.25
DE | 8 | 12 | 4 | 18965.45 | 16256.1 | 18965.45
DE | 8 | 12 | 5 | 19830.65 | 16997.7 | 19830.65
DE | 8 | 12 | 6 | 22138.2 | 18975.6 | 22138.2
DE | 8 | 12 | 7 | 23961.7 | 20538.6 | 23961.7
DE | 8 | 12 | 8 | 25324.25 | 21706.5 | 25324.25
DE | 8 | 12 | 9 | 26185.95 | 22445.1 | 26185.95
DE | 8 | 12 | 10 | 26221.3 | 22475.4 | 26221.3
DE | 8 | 12 | 11 | 26217.8 | 22472.4 | 26217.8
DE | 8 | 12 | 12 | 26340.3 | 22577.4 | 26340.3
DE | 8 | 12 | 13 | 26366.9 | 22600.2 | 26366.9
DE | 8 | 12 | 14 | 26222.35 | 22476.3 | 26222.35
DE | 8 | 12 | 15 | 25995.2 | 22281.6 | 25995.2
DE | 8 | 12 | 16 | 25899.3 | 22199.4 | 25899.3
DE | 8 | 12 | 17 | 25842.6 | 22150.8 | 25842.6
DE | 8 | 12 | 18 | 25826.5 | 22137 | 25826.5
DE | 8 | 12 | 19 | 25738.3 | 22061.4 | 25738.3
DE | 8 | 12 | 20 | 25397.4 | 21769.2 | 25397.4
DE | 8 | 12 | 21 | 24435.6 | 20944.8 | 24435.6
DE | 8 | 12 | 22 | 23351.3 | 20015.4 | 23351.3
DE | 8 | 12 | 23 | 21388.5 | 18333 | 21388.5
DE | 8 | 12 | 24 | 19906.6 | 17062.8 | 19906.6
DE | 8 | 13 | 1 | 18997.65 | 16283.7 | 18997.65
DE | 8 | 13 | 2 | 18842.25 | 16150.5 | 18842.25
DE | 8 | 13 | 3 | 18842.25 | 16150.5 | 18842.25
DE | 8 | 13 | 4 | 18965.45 | 16256.1 | 18965.45
DE | 8 | 13 | 5 | 19830.65 | 16997.7 | 19830.65
DE | 8 | 13 | 6 | 22169.35 | 19002.3 | 22169.35
DE | 8 | 13 | 7 | 23992.85 | 20565.3 | 23992.85
DE | 8 | 13 | 8 | 25301.85 | 21687.3 | 25301.85
DE | 8 | 13 | 9 | 26159 | 22422 | 26159
DE | 8 | 13 | 10 | 26221.3 | 22475.4 | 26221.3
DE | 8 | 13 | 11 | 26201.7 | 22458.6 | 26201.7
DE | 8 | 13 | 12 | 26229 | 22482 | 26229
DE | 8 | 13 | 13 | 26229 | 22482 | 26229
DE | 8 | 13 | 14 | 26084.45 | 22358.1 | 26084.45
DE | 8 | 13 | 15 | 25922.75 | 22219.5 | 25922.75
DE | 8 | 13 | 16 | 25883.2 | 22185.6 | 25883.2
DE | 8 | 13 | 17 | 25826.5 | 22137 | 25826.5
DE | 8 | 13 | 18 | 25826.5 | 22137 | 25826.5
DE | 8 | 13 | 19 | 25712.75 | 22039.5 | 25712.75
DE | 8 | 13 | 20 | 25415.95 | 21785.1 | 25415.95
DE | 8 | 13 | 21 | 24391.5 | 20907 | 24391.5
DE | 8 | 13 | 22 | 23382.45 | 20042.1 | 23382.45
DE | 8 | 13 | 23 | 21419.65 | 18359.7 | 21419.65
DE | 8 | 13 | 24 | 19906.6 | 17062.8 | 19906.6
DE | 8 | 14 | 1 | 18997.65 | 16283.7 | 18997.65
DE | 8 | 14 | 2 | 18842.25 | 16150.5 | 18842.25
DE | 8 | 14 | 3 | 18842.25 | 16150.5 | 18842.25
DE | 8 | 14 | 4 | 18965.45 | 16256.1 | 18965.45
DE | 8 | 14 | 5 | 19810 | 16980 | 19810
DE | 8 | 14 | 6 | 22139.95 | 18977.1 | 22139.95
DE | 8 | 14 | 7 | 24057.6 | 20620.8 | 24057.6
DE | 8 | 14 | 8 | 25369.4 | 21745.2 | 25369.4
DE | 8 | 14 | 9 | 26136.6 | 22402.8 | 26136.6
DE | 8 | 14 | 10 | 26221.3 | 22475.4 | 26221.3
DE | 8 | 14 | 11 | 26201.7 | 22458.6 | 26201.7
DE | 8 | 14 | 12 | 26229 | 22482 | 26229
DE | 8 | 14 | 13 | 26229 | 22482 | 26229
DE | 8 | 14 | 14 | 26084.45 | 22358.1 | 26084.45
DE | 8 | 14 | 15 | 25938.85 | 22233.3 | 25938.85
DE | 8 | 14 | 16 | 25899.3 | 22199.4 | 25899.3
DE | 8 | 14 | 17 | 25826.5 | 22137 | 25826.5
DE | 8 | 14 | 18 | 25826.5 | 22137 | 25826.5
DE | 8 | 14 | 19 | 25738.3 | 22061.4 | 25738.3
DE | 8 | 14 | 20 | 25426.8 | 21794.4 | 25426.8
DE | 8 | 14 | 21 | 24382.75 | 20899.5 | 24382.75
DE | 8 | 14 | 22 | 23382.45 | 20042.1 | 23382.45
DE | 8 | 14 | 23 | 21419.65 | 18359.7 | 21419.65
DE | 8 | 14 | 24 | 19906.6 | 17062.8 | 19906.6
DE | 8 | 15 | 1 | 18997.65 | 16283.7 | 18997.65
DE | 8 | 15 | 2 | 18842.25 | 16150.5 | 18842.25
DE | 8 | 15 | 3 | 18754.75 | 16075.5 | 18754.75
DE | 8 | 15 | 4 | 18909.1 | 16207.8 | 18909.1
DE | 8 | 15 | 5 | 19754 | 16932 | 19754
DE | 8 | 15 | 6 | 22148.7 | 18984.6 | 22148.7
DE | 8 | 15 | 7 | 24057.6 | 20620.8 | 24057.6
DE | 8 | 15 | 8 | 25301.85 | 21687.3 | 25301.85
DE | 8 | 15 | 9 | 26185.95 | 22445.1 | 26185.95
DE | 8 | 15 | 10 | 26221.3 | 22475.4 | 26221.3
DE | 8 | 15 | 11 | 26274.15 | 22520.7 | 26274.15
DE | 8 | 15 | 12 | 26340.3 | 22577.4 | 26340.3
DE | 8 | 15 | 13 | 26366.9 | 22600.2 | 26366.9
DE | 8 | 15 | 14 | 26222.35 | 22476.3 | 26222.35
DE | 8 | 15 | 15 | 26060.65 | 22337.7 | 26060.65
DE | 8 | 15 | 16 | 26021.1 | 22303.8 | 26021.1
DE | 8 | 15 | 17 | 25964.05 | 22254.9 | 25964.05
DE | 8 | 15 | 18 | 25964.05 | 22254.9 | 25964.05
DE | 8 | 15 | 19 | 25810.75 | 22123.5 | 25810.75
DE | 8 | 15 | 20 | 25457.6 | 21820.8 | 25457.6
DE | 8 | 15 | 21 | 24495.45 | 20996.1 | 24495.45
DE | 8 | 15 | 22 | 23460.85 | 20109.3 | 23460.85
DE | 8 | 15 | 23 | 21548.1 | 18469.8 | 21548.1
DE | 8 | 15 | 24 | 19930.75 | 17083.5 | 19930.75
DE | 8 | 16 | 1 | 19022.15 | 16304.7 | 19022.15
DE | 8 | 16 | 2 | 18866.4 | 16171.2 | 18866.4
DE | 8 | 16 | 3 | 18811.1 | 16123.8 | 18811.1
DE | 8 | 16 | 4 | 18934.65 | 16229.7 | 18934.65
DE | 8 | 16 | 5 | 19799.5 | 16971 | 19799.5
DE | 8 | 16 | 6 | 22138.2 | 18975.6 | 22138.2
DE | 8 | 16 | 7 | 24053.05 | 20616.9 | 24053.05
DE | 8 | 16 | 8 | 25611.95 | 21953.1 | 25611.95
DE | 8 | 16 | 9 | 26296.9 | 22540.2 | 26296.9
DE | 8 | 16 | 10 | 26427.1 | 22651.8 | 26427.1
DE | 8 | 16 | 11 | 26673.15 | 22862.7 | 26673.15
DE | 8 | 16 | 12 | 26794.95 | 22967.1 | 26794.95
DE | 8 | 16 | 13 | 26877.55 | 23037.9 | 26877.55
DE | 8 | 16 | 14 | 26935.65 | 23087.7 | 26935.65
DE | 8 | 16 | 15 | 26763.45 | 22940.1 | 26763.45
DE | 8 | 16 | 16 | 26724.25 | 22906.5 | 26724.25
DE | 8 | 16 | 17 | 26667.2 | 22857.6 | 26667.2
DE | 8 | 16 | 18 | 26360.6 | 22594.8 | 26360.6
DE | 8 | 16 | 19 | 26178.25 | 22438.5 | 26178.25
DE | 8 | 16 | 20 | 25595.5 | 21939 | 25595.5
DE | 8 | 16 | 21 | 24567.9 | 21058.2 | 24567.9
DE | 8 | 16 | 22 | 23647.05 | 20268.9 | 23647.05
DE | 8 | 16 | 23 | 21799.75 | 18685.5 | 21799.75
DE | 8 | 16 | 24 | 19862.5 | 17025 | 19862.5
DE | 8 | 17 | 1 | 18364.15 | 15740.7 | 18364.15
DE | 8 | 17 | 2 | 17791.2 | 15249.6 | 17791.2
DE | 8 | 17 | 3 | 17791.2 | 15249.6 | 17791.2
DE | 8 | 17 | 4 | 17767.4 | 15229.2 | 17767.4
DE | 8 | 17 | 5 | 17798.55 | 15255.9 | 17798.55
DE | 8 | 17 | 6 | 18082.05 | 15498.9 | 18082.05
DE | 8 | 17 | 7 | 18982.25 | 16270.5 | 18982.25
DE | 8 | 17 | 8 | 20121.85 | 17247.3 | 20121.85
DE | 8 | 17 | 9 | 21664.65 | 18569.7 | 21664.65
DE | 8 | 17 | 10 | 21961.45 | 18824.1 | 21961.45
DE | 8 | 17 | 11 | 21966.7 | 18828.6 | 21966.7
DE | 8 | 17 | 12 | 21984.55 | 18843.9 | 21984.55
DE | 8 | 17 | 13 | 22006.6 | 18862.8 | 22006.6
DE | 8 | 17 | 14 | 21868 | 18744 | 21868
DE | 8 | 17 | 15 | 21756.7 | 18648.6 | 21756.7
DE | 8 | 17 | 16 | 21852.25 | 18730.5 | 21852.25
DE | 8 | 17 | 17 | 21896 | 18768 | 21896
DE | 8 | 17 | 18 | 21876.4 | 18751.2 | 21876.4
DE | 8 | 17 | 19 | 21969.5 | 18831 | 21969.5
DE | 8 | 17 | 20 | 21896 | 18768 | 21896
DE | 8 | 17 | 21 | 21853.3 | 18731.4 | 21853.3
DE | 8 | 17 | 22 | 21481.6 | 18412.8 | 21481.6
DE | 8 | 17 | 23 | 22028.65 | 18881.7 | 22028.65
DE | 8 | 17 | 24 | 20533.1 | 17599.8 | 20533.1
DE | 8 | 18 | 1 | 19505.15 | 16718.7 | 19505.15
DE | 8 | 18 | 2 | 18980.5 | 16269 | 18980.5
DE | 8 | 18 | 3 | 18920.65 | 16217.7 | 18920.65
DE | 8 | 18 | 4 | 18931.85 | 16227.3 | 18931.85
DE | 8 | 18 | 5 | 18859.05 | 16164.9 | 18859.05
DE | 8 | 18 | 6 | 18915.75 | 16213.5 | 18915.75
DE | 8 | 18 | 7 | 19353.6 | 16588.8 | 19353.6
DE | 8 | 18 | 8 | 20255.55 | 17361.9 | 20255.55
DE | 8 | 18 | 9 | 21664.65 | 18569.7 | 21664.65
DE | 8 | 18 | 10 | 21961.45 | 18824.1 | 21961.45
DE | 8 | 18 | 11 | 21942.2 | 18807.6 | 21942.2
DE | 8 | 18 | 12 | 21969.15 | 18830.7 | 21969.15
DE | 8 | 18 | 13 | 21968.1 | 18829.8 | 21968.1
DE | 8 | 18 | 14 | 21870.8 | 18746.4 | 21870.8
DE | 8 | 18 | 15 | 21787.5 | 18675 | 21787.5
DE | 8 | 18 | 16 | 21787.5 | 18675 | 21787.5
DE | 8 | 18 | 17 | 21890.4 | 18763.2 | 21890.4
DE | 8 | 18 | 18 | 21890.4 | 18763.2 | 21890.4
DE | 8 | 18 | 19 | 21852.25 | 18730.5 | 21852.25
DE | 8 | 18 | 20 | 21868.35 | 18744.3 | 21868.35
DE | 8 | 18 | 21 | 21779.45 | 18668.1 | 21779.45
DE | 8 | 18 | 22 | 21120.4 | 18103.2 | 21120.4
DE | 8 | 18 | 23 | 21444.15 | 18380.7 | 21444.15
DE | 8 | 18 | 24 | 19930.75 | 17083.5 | 19930.75
DE | 8 | 19 | 1 | 18966.85 | 16257.3 | 18966.85
DE | 8 | 19 | 2 | 18811.1 | 16123.8 | 18811.1
DE | 8 | 19 | 3 | 18811.1 | 16123.8 | 18811.1
DE | 8 | 19 | 4 | 18934.65 | 16229.7 | 18934.65
DE | 8 | 19 | 5 | 19799.5 | 16971 | 19799.5
DE | 8 | 19 | 6 | 22138.2 | 18975.6 | 22138.2
DE | 8 | 19 | 7 | 23984.1 | 20557.8 | 23984.1
DE | 8 | 19 | 8 | 25393.2 | 21765.6 | 25393.2
DE | 8 | 19 | 9 | 26185.95 | 22445.1 | 26185.95
DE | 8 | 19 | 10 | 26221.3 | 22475.4 | 26221.3
DE | 8 | 19 | 11 | 26201.7 | 22458.6 | 26201.7
DE | 8 | 19 | 12 | 26229 | 22482 | 26229
DE | 8 | 19 | 13 | 26229 | 22482 | 26229
DE | 8 | 19 | 14 | 26084.45 | 22358.1 | 26084.45
DE | 8 | 19 | 15 | 25966.15 | 22256.7 | 25966.15
DE | 8 | 19 | 16 | 25955.65 | 22247.7 | 25955.65
DE | 8 | 19 | 17 | 25869.9 | 22174.2 | 25869.9
DE | 8 | 19 | 18 | 25826.5 | 22137 | 25826.5
DE | 8 | 19 | 19 | 25738.3 | 22061.4 | 25738.3
DE | 8 | 19 | 20 | 25457.6 | 21820.8 | 25457.6
DE | 8 | 19 | 21 | 24385.9 | 20902.2 | 24385.9
DE | 8 | 19 | 22 | 23351.3 | 20015.4 | 23351.3
DE | 8 | 19 | 23 | 21388.5 | 18333 | 21388.5
DE | 8 | 19 | 24 | 19875.45 | 17036.1 | 19875.45
DE | 8 | 20 | 1 | 18997.65 | 16283.7 | 18997.65
DE | 8 | 20 | 2 | 18842.25 | 16150.5 | 18842.25
DE | 8 | 20 | 3 | 18842.25 | 16150.5 | 18842.25
DE | 8 | 20 | 4 | 18965.45 | 16256.1 | 18965.45
DE | 8 | 20 | 5 | 19830.65 | 16997.7 | 19830.65
DE | 8 | 20 | 6 | 22169.35 | 19002.3 | 22169.35
DE | 8 | 20 | 7 | 23992.85 | 20565.3 | 23992.85
DE | 8 | 20 | 8 | 25340 | 21720 | 25340
DE | 8 | 20 | 9 | 26153.05 | 22416.9 | 26153.05
DE | 8 | 20 | 10 | 26221.3 | 22475.4 | 26221.3
DE | 8 | 20 | 11 | 26201.7 | 22458.6 | 26201.7
DE | 8 | 20 | 12 | 26229 | 22482 | 26229
DE | 8 | 20 | 13 | 26245.1 | 22495.8 | 26245.1
DE | 8 | 20 | 14 | 26127.85 | 22395.3 | 26127.85
DE | 8 | 20 | 15 | 25966.15 | 22256.7 | 25966.15
DE | 8 | 20 | 16 | 25926.6 | 22222.8 | 25926.6
DE | 8 | 20 | 17 | 25869.9 | 22174.2 | 25869.9
DE | 8 | 20 | 18 | 25842.6 | 22150.8 | 25842.6
DE | 8 | 20 | 19 | 25738.3 | 22061.4 | 25738.3
DE | 8 | 20 | 20 | 25397.4 | 21769.2 | 25397.4
DE | 8 | 20 | 21 | 24299.45 | 20828.1 | 24299.45
DE | 8 | 20 | 22 | 23382.45 | 20042.1 | 23382.45
DE | 8 | 20 | 23 | 21419.65 | 18359.7 | 21419.65
DE | 8 | 20 | 24 | 19906.6 | 17062.8 | 19906.6
DE | 8 | 21 | 1 | 18997.65 | 16283.7 | 18997.65
DE | 8 | 21 | 2 | 18842.25 | 16150.5 | 18842.25
DE | 8 | 21 | 3 | 18842.25 | 16150.5 | 18842.25
DE | 8 | 21 | 4 | 18965.45 | 16256.1 | 18965.45
DE | 8 | 21 | 5 | 19810 | 16980 | 19810
DE | 8 | 21 | 6 | 22139.95 | 18977.1 | 22139.95
DE | 8 | 21 | 7 | 24057.6 | 20620.8 | 24057.6
DE | 8 | 21 | 8 | 25301.85 | 21687.3 | 25301.85
DE | 8 | 21 | 9 | 26185.95 | 22445.1 | 26185.95
DE | 8 | 21 | 10 | 26221.3 | 22475.4 | 26221.3
DE | 8 | 21 | 11 | 26274.15 | 22520.7 | 26274.15
DE | 8 | 21 | 12 | 26340.3 | 22577.4 | 26340.3
DE | 8 | 21 | 13 | 26366.9 | 22600.2 | 26366.9
DE | 8 | 21 | 14 | 26222.35 | 22476.3 | 26222.35
DE | 8 | 21 | 15 | 26060.65 | 22337.7 | 26060.65
DE | 8 | 21 | 16 | 26021.1 | 22303.8 | 26021.1
DE | 8 | 21 | 17 | 25964.05 | 22254.9 | 25964.05
DE | 8 | 21 | 18 | 25964.05 | 22254.9 | 25964.05
DE | 8 | 21 | 19 | 25810.75 | 22123.5 | 25810.75
DE | 8 | 21 | 20 | 25457.6 | 21820.8 | 25457.6
DE | 8 | 21 | 21 | 24435.6 | 20944.8 | 24435.6
DE | 8 | 21 | 22 | 23351.3 | 20015.4 | 23351.3
DE | 8 | 21 | 23 | 21388.5 | 18333 | 21388.5
DE | 8 | 21 | 24 | 19906.6 | 17062.8 | 19906.6
DE | 8 | 22 | 1 | 18997.65 | 16283.7 | 18997.65
DE | 8 | 22 | 2 | 18842.25 | 16150.5 | 18842.25
DE | 8 | 22 | 3 | 18842.25 | 16150.5 | 18842.25
DE | 8 | 22 | 4 | 18965.45 | 16256.1 | 18965.45
DE | 8 | 22 | 5 | 19800.9 | 16972.2 | 19800.9
DE | 8 | 22 | 6 | 22139.95 | 18977.1 | 22139.95
DE | 8 | 22 | 7 | 23992.85 | 20565.3 | 23992.85
DE | 8 | 22 | 8 | 25324.25 | 21706.5 | 25324.25
DE | 8 | 22 | 9 | 26185.95 | 22445.1 | 26185.95
DE | 8 | 22 | 10 | 26332.6 | 22570.8 | 26332.6
DE | 8 | 22 | 11 | 26407.85 | 22635.3 | 26407.85
DE | 8 | 22 | 12 | 26433.4 | 22657.2 | 26433.4
DE | 8 | 22 | 13 | 26505.85 | 22719.3 | 26505.85
DE | 8 | 22 | 14 | 26376 | 22608 | 26376
DE | 8 | 22 | 15 | 26284.3 | 22529.4 | 26284.3
DE | 8 | 22 | 16 | 26183.5 | 22443 | 26183.5
DE | 8 | 22 | 17 | 26126.45 | 22394.1 | 26126.45
DE | 8 | 22 | 18 | 26052.95 | 22331.1 | 26052.95
DE | 8 | 22 | 19 | 25876.2 | 22179.6 | 25876.2
DE | 8 | 22 | 20 | 25473.7 | 21834.6 | 25473.7
DE | 8 | 22 | 21 | 24495.45 | 20996.1 | 24495.45
DE | 8 | 22 | 22 | 23460.85 | 20109.3 | 23460.85
DE | 8 | 22 | 23 | 21548.1 | 18469.8 | 21548.1
DE | 8 | 22 | 24 | 19930.75 | 17083.5 | 19930.75
DE | 8 | 23 | 1 | 18966.85 | 16257.3 | 18966.85
DE | 8 | 23 | 2 | 18811.1 | 16123.8 | 18811.1
DE | 8 | 23 | 3 | 18811.1 | 16123.8 | 18811.1
DE | 8 | 23 | 4 | 18934.65 | 16229.7 | 18934.65
DE | 8 | 23 | 5 | 19799.5 | 16971 | 19799.5
DE | 8 | 23 | 6 | 22138.2 | 18975.6 | 22138.2
DE | 8 | 23 | 7 | 23961.7 | 20538.6 | 23961.7
DE | 8 | 23 | 8 | 25460.75 | 21823.5 | 25460.75
DE | 8 | 23 | 9 | 26202.05 | 22458.9 | 26202.05
DE | 8 | 23 | 10 | 26359.2 | 22593.6 | 26359.2
DE | 8 | 23 | 11 | 26407.85 | 22635.3 | 26407.85
DE | 8 | 23 | 12 | 26505.85 | 22719.3 | 26505.85
DE | 8 | 23 | 13 | 26586.35 | 22788.3 | 26586.35
DE | 8 | 23 | 14 | 26470.5 | 22689 | 26470.5
DE | 8 | 23 | 15 | 26381.95 | 22613.1 | 26381.95
DE | 8 | 23 | 16 | 26342.75 | 22579.5 | 26342.75
DE | 8 | 23 | 17 | 26202.05 | 22458.9 | 26202.05
DE | 8 | 23 | 18 | 26126.45 | 22394.1 | 26126.45
DE | 8 | 23 | 19 | 25944.45 | 22238.1 | 25944.45
DE | 8 | 23 | 20 | 25568.55 | 21915.9 | 25568.55
DE | 8 | 23 | 21 | 24511.55 | 21009.9 | 24511.55
DE | 8 | 23 | 22 | 23460.85 | 20109.3 | 23460.85
DE | 8 | 23 | 23 | 20977.95 | 17981.1 | 20977.95
DE | 8 | 23 | 24 | 19415.2 | 16641.6 | 19415.2
DE | 8 | 24 | 1 | 18259.85 | 15651.3 | 18259.85
DE | 8 | 24 | 2 | 17735.55 | 15201.9 | 17735.55
DE | 8 | 24 | 3 | 17735.55 | 15201.9 | 17735.55
DE | 8 | 24 | 4 | 17767.4 | 15229.2 | 17767.4
DE | 8 | 24 | 5 | 17798.55 | 15255.9 | 17798.55
DE | 8 | 24 | 6 | 18059.65 | 15479.7 | 18059.65
DE | 8 | 24 | 7 | 18890.9 | 16192.2 | 18890.9
DE | 8 | 24 | 8 | 20156.5 | 17277 | 20156.5
DE | 8 | 24 | 9 | 21637.35 | 18546.3 | 21637.35
DE | 8 | 24 | 10 | 21944.65 | 18809.7 | 21944.65
DE | 8 | 24 | 11 | 21942.2 | 18807.6 | 21942.2
DE | 8 | 24 | 12 | 21990.5 | 18849 | 21990.5
DE | 8 | 24 | 13 | 21983.5 | 18843 | 21983.5
DE | 8 | 24 | 14 | 21906.5 | 18777 | 21906.5
DE | 8 | 24 | 15 | 21799.4 | 18685.2 | 21799.4
DE | 8 | 24 | 16 | 21791.35 | 18678.3 | 21791.35
DE | 8 | 24 | 17 | 21907.2 | 18777.6 | 21907.2
DE | 8 | 24 | 18 | 21907.2 | 18777.6 | 21907.2
DE | 8 | 24 | 19 | 21879.55 | 18753.9 | 21879.55
DE | 8 | 24 | 20 | 21868.35 | 18744.3 | 21868.35
DE | 8 | 24 | 21 | 21779.45 | 18668.1 | 21779.45
DE | 8 | 24 | 22 | 21120.4 | 18103.2 | 21120.4
DE | 8 | 24 | 23 | 20907.6 | 17920.8 | 20907.6
DE | 8 | 24 | 24 | 19310.9 | 16552.2 | 19310.9
DE | 8 | 25 | 1 | 18204.55 | 15603.9 | 18204.55
DE | 8 | 25 | 2 | 17735.55 | 15201.9 | 17735.55
DE | 8 | 25 | 3 | 17735.55 | 15201.9 | 17735.55
DE | 8 | 25 | 4 | 17767.4 | 15229.2 | 17767.4
DE | 8 | 25 | 5 | 17798.55 | 15255.9 | 17798.55
DE | 8 | 25 | 6 | 18059.65 | 15479.7 | 18059.65
DE | 8 | 25 | 7 | 18890.9 | 16192.2 | 18890.9
DE | 8 | 25 | 8 | 20156.5 | 17277 | 20156.5
DE | 8 | 25 | 9 | 21637.35 | 18546.3 | 21637.35
DE | 8 | 25 | 10 | 21944.65 | 18809.7 | 21944.65
DE | 8 | 25 | 11 | 21942.2 | 18807.6 | 21942.2
DE | 8 | 25 | 12 | 21969.15 | 18830.7 | 21969.15
DE | 8 | 25 | 13 | 21968.1 | 18829.8 | 21968.1
DE | 8 | 25 | 14 | 21902.65 | 18773.7 | 21902.65
DE | 8 | 25 | 15 | 21799.4 | 18685.2 | 21799.4
DE | 8 | 25 | 16 | 21799.4 | 18685.2 | 21799.4
DE | 8 | 25 | 17 | 21927.85 | 18795.3 | 21927.85
DE | 8 | 25 | 18 | 21907.2 | 18777.6 | 21907.2
DE | 8 | 25 | 19 | 21879.55 | 18753.9 | 21879.55
DE | 8 | 25 | 20 | 21868.35 | 18744.3 | 21868.35
DE | 8 | 25 | 21 | 21779.45 | 18668.1 | 21779.45
DE | 8 | 25 | 22 | 21120.4 | 18103.2 | 21120.4
DE | 8 | 25 | 23 | 21444.15 | 18380.7 | 21444.15
DE | 8 | 25 | 24 | 19875.45 | 17036.1 | 19875.45
DE | 8 | 26 | 1 | 18966.85 | 16257.3 | 18966.85
DE | 8 | 26 | 2 | 18811.1 | 16123.8 | 18811.1
DE | 8 | 26 | 3 | 18842.25 | 16150.5 | 18842.25
DE | 8 | 26 | 4 | 18965.45 | 16256.1 | 18965.45
DE | 8 | 26 | 5 | 19830.65 | 16997.7 | 19830.65
DE | 8 | 26 | 6 | 22169.35 | 19002.3 | 22169.35
DE | 8 | 26 | 7 | 23961.7 | 20538.6 | 23961.7
DE | 8 | 26 | 8 | 25301.85 | 21687.3 | 25301.85
DE | 8 | 26 | 9 | 26185.95 | 22445.1 | 26185.95
DE | 8 | 26 | 10 | 26237.4 | 22489.2 | 26237.4
DE | 8 | 26 | 11 | 26313 | 22554 | 26313
DE | 8 | 26 | 12 | 26366.9 | 22600.2 | 26366.9
DE | 8 | 26 | 13 | 26434.8 | 22658.4 | 26434.8
DE | 8 | 26 | 14 | 26322.1 | 22561.8 | 26322.1
DE | 8 | 26 | 15 | 26132.4 | 22399.2 | 26132.4
DE | 8 | 26 | 16 | 26089.35 | 22362.3 | 26089.35
DE | 8 | 26 | 17 | 25999.75 | 22285.5 | 25999.75
DE | 8 | 26 | 18 | 25964.05 | 22254.9 | 25964.05
DE | 8 | 26 | 19 | 25810.75 | 22123.5 | 25810.75
DE | 8 | 26 | 20 | 25457.6 | 21820.8 | 25457.6
DE | 8 | 26 | 21 | 24495.45 | 20996.1 | 24495.45
DE | 8 | 26 | 22 | 23400.65 | 20057.7 | 23400.65
DE | 8 | 26 | 23 | 21388.5 | 18333 | 21388.5
DE | 8 | 26 | 24 | 19875.45 | 17036.1 | 19875.45
DE | 8 | 27 | 1 | 18966.85 | 16257.3 | 18966.85
DE | 8 | 27 | 2 | 18842.25 | 16150.5 | 18842.25
DE | 8 | 27 | 3 | 18842.25 | 16150.5 | 18842.25
DE | 8 | 27 | 4 | 18965.45 | 16256.1 | 18965.45
DE | 8 | 27 | 5 | 19800.9 | 16972.2 | 19800.9
DE | 8 | 27 | 6 | 22169.35 | 19002.3 | 22169.35
DE | 8 | 27 | 7 | 23992.85 | 20565.3 | 23992.85
DE | 8 | 27 | 8 | 25324.25 | 21706.5 | 25324.25
DE | 8 | 27 | 9 | 26185.95 | 22445.1 | 26185.95
DE | 8 | 27 | 10 | 26237.4 | 22489.2 | 26237.4
DE | 8 | 27 | 11 | 26313 | 22554 | 26313
DE | 8 | 27 | 12 | 26366.9 | 22600.2 | 26366.9
DE | 8 | 27 | 13 | 26434.8 | 22658.4 | 26434.8
DE | 8 | 27 | 14 | 26290.25 | 22534.5 | 26290.25
DE | 8 | 27 | 15 | 26128.55 | 22395.9 | 26128.55
DE | 8 | 27 | 16 | 26089.35 | 22362.3 | 26089.35
DE | 8 | 27 | 17 | 26032.3 | 22313.4 | 26032.3
DE | 8 | 27 | 18 | 25964.05 | 22254.9 | 25964.05
DE | 8 | 27 | 19 | 25781.7 | 22098.6 | 25781.7
DE | 8 | 27 | 20 | 25457.6 | 21820.8 | 25457.6
DE | 8 | 27 | 21 | 24495.45 | 20996.1 | 24495.45
DE | 8 | 27 | 22 | 23351.3 | 20015.4 | 23351.3
DE | 8 | 27 | 23 | 21388.5 | 18333 | 21388.5
DE | 8 | 27 | 24 | 19875.45 | 17036.1 | 19875.45
DE | 8 | 28 | 1 | 18997.65 | 16283.7 | 18997.65
DE | 8 | 28 | 2 | 18842.25 | 16150.5 | 18842.25
DE | 8 | 28 | 3 | 18842.25 | 16150.5 | 18842.25
DE | 8 | 28 | 4 | 18965.45 | 16256.1 | 18965.45
DE | 8 | 28 | 5 | 19830.65 | 16997.7 | 19830.65
DE | 8 | 28 | 6 | 22169.35 | 19002.3 | 22169.35
DE | 8 | 28 | 7 | 23992.85 | 20565.3 | 23992.85
DE | 8 | 28 | 8 | 25324.25 | 21706.5 | 25324.25
DE | 8 | 28 | 9 | 26185.95 | 22445.1 | 26185.95
DE | 8 | 28 | 10 | 26293.75 | 22537.5 | 26293.75
DE | 8 | 28 | 11 | 26339.6 | 22576.8 | 26339.6
DE | 8 | 28 | 12 | 26459.65 | 22679.7 | 26459.65
DE | 8 | 28 | 13 | 26508.3 | 22721.4 | 26508.3
DE | 8 | 28 | 14 | 26376 | 22608 | 26376
DE | 8 | 28 | 15 | 26222.7 | 22476.6 | 26222.7
DE | 8 | 28 | 16 | 26183.5 | 22443 | 26183.5
DE | 8 | 28 | 17 | 26092.15 | 22364.7 | 26092.15
DE | 8 | 28 | 18 | 26032.3 | 22313.4 | 26032.3
DE | 8 | 28 | 19 | 25810.75 | 22123.5 | 25810.75
DE | 8 | 28 | 20 | 25457.6 | 21820.8 | 25457.6
DE | 8 | 28 | 21 | 24435.6 | 20944.8 | 24435.6
DE | 8 | 28 | 22 | 23351.3 | 20015.4 | 23351.3
DE | 8 | 28 | 23 | 21419.65 | 18359.7 | 21419.65
DE | 8 | 28 | 24 | 19906.6 | 17062.8 | 19906.6
DE | 8 | 29 | 1 | 18997.65 | 16283.7 | 18997.65
DE | 8 | 29 | 2 | 18842.25 | 16150.5 | 18842.25
DE | 8 | 29 | 3 | 18842.25 | 16150.5 | 18842.25
DE | 8 | 29 | 4 | 18965.45 | 16256.1 | 18965.45
DE | 8 | 29 | 5 | 19810 | 16980 | 19810
DE | 8 | 29 | 6 | 22148.7 | 18984.6 | 22148.7
DE | 8 | 29 | 7 | 24057.6 | 20620.8 | 24057.6
DE | 8 | 29 | 8 | 25301.85 | 21687.3 | 25301.85
DE | 8 | 29 | 9 | 26185.95 | 22445.1 | 26185.95
DE | 8 | 29 | 10 | 26293.75 | 22537.5 | 26293.75
DE | 8 | 29 | 11 | 26339.6 | 22576.8 | 26339.6
DE | 8 | 29 | 12 | 26459.65 | 22679.7 | 26459.65
DE | 8 | 29 | 13 | 26505.85 | 22719.3 | 26505.85
DE | 8 | 29 | 14 | 26456.5 | 22677 | 26456.5
DE | 8 | 29 | 15 | 26271.7 | 22518.6 | 26271.7
DE | 8 | 29 | 16 | 26183.5 | 22443 | 26183.5
DE | 8 | 29 | 17 | 26126.45 | 22394.1 | 26126.45
DE | 8 | 29 | 18 | 26052.95 | 22331.1 | 26052.95
DE | 8 | 29 | 19 | 25810.75 | 22123.5 | 25810.75
DE | 8 | 29 | 20 | 25457.6 | 21820.8 | 25457.6
DE | 8 | 29 | 21 | 24495.45 | 20996.1 | 24495.45
DE | 8 | 29 | 22 | 23351.3 | 20015.4 | 23351.3
DE | 8 | 29 | 23 | 21388.5 | 18333 | 21388.5
DE | 8 | 29 | 24 | 19906.6 | 17062.8 | 19906.6
DE | 8 | 30 | 1 | 18997.65 | 16283.7 | 18997.65
DE | 8 | 30 | 2 | 18842.25 | 16150.5 | 18842.25
DE | 8 | 30 | 3 | 18842.25 | 16150.5 | 18842.25
DE | 8 | 30 | 4 | 18965.45 | 16256.1 | 18965.45
DE | 8 | 30 | 5 | 19830.65 | 16997.7 | 19830.65
DE | 8 | 30 | 6 | 22169.35 | 19002.3 | 22169.35
DE | 8 | 30 | 7 | 23992.85 | 20565.3 | 23992.85
DE | 8 | 30 | 8 | 25324.25 | 21706.5 | 25324.25
DE | 8 | 30 | 9 | 26185.95 | 22445.1 | 26185.95
DE | 8 | 30 | 10 | 26332.6 | 22570.8 | 26332.6
DE | 8 | 30 | 11 | 26407.85 | 22635.3 | 26407.85
DE | 8 | 30 | 12 | 26433.4 | 22657.2 | 26433.4
DE | 8 | 30 | 13 | 26505.85 | 22719.3 | 26505.85
DE | 8 | 30 | 14 | 26456.5 | 22677 | 26456.5
DE | 8 | 30 | 15 | 26271.7 | 22518.6 | 26271.7
DE | 8 | 30 | 16 | 26183.5 | 22443 | 26183.5
DE | 8 | 30 | 17 | 26126.45 | 22394.1 | 26126.45
DE | 8 | 30 | 18 | 26036.15 | 22316.7 | 26036.15
DE | 8 | 30 | 19 | 25849.6 | 22156.8 | 25849.6
DE | 8 | 30 | 20 | 25457.6 | 21820.8 | 25457.6
DE | 8 | 30 | 21 | 24495.45 | 20996.1 | 24495.45
DE | 8 | 30 | 22 | 23460.85 | 20109.3 | 23460.85
DE | 8 | 30 | 23 | 20803.65 | 17831.7 | 20803.65
DE | 8 | 30 | 24 | 19310.9 | 16552.2 | 19310.9
DE | 8 | 31 | 1 | 18259.85 | 15651.3 | 18259.85
DE | 8 | 31 | 2 | 17735.55 | 15201.9 | 17735.55
DE | 8 | 31 | 3 | 17735.55 | 15201.9 | 17735.55
DE | 8 | 31 | 4 | 17767.4 | 15229.2 | 17767.4
DE | 8 | 31 | 5 | 17798.55 | 15255.9 | 17798.55
DE | 8 | 31 | 6 | 18059.65 | 15479.7 | 18059.65
DE | 8 | 31 | 7 | 18913.3 | 16211.4 | 18913.3
DE | 8 | 31 | 8 | 20156.5 | 17277 | 20156.5
DE | 8 | 31 | 9 | 21637.35 | 18546.3 | 21637.35
DE | 8 | 31 | 10 | 21917.35 | 18786.3 | 21917.35
DE | 8 | 31 | 11 | 21925.05 | 18792.9 | 21925.05
DE | 8 | 31 | 12 | 21952.35 | 18816.3 | 21952.35
DE | 8 | 31 | 13 | 21951.3 | 18815.4 | 21951.3
DE | 8 | 31 | 14 | 21854 | 18732 | 21854
DE | 8 | 31 | 15 | 21770.7 | 18660.6 | 21770.7
DE | 8 | 31 | 16 | 21770.7 | 18660.6 | 21770.7
DE | 8 | 31 | 17 | 21863.1 | 18739.8 | 21863.1
DE | 8 | 31 | 18 | 21863.1 | 18739.8 | 21863.1
DE | 8 | 31 | 19 | 21852.25 | 18730.5 | 21852.25
DE | 8 | 31 | 20 | 21854 | 18732 | 21854
DE | 8 | 31 | 21 | 21794.85 | 18681.3 | 21794.85
DE | 8 | 31 | 22 | 21112.35 | 18096.3 | 21112.35
DE | 8 | 31 | 23 | 20927.55 | 17937.9 | 20927.55
DE | 8 | 31 | 24 | 19448.45 | 16670.1 | 19448.45
DE | 9 | 1 | 1 | 18373.6 | 15748.8 | 18373.6
DE | 9 | 1 | 2 | 17948.7 | 15384.6 | 17948.7
DE | 9 | 1 | 3 | 17948.7 | 15384.6 | 17948.7
DE | 9 | 1 | 4 | 17980.2 | 15411.6 | 17980.2
DE | 9 | 1 | 5 | 17962.7 | 15396.6 | 17962.7
DE | 9 | 1 | 6 | 18230.1 | 15625.8 | 18230.1
DE | 9 | 1 | 7 | 19236.35 | 16488.3 | 19236.35
DE | 9 | 1 | 8 | 20440.35 | 17520.3 | 20440.35
DE | 9 | 1 | 9 | 21897.75 | 18769.5 | 21897.75
DE | 9 | 1 | 10 | 22158.15 | 18992.7 | 22158.15
DE | 9 | 1 | 11 | 22057 | 18906 | 22057
DE | 9 | 1 | 12 | 22084.3 | 18929.4 | 22084.3
DE | 9 | 1 | 13 | 22082.9 | 18928.2 | 22082.9
DE | 9 | 1 | 14 | 21985.6 | 18844.8 | 21985.6
DE | 9 | 1 | 15 | 21902.3 | 18773.4 | 21902.3
DE | 9 | 1 | 16 | 21902.3 | 18773.4 | 21902.3
DE | 9 | 1 | 17 | 22022 | 18876 | 22022
DE | 9 | 1 | 18 | 22077.3 | 18923.4 | 22077.3
DE | 9 | 1 | 19 | 22125.25 | 18964.5 | 22125.25
DE | 9 | 1 | 20 | 22170.75 | 19003.5 | 22170.75
DE | 9 | 1 | 21 | 22041.25 | 18892.5 | 22041.25
DE | 9 | 1 | 22 | 21380.45 | 18326.1 | 21380.45
DE | 9 | 1 | 23 | 21613.9 | 18526.2 | 21613.9
DE | 9 | 1 | 24 | 20114.15 | 17240.7 | 20114.15
DE | 9 | 2 | 1 | 19181.4 | 16441.2 | 19181.4
DE | 9 | 2 | 2 | 19026 | 16308 | 19026
DE | 9 | 2 | 3 | 19026 | 16308 | 19026
DE | 9 | 2 | 4 | 19117 | 16386 | 19117
DE | 9 | 2 | 5 | 20302.1 | 17401.8 | 20302.1
DE | 9 | 2 | 6 | 22748.25 | 19498.5 | 22748.25
DE | 9 | 2 | 7 | 24581.2 | 21069.6 | 24581.2
DE | 9 | 2 | 8 | 25800.25 | 22114.5 | 25800.25
DE | 9 | 2 | 9 | 26243.7 | 22494.6 | 26243.7
DE | 9 | 2 | 10 | 26237.4 | 22489.2 | 26237.4
DE | 9 | 2 | 11 | 26222 | 22476 | 26222
DE | 9 | 2 | 12 | 26243.35 | 22494.3 | 26243.35
DE | 9 | 2 | 13 | 26243.35 | 22494.3 | 26243.35
DE | 9 | 2 | 14 | 26098.8 | 22370.4 | 26098.8
DE | 9 | 2 | 15 | 25937.1 | 22231.8 | 25937.1
DE | 9 | 2 | 16 | 25951.45 | 22244.1 | 25951.45
DE | 9 | 2 | 17 | 25894.4 | 22195.2 | 25894.4
DE | 9 | 2 | 18 | 25894.4 | 22195.2 | 25894.4
DE | 9 | 2 | 19 | 25835.95 | 22145.1 | 25835.95
DE | 9 | 2 | 20 | 25681.95 | 22013.1 | 25681.95
DE | 9 | 2 | 21 | 24735.2 | 21201.6 | 24735.2
DE | 9 | 2 | 22 | 23700.6 | 20314.8 | 23700.6
DE | 9 | 2 | 23 | 21582.75 | 18499.5 | 21582.75
DE | 9 | 2 | 24 | 20083 | 17214 | 20083
DE | 9 | 3 | 1 | 19150.25 | 16414.5 | 19150.25
DE | 9 | 3 | 2 | 18994.85 | 16281.3 | 18994.85
DE | 9 | 3 | 3 | 18994.85 | 16281.3 | 18994.85
DE | 9 | 3 | 4 | 19085.85 | 16359.3 | 19085.85
DE | 9 | 3 | 5 | 20271.3 | 17375.4 | 20271.3
DE | 9 | 3 | 6 | 22717.1 | 19471.8 | 22717.1
DE | 9 | 3 | 7 | 24550.4 | 21043.2 | 24550.4
DE | 9 | 3 | 8 | 25701.9 | 22030.2 | 25701.9
DE | 9 | 3 | 9 | 26218.5 | 22473 | 26218.5
DE | 9 | 3 | 10 | 26235.65 | 22487.7 | 26235.65
DE | 9 | 3 | 11 | 26208.7 | 22464.6 | 26208.7
DE | 9 | 3 | 12 | 26256.3 | 22505.4 | 26256.3
DE | 9 | 3 | 13 | 26256.3 | 22505.4 | 26256.3
DE | 9 | 3 | 14 | 26111.75 | 22381.5 | 26111.75
DE | 9 | 3 | 15 | 25950.05 | 22242.9 | 25950.05
DE | 9 | 3 | 16 | 25964.4 | 22255.2 | 25964.4
DE | 9 | 3 | 17 | 25907.35 | 22206.3 | 25907.35
DE | 9 | 3 | 18 | 25907.35 | 22206.3 | 25907.35
DE | 9 | 3 | 19 | 25828.6 | 22138.8 | 25828.6
DE | 9 | 3 | 20 | 25681.95 | 22013.1 | 25681.95
DE | 9 | 3 | 21 | 24735.2 | 21201.6 | 24735.2
DE | 9 | 3 | 22 | 23700.6 | 20314.8 | 23700.6
DE | 9 | 3 | 23 | 21582.75 | 18499.5 | 21582.75
DE | 9 | 3 | 24 | 20083 | 17214 | 20083
DE | 9 | 4 | 1 | 19150.25 | 16414.5 | 19150.25
DE | 9 | 4 | 2 | 18994.85 | 16281.3 | 18994.85
DE | 9 | 4 | 3 | 18994.85 | 16281.3 | 18994.85
DE | 9 | 4 | 4 | 19085.85 | 16359.3 | 19085.85
DE | 9 | 4 | 5 | 20271.3 | 17375.4 | 20271.3
DE | 9 | 4 | 6 | 22717.1 | 19471.8 | 22717.1
DE | 9 | 4 | 7 | 24550.4 | 21043.2 | 24550.4
DE | 9 | 4 | 8 | 25737.95 | 22061.1 | 25737.95
DE | 9 | 4 | 9 | 26218.5 | 22473 | 26218.5
DE | 9 | 4 | 10 | 26248.6 | 22498.8 | 26248.6
DE | 9 | 4 | 11 | 26229.35 | 22482.3 | 26229.35
DE | 9 | 4 | 12 | 26256.3 | 22505.4 | 26256.3
DE | 9 | 4 | 13 | 26302.15 | 22544.7 | 26302.15
DE | 9 | 4 | 14 | 26157.6 | 22420.8 | 26157.6
DE | 9 | 4 | 15 | 26063.8 | 22340.4 | 26063.8
DE | 9 | 4 | 16 | 26078.15 | 22352.7 | 26078.15
DE | 9 | 4 | 17 | 26021.1 | 22303.8 | 26021.1
DE | 9 | 4 | 18 | 25988.55 | 22275.9 | 25988.55
DE | 9 | 4 | 19 | 25848.9 | 22156.2 | 25848.9
DE | 9 | 4 | 20 | 25675.3 | 22007.4 | 25675.3
DE | 9 | 4 | 21 | 24735.2 | 21201.6 | 24735.2
DE | 9 | 4 | 22 | 23700.6 | 20314.8 | 23700.6
DE | 9 | 4 | 23 | 21582.75 | 18499.5 | 21582.75
DE | 9 | 4 | 24 | 20083 | 17214 | 20083
DE | 9 | 5 | 1 | 19150.25 | 16414.5 | 19150.25
DE | 9 | 5 | 2 | 18994.85 | 16281.3 | 18994.85
DE | 9 | 5 | 3 | 18994.85 | 16281.3 | 18994.85
DE | 9 | 5 | 4 | 19085.85 | 16359.3 | 19085.85
DE | 9 | 5 | 5 | 20271.3 | 17375.4 | 20271.3
DE | 9 | 5 | 6 | 22717.1 | 19471.8 | 22717.1
DE | 9 | 5 | 7 | 24550.4 | 21043.2 | 24550.4
DE | 9 | 5 | 8 | 25722.2 | 22047.6 | 25722.2
DE | 9 | 5 | 9 | 26231.45 | 22484.1 | 26231.45
DE | 9 | 5 | 10 | 26294.45 | 22538.1 | 26294.45
DE | 9 | 5 | 11 | 26404.35 | 22632.3 | 26404.35
DE | 9 | 5 | 12 | 26434.1 | 22657.8 | 26434.1
DE | 9 | 5 | 13 | 26602.8 | 22802.4 | 26602.8
DE | 9 | 5 | 14 | 26743.5 | 22923 | 26743.5
DE | 9 | 5 | 15 | 26571.3 | 22775.4 | 26571.3
DE | 9 | 5 | 16 | 26663.35 | 22854.3 | 26663.35
DE | 9 | 5 | 17 | 26528.6 | 22738.8 | 26528.6
DE | 9 | 5 | 18 | 26222.35 | 22476.3 | 26222.35
DE | 9 | 5 | 19 | 26047.35 | 22326.3 | 26047.35
DE | 9 | 5 | 20 | 25740.4 | 22063.2 | 25740.4
DE | 9 | 5 | 21 | 24748.15 | 21212.7 | 24748.15
DE | 9 | 5 | 22 | 23925.65 | 20507.7 | 23925.65
DE | 9 | 5 | 23 | 22228.85 | 19053.3 | 22228.85
DE | 9 | 5 | 24 | 20473.25 | 17548.5 | 20473.25
DE | 9 | 6 | 1 | 19363.4 | 16597.2 | 19363.4
DE | 9 | 6 | 2 | 19014.8 | 16298.4 | 19014.8
DE | 9 | 6 | 3 | 19030.9 | 16312.2 | 19030.9
DE | 9 | 6 | 4 | 19085.85 | 16359.3 | 19085.85
DE | 9 | 6 | 5 | 20271.3 | 17375.4 | 20271.3
DE | 9 | 6 | 6 | 22717.1 | 19471.8 | 22717.1
DE | 9 | 6 | 7 | 24586.45 | 21074.1 | 24586.45
DE | 9 | 6 | 8 | 25553.15 | 21902.7 | 25553.15
DE | 9 | 6 | 9 | 26276.95 | 22523.1 | 26276.95
DE | 9 | 6 | 10 | 26423.6 | 22648.8 | 26423.6
DE | 9 | 6 | 11 | 26575.5 | 22779 | 26575.5
DE | 9 | 6 | 12 | 26909.05 | 23064.9 | 26909.05
DE | 9 | 6 | 13 | 26986.75 | 23131.5 | 26986.75
DE | 9 | 6 | 14 | 26957 | 23106 | 26957
DE | 9 | 6 | 15 | 26785.15 | 22958.7 | 26785.15
DE | 9 | 6 | 16 | 26663.35 | 22854.3 | 26663.35
DE | 9 | 6 | 17 | 26606.3 | 22805.4 | 26606.3
DE | 9 | 6 | 18 | 26171.25 | 22432.5 | 26171.25
DE | 9 | 6 | 19 | 25965.1 | 22255.8 | 25965.1
DE | 9 | 6 | 20 | 25740.4 | 22063.2 | 25740.4
DE | 9 | 6 | 21 | 24748.15 | 21212.7 | 24748.15
DE | 9 | 6 | 22 | 23816.45 | 20414.1 | 23816.45
DE | 9 | 6 | 23 | 21202.3 | 18173.4 | 21202.3
DE | 9 | 6 | 24 | 19558.7 | 16764.6 | 19558.7
DE | 9 | 7 | 1 | 18409.65 | 15779.7 | 18409.65
DE | 9 | 7 | 2 | 17941 | 15378 | 17941
DE | 9 | 7 | 3 | 17904.6 | 15346.8 | 17904.6
DE | 9 | 7 | 4 | 17936.45 | 15374.1 | 17936.45
DE | 9 | 7 | 5 | 18005.4 | 15433.2 | 18005.4
DE | 9 | 7 | 6 | 18268.25 | 15658.5 | 18268.25
DE | 9 | 7 | 7 | 19099.5 | 16371 | 19099.5
DE | 9 | 7 | 8 | 20372.1 | 17461.8 | 20372.1
DE | 9 | 7 | 9 | 21809.55 | 18693.9 | 21809.55
DE | 9 | 7 | 10 | 22089.2 | 18933.6 | 22089.2
DE | 9 | 7 | 11 | 22115.45 | 18956.1 | 22115.45
DE | 9 | 7 | 12 | 22139.6 | 18976.8 | 22139.6
DE | 9 | 7 | 13 | 22147.3 | 18983.4 | 22147.3
DE | 9 | 7 | 14 | 22025.15 | 18878.7 | 22025.15
DE | 9 | 7 | 15 | 21913.85 | 18783.3 | 21913.85
DE | 9 | 7 | 16 | 21913.85 | 18783.3 | 21913.85
DE | 9 | 7 | 17 | 22079.05 | 18924.9 | 22079.05
DE | 9 | 7 | 18 | 22080.8 | 18926.4 | 22080.8
DE | 9 | 7 | 19 | 22008.35 | 18864.3 | 22008.35
DE | 9 | 7 | 20 | 22024.8 | 18878.4 | 22024.8
DE | 9 | 7 | 21 | 21931.35 | 18798.3 | 21931.35
DE | 9 | 7 | 22 | 21278.95 | 18239.1 | 21278.95
DE | 9 | 7 | 23 | 20963.95 | 17969.1 | 20963.95
DE | 9 | 7 | 24 | 19448.45 | 16670.1 | 19448.45
DE | 9 | 8 | 1 | 18373.6 | 15748.8 | 18373.6
DE | 9 | 8 | 2 | 17904.6 | 15346.8 | 17904.6
DE | 9 | 8 | 3 | 17904.6 | 15346.8 | 17904.6
DE | 9 | 8 | 4 | 17936.45 | 15374.1 | 17936.45
DE | 9 | 8 | 5 | 18005.4 | 15433.2 | 18005.4
DE | 9 | 8 | 6 | 18268.25 | 15658.5 | 18268.25
DE | 9 | 8 | 7 | 19099.5 | 16371 | 19099.5
DE | 9 | 8 | 8 | 20414.1 | 17497.8 | 20414.1
DE | 9 | 8 | 9 | 21796.6 | 18682.8 | 21796.6
DE | 9 | 8 | 10 | 22076.25 | 18922.5 | 22076.25
DE | 9 | 8 | 11 | 22049.3 | 18899.4 | 22049.3
DE | 9 | 8 | 12 | 22096.9 | 18940.2 | 22096.9
DE | 9 | 8 | 13 | 22095.85 | 18939.3 | 22095.85
DE | 9 | 8 | 14 | 21998.55 | 18855.9 | 21998.55
DE | 9 | 8 | 15 | 21915.25 | 18784.5 | 21915.25
DE | 9 | 8 | 16 | 21915.25 | 18784.5 | 21915.25
DE | 9 | 8 | 17 | 22014.65 | 18869.7 | 22014.65
DE | 9 | 8 | 18 | 22022 | 18876 | 22022
DE | 9 | 8 | 19 | 21995.4 | 18853.2 | 21995.4
DE | 9 | 8 | 20 | 22036 | 18888 | 22036
DE | 9 | 8 | 21 | 22013.95 | 18869.1 | 22013.95
DE | 9 | 8 | 22 | 21379.4 | 18325.2 | 21379.4
DE | 9 | 8 | 23 | 21582.75 | 18499.5 | 21582.75
DE | 9 | 8 | 24 | 20083 | 17214 | 20083
DE | 9 | 9 | 1 | 19181.4 | 16441.2 | 19181.4
DE | 9 | 9 | 2 | 19026 | 16308 | 19026
DE | 9 | 9 | 3 | 19026 | 16308 | 19026
DE | 9 | 9 | 4 | 19117 | 16386 | 19117
DE | 9 | 9 | 5 | 20302.1 | 17401.8 | 20302.1
DE | 9 | 9 | 6 | 22748.25 | 19498.5 | 22748.25
DE | 9 | 9 | 7 | 24581.2 | 21069.6 | 24581.2
DE | 9 | 9 | 8 | 25810.05 | 22122.9 | 25810.05
DE | 9 | 9 | 9 | 26412.75 | 22639.5 | 26412.75
DE | 9 | 9 | 10 | 26409.95 | 22637.1 | 26409.95
DE | 9 | 9 | 11 | 26390.35 | 22620.3 | 26390.35
DE | 9 | 9 | 12 | 26417.65 | 22643.7 | 26417.65
DE | 9 | 9 | 13 | 26417.65 | 22643.7 | 26417.65
DE | 9 | 9 | 14 | 26180 | 22440 | 26180
DE | 9 | 9 | 15 | 26101.6 | 22372.8 | 26101.6
DE | 9 | 9 | 16 | 26108.6 | 22378.8 | 26108.6
DE | 9 | 9 | 17 | 25999.4 | 22285.2 | 25999.4
DE | 9 | 9 | 18 | 26076.05 | 22350.9 | 26076.05
DE | 9 | 9 | 19 | 26088.3 | 22361.4 | 26088.3
DE | 9 | 9 | 20 | 25781 | 22098 | 25781
DE | 9 | 9 | 21 | 24241 | 20778 | 24241
DE | 9 | 9 | 22 | 23122.4 | 19819.2 | 23122.4
DE | 9 | 9 | 23 | 21613.9 | 18526.2 | 21613.9
DE | 9 | 9 | 24 | 20114.15 | 17240.7 | 20114.15
DE | 9 | 10 | 1 | 19196.8 | 16454.4 | 19196.8
DE | 9 | 10 | 2 | 18973.85 | 16263.3 | 18973.85
DE | 9 | 10 | 3 | 18973.85 | 16263.3 | 18973.85
DE | 9 | 10 | 4 | 19066.25 | 16342.5 | 19066.25
DE | 9 | 10 | 5 | 20212.85 | 17325.3 | 20212.85
DE | 9 | 10 | 6 | 22636.95 | 19403.1 | 22636.95
DE | 9 | 10 | 7 | 24581.2 | 21069.6 | 24581.2
DE | 9 | 10 | 8 | 26056.1 | 22333.8 | 26056.1
DE | 9 | 10 | 9 | 26482.05 | 22698.9 | 26482.05
DE | 9 | 10 | 10 | 26544.35 | 22752.3 | 26544.35
DE | 9 | 10 | 11 | 26410.3 | 22637.4 | 26410.3
DE | 9 | 10 | 12 | 26413.8 | 22640.4 | 26413.8
DE | 9 | 10 | 13 | 26350.1 | 22585.8 | 26350.1
DE | 9 | 10 | 14 | 26181.75 | 22441.5 | 26181.75
DE | 9 | 10 | 15 | 26034.75 | 22315.5 | 26034.75
DE | 9 | 10 | 16 | 26245.8 | 22496.4 | 26245.8
DE | 9 | 10 | 17 | 26188.75 | 22447.5 | 26188.75
DE | 9 | 10 | 18 | 26209.05 | 22464.9 | 26209.05
DE | 9 | 10 | 19 | 26168.8 | 22430.4 | 26168.8
DE | 9 | 10 | 20 | 25781 | 22098 | 25781
DE | 9 | 10 | 21 | 24280.9 | 20812.2 | 24280.9
DE | 9 | 10 | 22 | 23136.4 | 19831.2 | 23136.4
DE | 9 | 10 | 23 | 21613.9 | 18526.2 | 21613.9
DE | 9 | 10 | 24 | 20114.15 | 17240.7 | 20114.15
DE | 9 | 11 | 1 | 19181.4 | 16441.2 | 19181.4
DE | 9 | 11 | 2 | 19026 | 16308 | 19026
DE | 9 | 11 | 3 | 19026 | 16308 | 19026
DE | 9 | 11 | 4 | 19117 | 16386 | 19117
DE | 9 | 11 | 5 | 20263.95 | 17369.1 | 20263.95
DE | 9 | 11 | 6 | 22676.5 | 19437 | 22676.5
DE | 9 | 11 | 7 | 24565.1 | 21055.8 | 24565.1
DE | 9 | 11 | 8 | 25998 | 22284 | 25998
DE | 9 | 11 | 9 | 26529.3 | 22739.4 | 26529.3
DE | 9 | 11 | 10 | 26429.9 | 22654.2 | 26429.9
DE | 9 | 11 | 11 | 26390.35 | 22620.3 | 26390.35
DE | 9 | 11 | 12 | 26304.25 | 22546.5 | 26304.25
DE | 9 | 11 | 13 | 26350.1 | 22585.8 | 26350.1
DE | 9 | 11 | 14 | 26263.3 | 22511.4 | 26263.3
DE | 9 | 11 | 15 | 26096.7 | 22368.6 | 26096.7
DE | 9 | 11 | 16 | 26245.8 | 22496.4 | 26245.8
DE | 9 | 11 | 17 | 26188.75 | 22447.5 | 26188.75
DE | 9 | 11 | 18 | 26209.05 | 22464.9 | 26209.05
DE | 9 | 11 | 19 | 26088.3 | 22361.4 | 26088.3
DE | 9 | 11 | 20 | 25781 | 22098 | 25781
DE | 9 | 11 | 21 | 24280.9 | 20812.2 | 24280.9
DE | 9 | 11 | 22 | 23139.9 | 19834.2 | 23139.9
DE | 9 | 11 | 23 | 21613.9 | 18526.2 | 21613.9
DE | 9 | 11 | 24 | 20114.15 | 17240.7 | 20114.15
DE | 9 | 12 | 1 | 19181.4 | 16441.2 | 19181.4
DE | 9 | 12 | 2 | 19026 | 16308 | 19026
DE | 9 | 12 | 3 | 19026 | 16308 | 19026
DE | 9 | 12 | 4 | 19117 | 16386 | 19117
DE | 9 | 12 | 5 | 20254.85 | 17361.3 | 20254.85
DE | 9 | 12 | 6 | 22701 | 19458 | 22701
DE | 9 | 12 | 7 | 24599.05 | 21084.9 | 24599.05
DE | 9 | 12 | 8 | 25916.8 | 22214.4 | 25916.8
DE | 9 | 12 | 9 | 26422.55 | 22647.9 | 26422.55
DE | 9 | 12 | 10 | 26409.95 | 22637.1 | 26409.95
DE | 9 | 12 | 11 | 26270.65 | 22517.7 | 26270.65
DE | 9 | 12 | 12 | 26249.3 | 22499.4 | 26249.3
DE | 9 | 12 | 13 | 26249.3 | 22499.4 | 26249.3
DE | 9 | 12 | 14 | 26098.8 | 22370.4 | 26098.8
DE | 9 | 12 | 15 | 25937.1 | 22231.8 | 25937.1
DE | 9 | 12 | 16 | 25951.45 | 22244.1 | 25951.45
DE | 9 | 12 | 17 | 25894.4 | 22195.2 | 25894.4
DE | 9 | 12 | 18 | 25923.8 | 22220.4 | 25923.8
DE | 9 | 12 | 19 | 25883.9 | 22186.2 | 25883.9
DE | 9 | 12 | 20 | 25821.25 | 22132.5 | 25821.25
DE | 9 | 12 | 21 | 24740.8 | 21206.4 | 24740.8
DE | 9 | 12 | 22 | 23555.7 | 20190.6 | 23555.7
DE | 9 | 12 | 23 | 21613.9 | 18526.2 | 21613.9
DE | 9 | 12 | 24 | 20114.15 | 17240.7 | 20114.15
DE | 9 | 13 | 1 | 19181.4 | 16441.2 | 19181.4
DE | 9 | 13 | 2 | 19026 | 16308 | 19026
DE | 9 | 13 | 3 | 19026 | 16308 | 19026
DE | 9 | 13 | 4 | 19117 | 16386 | 19117
DE | 9 | 13 | 5 | 20254.85 | 17361.3 | 20254.85
DE | 9 | 13 | 6 | 22701 | 19458 | 22701
DE | 9 | 13 | 7 | 24646.3 | 21125.4 | 24646.3
DE | 9 | 13 | 8 | 25810.05 | 22122.9 | 25810.05
DE | 9 | 13 | 9 | 26357.8 | 22592.4 | 26357.8
DE | 9 | 13 | 10 | 26241.6 | 22492.8 | 26241.6
DE | 9 | 13 | 11 | 26216.4 | 22471.2 | 26216.4
DE | 9 | 13 | 12 | 26243.35 | 22494.3 | 26243.35
DE | 9 | 13 | 13 | 26243.35 | 22494.3 | 26243.35
DE | 9 | 13 | 14 | 26092.15 | 22364.7 | 26092.15
DE | 9 | 13 | 15 | 25929.4 | 22225.2 | 25929.4
DE | 9 | 13 | 16 | 25943.75 | 22237.5 | 25943.75
DE | 9 | 13 | 17 | 25894.4 | 22195.2 | 25894.4
DE | 9 | 13 | 18 | 25894.4 | 22195.2 | 25894.4
DE | 9 | 13 | 19 | 25865.35 | 22170.3 | 25865.35
DE | 9 | 13 | 20 | 25711.35 | 22038.3 | 25711.35
DE | 9 | 13 | 21 | 24702.65 | 21173.7 | 24702.65
DE | 9 | 13 | 22 | 23700.6 | 20314.8 | 23700.6
DE | 9 | 13 | 23 | 20927.55 | 17937.9 | 20927.55
DE | 9 | 13 | 24 | 19448.45 | 16670.1 | 19448.45
DE | 9 | 14 | 1 | 18373.6 | 15748.8 | 18373.6
DE | 9 | 14 | 2 | 17904.6 | 15346.8 | 17904.6
DE | 9 | 14 | 3 | 17904.6 | 15346.8 | 17904.6
DE | 9 | 14 | 4 | 17936.45 | 15374.1 | 17936.45
DE | 9 | 14 | 5 | 18005.4 | 15433.2 | 18005.4
DE | 9 | 14 | 6 | 18268.25 | 15658.5 | 18268.25
DE | 9 | 14 | 7 | 19099.5 | 16371 | 19099.5
DE | 9 | 14 | 8 | 20440.35 | 17520.3 | 20440.35
DE | 9 | 14 | 9 | 21891.1 | 18763.8 | 21891.1
DE | 9 | 14 | 10 | 22076.25 | 18922.5 | 22076.25
DE | 9 | 14 | 11 | 22057 | 18906 | 22057
DE | 9 | 14 | 12 | 22084.3 | 18929.4 | 22084.3
DE | 9 | 14 | 13 | 22082.9 | 18928.2 | 22082.9
DE | 9 | 14 | 14 | 21985.6 | 18844.8 | 21985.6
DE | 9 | 14 | 15 | 21902.3 | 18773.4 | 21902.3
DE | 9 | 14 | 16 | 21902.3 | 18773.4 | 21902.3
DE | 9 | 14 | 17 | 22022 | 18876 | 22022
DE | 9 | 14 | 18 | 22022 | 18876 | 22022
DE | 9 | 14 | 19 | 22090.6 | 18934.8 | 22090.6
DE | 9 | 14 | 20 | 22141.7 | 18978.6 | 22141.7
DE | 9 | 14 | 21 | 22062.95 | 18911.1 | 22062.95
DE | 9 | 14 | 22 | 21379.4 | 18325.2 | 21379.4
DE | 9 | 14 | 23 | 20927.55 | 17937.9 | 20927.55
DE | 9 | 14 | 24 | 19448.45 | 16670.1 | 19448.45
DE | 9 | 15 | 1 | 18373.6 | 15748.8 | 18373.6
DE | 9 | 15 | 2 | 17904.6 | 15346.8 | 17904.6
DE | 9 | 15 | 3 | 17904.6 | 15346.8 | 17904.6
DE | 9 | 15 | 4 | 17936.45 | 15374.1 | 17936.45
DE | 9 | 15 | 5 | 18005.4 | 15433.2 | 18005.4
DE | 9 | 15 | 6 | 18268.25 | 15658.5 | 18268.25
DE | 9 | 15 | 7 | 19099.5 | 16371 | 19099.5
DE | 9 | 15 | 8 | 20440.35 | 17520.3 | 20440.35
DE | 9 | 15 | 9 | 21877.8 | 18752.4 | 21877.8
DE | 9 | 15 | 10 | 22173.9 | 19006.2 | 22173.9
DE | 9 | 15 | 11 | 22169 | 19002 | 22169
DE | 9 | 15 | 12 | 22165.85 | 18999.3 | 22165.85
DE | 9 | 15 | 13 | 22093.75 | 18937.5 | 22093.75
DE | 9 | 15 | 14 | 22015 | 18870 | 22015
DE | 9 | 15 | 15 | 21902.3 | 18773.4 | 21902.3
DE | 9 | 15 | 16 | 21931.7 | 18798.6 | 21931.7
DE | 9 | 15 | 17 | 22139.95 | 18977.1 | 22139.95
DE | 9 | 15 | 18 | 22204.7 | 19032.6 | 22204.7
DE | 9 | 15 | 19 | 22074.85 | 18921.3 | 22074.85
DE | 9 | 15 | 20 | 22122.1 | 18961.8 | 22122.1
DE | 9 | 15 | 21 | 22009.05 | 18864.9 | 22009.05
DE | 9 | 15 | 22 | 21380.45 | 18326.1 | 21380.45
DE | 9 | 15 | 23 | 21613.9 | 18526.2 | 21613.9
DE | 9 | 15 | 24 | 20114.15 | 17240.7 | 20114.15
DE | 9 | 16 | 1 | 19181.4 | 16441.2 | 19181.4
DE | 9 | 16 | 2 | 19026 | 16308 | 19026
DE | 9 | 16 | 3 | 19026 | 16308 | 19026
DE | 9 | 16 | 4 | 19117 | 16386 | 19117
DE | 9 | 16 | 5 | 20302.1 | 17401.8 | 20302.1
DE | 9 | 16 | 6 | 22748.25 | 19498.5 | 22748.25
DE | 9 | 16 | 7 | 24646.3 | 21125.4 | 24646.3
DE | 9 | 16 | 8 | 25881.8 | 22184.4 | 25881.8
DE | 9 | 16 | 9 | 26412.75 | 22639.5 | 26412.75
DE | 9 | 16 | 10 | 26409.95 | 22637.1 | 26409.95
DE | 9 | 16 | 11 | 26390.35 | 22620.3 | 26390.35
DE | 9 | 16 | 12 | 26382.65 | 22613.7 | 26382.65
DE | 9 | 16 | 13 | 26350.1 | 22585.8 | 26350.1
DE | 9 | 16 | 14 | 26263.3 | 22511.4 | 26263.3
DE | 9 | 16 | 15 | 26072.55 | 22347.9 | 26072.55
DE | 9 | 16 | 16 | 26108.6 | 22378.8 | 26108.6
DE | 9 | 16 | 17 | 26188.75 | 22447.5 | 26188.75
DE | 9 | 16 | 18 | 26369.35 | 22602.3 | 26369.35
DE | 9 | 16 | 19 | 26355 | 22590 | 26355
DE | 9 | 16 | 20 | 25921.7 | 22218.6 | 25921.7
DE | 9 | 16 | 21 | 24129.7 | 20682.6 | 24129.7
DE | 9 | 16 | 22 | 22972.6 | 19690.8 | 22972.6
DE | 9 | 16 | 23 | 21626.15 | 18536.7 | 21626.15
DE | 9 | 16 | 24 | 20077.75 | 17209.5 | 20077.75
DE | 9 | 17 | 1 | 19209.4 | 16465.2 | 19209.4
DE | 9 | 17 | 2 | 18998.7 | 16284.6 | 18998.7
DE | 9 | 17 | 3 | 19095.65 | 16367.7 | 19095.65
DE | 9 | 17 | 4 | 19220.25 | 16474.5 | 19220.25
DE | 9 | 17 | 5 | 20589.1 | 17647.8 | 20589.1
DE | 9 | 17 | 6 | 23041.2 | 19749.6 | 23041.2
DE | 9 | 17 | 7 | 25112.15 | 21524.7 | 25112.15
DE | 9 | 17 | 8 | 26180 | 22440 | 26180
DE | 9 | 17 | 9 | 26725.3 | 22907.4 | 26725.3
DE | 9 | 17 | 10 | 26499.2 | 22713.6 | 26499.2
DE | 9 | 17 | 11 | 26455.1 | 22675.8 | 26455.1
DE | 9 | 17 | 12 | 26417.65 | 22643.7 | 26417.65
DE | 9 | 17 | 13 | 26413.8 | 22640.4 | 26413.8
DE | 9 | 17 | 14 | 26258.4 | 22507.2 | 26258.4
DE | 9 | 17 | 15 | 26127.85 | 22395.3 | 26127.85
DE | 9 | 17 | 16 | 26245.8 | 22496.4 | 26245.8
DE | 9 | 17 | 17 | 26209.05 | 22464.9 | 26209.05
DE | 9 | 17 | 18 | 26369.35 | 22602.3 | 26369.35
DE | 9 | 17 | 19 | 26379.85 | 22611.3 | 26379.85
DE | 9 | 17 | 20 | 25933.25 | 22228.5 | 25933.25
DE | 9 | 17 | 21 | 24129.7 | 20682.6 | 24129.7
DE | 9 | 17 | 22 | 23011.1 | 19723.8 | 23011.1
DE | 9 | 17 | 23 | 21654.5 | 18561 | 21654.5
DE | 9 | 17 | 24 | 20106.45 | 17234.1 | 20106.45
DE | 9 | 18 | 1 | 19197.15 | 16454.7 | 19197.15
DE | 9 | 18 | 2 | 18974.9 | 16264.2 | 18974.9
DE | 9 | 18 | 3 | 18974.9 | 16264.2 | 18974.9
DE | 9 | 18 | 4 | 19066.25 | 16342.5 | 19066.25
DE | 9 | 18 | 5 | 20261.85 | 17367.3 | 20261.85
DE | 9 | 18 | 6 | 22675.1 | 19435.8 | 22675.1
DE | 9 | 18 | 7 | 24628.8 | 21110.4 | 24628.8
DE | 9 | 18 | 8 | 26112.8 | 22382.4 | 26112.8
DE | 9 | 18 | 9 | 26734.75 | 22915.5 | 26734.75
DE | 9 | 18 | 10 | 26742.8 | 22922.4 | 26742.8
DE | 9 | 18 | 11 | 26608.4 | 22807.2 | 26608.4
DE | 9 | 18 | 12 | 26506.9 | 22720.2 | 26506.9
DE | 9 | 18 | 13 | 26554.15 | 22760.7 | 26554.15
DE | 9 | 18 | 14 | 26468.4 | 22687.2 | 26468.4
DE | 9 | 18 | 15 | 26355 | 22590 | 26355
DE | 9 | 18 | 16 | 26448.45 | 22670.1 | 26448.45
DE | 9 | 18 | 17 | 26369.35 | 22602.3 | 26369.35
DE | 9 | 18 | 18 | 26358.85 | 22593.3 | 26358.85
DE | 9 | 18 | 19 | 26329.8 | 22568.4 | 26329.8
DE | 9 | 18 | 20 | 25933.25 | 22228.5 | 25933.25
DE | 9 | 18 | 21 | 24129.7 | 20682.6 | 24129.7
DE | 9 | 18 | 22 | 23011.1 | 19723.8 | 23011.1
DE | 9 | 18 | 23 | 21654.5 | 18561 | 21654.5
DE | 9 | 18 | 24 | 20106.45 | 17234.1 | 20106.45
DE | 9 | 19 | 1 | 19209.4 | 16465.2 | 19209.4
DE | 9 | 19 | 2 | 18987.5 | 16275 | 18987.5
DE | 9 | 19 | 3 | 18987.5 | 16275 | 18987.5
DE | 9 | 19 | 4 | 19078.5 | 16353 | 19078.5
DE | 9 | 19 | 5 | 20261.85 | 17367.3 | 20261.85
DE | 9 | 19 | 6 | 22687.7 | 19446.6 | 22687.7
DE | 9 | 19 | 7 | 24641.05 | 21120.9 | 24641.05
DE | 9 | 19 | 8 | 26076.4 | 22351.2 | 26076.4
DE | 9 | 19 | 9 | 26668.6 | 22858.8 | 26668.6
DE | 9 | 19 | 10 | 26546.45 | 22754.1 | 26546.45
DE | 9 | 19 | 11 | 26410.3 | 22637.4 | 26410.3
DE | 9 | 19 | 12 | 26417.65 | 22643.7 | 26417.65
DE | 9 | 19 | 13 | 26304.25 | 22546.5 | 26304.25
DE | 9 | 19 | 14 | 26180 | 22440 | 26180
DE | 9 | 19 | 15 | 26020.05 | 22302.9 | 26020.05
DE | 9 | 19 | 16 | 26138 | 22404 | 26138
DE | 9 | 19 | 17 | 26188.75 | 22447.5 | 26188.75
DE | 9 | 19 | 18 | 26334.35 | 22572.3 | 26334.35
DE | 9 | 19 | 19 | 26193.3 | 22451.4 | 26193.3
DE | 9 | 19 | 20 | 25898.95 | 22199.1 | 25898.95
DE | 9 | 19 | 21 | 24249.4 | 20785.2 | 24249.4
DE | 9 | 19 | 22 | 23122.4 | 19819.2 | 23122.4
DE | 9 | 19 | 23 | 21613.9 | 18526.2 | 21613.9
DE | 9 | 19 | 24 | 20114.15 | 17240.7 | 20114.15
DE | 9 | 20 | 1 | 19181.4 | 16441.2 | 19181.4
DE | 9 | 20 | 2 | 19026 | 16308 | 19026
DE | 9 | 20 | 3 | 19026 | 16308 | 19026
DE | 9 | 20 | 4 | 19117 | 16386 | 19117
DE | 9 | 20 | 5 | 20254.85 | 17361.3 | 20254.85
DE | 9 | 20 | 6 | 22701 | 19458 | 22701
DE | 9 | 20 | 7 | 24599.05 | 21084.9 | 24599.05
DE | 9 | 20 | 8 | 25869.55 | 22173.9 | 25869.55
DE | 9 | 20 | 9 | 26529.3 | 22739.4 | 26529.3
DE | 9 | 20 | 10 | 26439.7 | 22662.6 | 26439.7
DE | 9 | 20 | 11 | 26390.35 | 22620.3 | 26390.35
DE | 9 | 20 | 12 | 26417.65 | 22643.7 | 26417.65
DE | 9 | 20 | 13 | 26304.25 | 22546.5 | 26304.25
DE | 9 | 20 | 14 | 26181.75 | 22441.5 | 26181.75
DE | 9 | 20 | 15 | 26020.05 | 22302.9 | 26020.05
DE | 9 | 20 | 16 | 26010.95 | 22295.1 | 26010.95
DE | 9 | 20 | 17 | 26006.75 | 22291.5 | 26006.75
DE | 9 | 20 | 18 | 26076.05 | 22350.9 | 26076.05
DE | 9 | 20 | 19 | 26023.55 | 22305.9 | 26023.55
DE | 9 | 20 | 20 | 25841.55 | 22149.9 | 25841.55
DE | 9 | 20 | 21 | 24760.75 | 21223.5 | 24760.75
DE | 9 | 20 | 22 | 23530.85 | 20169.3 | 23530.85
DE | 9 | 20 | 23 | 20927.55 | 17937.9 | 20927.55
DE | 9 | 20 | 24 | 19448.45 | 16670.1 | 19448.45
DE | 9 | 21 | 1 | 18373.6 | 15748.8 | 18373.6
DE | 9 | 21 | 2 | 17904.6 | 15346.8 | 17904.6
DE | 9 | 21 | 3 | 17904.6 | 15346.8 | 17904.6
DE | 9 | 21 | 4 | 17980.2 | 15411.6 | 17980.2
DE | 9 | 21 | 5 | 18049.15 | 15470.7 | 18049.15
DE | 9 | 21 | 6 | 18312 | 15696 | 18312
DE | 9 | 21 | 7 | 19280.1 | 16525.8 | 19280.1
DE | 9 | 21 | 8 | 20506.15 | 17576.7 | 20506.15
DE | 9 | 21 | 9 | 21901.95 | 18773.1 | 21901.95
DE | 9 | 21 | 10 | 22183.7 | 19014.6 | 22183.7
DE | 9 | 21 | 11 | 22169 | 19002 | 22169
DE | 9 | 21 | 12 | 22165.85 | 18999.3 | 22165.85
DE | 9 | 21 | 13 | 22088.85 | 18933.3 | 22088.85
DE | 9 | 21 | 14 | 21985.6 | 18844.8 | 21985.6
DE | 9 | 21 | 15 | 21902.3 | 18773.4 | 21902.3
DE | 9 | 21 | 16 | 21902.3 | 18773.4 | 21902.3
DE | 9 | 21 | 17 | 22139.95 | 18977.1 | 22139.95
DE | 9 | 21 | 18 | 22204.7 | 19032.6 | 22204.7
DE | 9 | 21 | 19 | 22125.95 | 18965.1 | 22125.95
DE | 9 | 21 | 20 | 22142.4 | 18979.2 | 22142.4
DE | 9 | 21 | 21 | 21996.8 | 18854.4 | 21996.8
DE | 9 | 21 | 22 | 21278.95 | 18239.1 | 21278.95
DE | 9 | 21 | 23 | 20927.55 | 17937.9 | 20927.55
DE | 9 | 21 | 24 | 19448.45 | 16670.1 | 19448.45
DE | 9 | 22 | 1 | 18373.6 | 15748.8 | 18373.6
DE | 9 | 22 | 2 | 17904.6 | 15346.8 | 17904.6
DE | 9 | 22 | 3 | 17904.6 | 15346.8 | 17904.6
DE | 9 | 22 | 4 | 17936.45 | 15374.1 | 17936.45
DE | 9 | 22 | 5 | 18005.4 | 15433.2 | 18005.4
DE | 9 | 22 | 6 | 18268.25 | 15658.5 | 18268.25
DE | 9 | 22 | 7 | 19099.5 | 16371 | 19099.5
DE | 9 | 22 | 8 | 20440.35 | 17520.3 | 20440.35
DE | 9 | 22 | 9 | 21881.65 | 18755.7 | 21881.65
DE | 9 | 22 | 10 | 22173.9 | 19006.2 | 22173.9
DE | 9 | 22 | 11 | 22138.55 | 18975.9 | 22138.55
DE | 9 | 22 | 12 | 22084.3 | 18929.4 | 22084.3
DE | 9 | 22 | 13 | 22082.9 | 18928.2 | 22082.9
DE | 9 | 22 | 14 | 21985.6 | 18844.8 | 21985.6
DE | 9 | 22 | 15 | 21902.3 | 18773.4 | 21902.3
DE | 9 | 22 | 16 | 21902.3 | 18773.4 | 21902.3
DE | 9 | 22 | 17 | 22022 | 18876 | 22022
DE | 9 | 22 | 18 | 22022 | 18876 | 22022
DE | 9 | 22 | 19 | 22021.3 | 18875.4 | 22021.3
DE | 9 | 22 | 20 | 22107.05 | 18948.9 | 22107.05
DE | 9 | 22 | 21 | 22013.95 | 18869.1 | 22013.95
DE | 9 | 22 | 22 | 21344.4 | 18295.2 | 21344.4
DE | 9 | 22 | 23 | 21582.75 | 18499.5 | 21582.75
DE | 9 | 22 | 24 | 20083 | 17214 | 20083
DE | 9 | 23 | 1 | 19150.25 | 16414.5 | 19150.25
DE | 9 | 23 | 2 | 18994.85 | 16281.3 | 18994.85
DE | 9 | 23 | 3 | 18994.85 | 16281.3 | 18994.85
DE | 9 | 23 | 4 | 19085.85 | 16359.3 | 19085.85
DE | 9 | 23 | 5 | 20271.3 | 17375.4 | 20271.3
DE | 9 | 23 | 6 | 22717.1 | 19471.8 | 22717.1
DE | 9 | 23 | 7 | 24550.4 | 21043.2 | 24550.4
DE | 9 | 23 | 8 | 25701.9 | 22030.2 | 25701.9
DE | 9 | 23 | 9 | 26224.45 | 22478.1 | 26224.45
DE | 9 | 23 | 10 | 26235.65 | 22487.7 | 26235.65
DE | 9 | 23 | 11 | 26216.4 | 22471.2 | 26216.4
DE | 9 | 23 | 12 | 26243.35 | 22494.3 | 26243.35
DE | 9 | 23 | 13 | 26243.35 | 22494.3 | 26243.35
DE | 9 | 23 | 14 | 26098.8 | 22370.4 | 26098.8
DE | 9 | 23 | 15 | 25937.1 | 22231.8 | 25937.1
DE | 9 | 23 | 16 | 25951.45 | 22244.1 | 25951.45
DE | 9 | 23 | 17 | 25894.4 | 22195.2 | 25894.4
DE | 9 | 23 | 18 | 25894.4 | 22195.2 | 25894.4
DE | 9 | 23 | 19 | 25865.35 | 22170.3 | 25865.35
DE | 9 | 23 | 20 | 25711.35 | 22038.3 | 25711.35
DE | 9 | 23 | 21 | 24749.55 | 21213.9 | 24749.55
DE | 9 | 23 | 22 | 23700.6 | 20314.8 | 23700.6
DE | 9 | 23 | 23 | 21582.75 | 18499.5 | 21582.75
DE | 9 | 23 | 24 | 20083 | 17214 | 20083
DE | 9 | 24 | 1 | 19181.4 | 16441.2 | 19181.4
DE | 9 | 24 | 2 | 18994.85 | 16281.3 | 18994.85
DE | 9 | 24 | 3 | 19026 | 16308 | 19026
DE | 9 | 24 | 4 | 19117 | 16386 | 19117
DE | 9 | 24 | 5 | 20302.1 | 17401.8 | 20302.1
DE | 9 | 24 | 6 | 22748.25 | 19498.5 | 22748.25
DE | 9 | 24 | 7 | 24581.2 | 21069.6 | 24581.2
DE | 9 | 24 | 8 | 25800.25 | 22114.5 | 25800.25
DE | 9 | 24 | 9 | 26325.25 | 22564.5 | 26325.25
DE | 9 | 24 | 10 | 26237.4 | 22489.2 | 26237.4
DE | 9 | 24 | 11 | 26222 | 22476 | 26222
DE | 9 | 24 | 12 | 26243.35 | 22494.3 | 26243.35
DE | 9 | 24 | 13 | 26243.35 | 22494.3 | 26243.35
DE | 9 | 24 | 14 | 26098.8 | 22370.4 | 26098.8
DE | 9 | 24 | 15 | 25937.1 | 22231.8 | 25937.1
DE | 9 | 24 | 16 | 25951.45 | 22244.1 | 25951.45
DE | 9 | 24 | 17 | 25894.4 | 22195.2 | 25894.4
DE | 9 | 24 | 18 | 25953.9 | 22246.2 | 25953.9
DE | 9 | 24 | 19 | 25993.45 | 22280.1 | 25993.45
DE | 9 | 24 | 20 | 25841.55 | 22149.9 | 25841.55
DE | 9 | 24 | 21 | 24666.25 | 21142.5 | 24666.25
DE | 9 | 24 | 22 | 23150.75 | 19843.5 | 23150.75
DE | 9 | 24 | 23 | 21613.9 | 18526.2 | 21613.9
DE | 9 | 24 | 24 | 20114.15 | 17240.7 | 20114.15
DE | 9 | 25 | 1 | 19181.4 | 16441.2 | 19181.4
DE | 9 | 25 | 2 | 18974.9 | 16264.2 | 18974.9
DE | 9 | 25 | 3 | 18974.9 | 16264.2 | 18974.9
DE | 9 | 25 | 4 | 19066.25 | 16342.5 | 19066.25
DE | 9 | 25 | 5 | 20249.25 | 17356.5 | 20249.25
DE | 9 | 25 | 6 | 22675.1 | 19435.8 | 22675.1
DE | 9 | 25 | 7 | 24627.05 | 21108.9 | 24627.05
DE | 9 | 25 | 8 | 26077.45 | 22352.1 | 26077.45
DE | 9 | 25 | 9 | 26610.5 | 22809 | 26610.5
DE | 9 | 25 | 10 | 26546.45 | 22754.1 | 26546.45
DE | 9 | 25 | 11 | 26390.35 | 22620.3 | 26390.35
DE | 9 | 25 | 12 | 26304.25 | 22546.5 | 26304.25
DE | 9 | 25 | 13 | 26350.1 | 22585.8 | 26350.1
DE | 9 | 25 | 14 | 26234.25 | 22486.5 | 26234.25
DE | 9 | 25 | 15 | 26101.6 | 22372.8 | 26101.6
DE | 9 | 25 | 16 | 26054.7 | 22332.6 | 26054.7
DE | 9 | 25 | 17 | 26188.75 | 22447.5 | 26188.75
DE | 9 | 25 | 18 | 26209.05 | 22464.9 | 26209.05
DE | 9 | 25 | 19 | 26203.8 | 22460.4 | 26203.8
DE | 9 | 25 | 20 | 25770.5 | 22089 | 25770.5
DE | 9 | 25 | 21 | 24249.4 | 20785.2 | 24249.4
DE | 9 | 25 | 22 | 23037.35 | 19746.3 | 23037.35
DE | 9 | 25 | 23 | 21613.9 | 18526.2 | 21613.9
DE | 9 | 25 | 24 | 20114.15 | 17240.7 | 20114.15
DE | 9 | 26 | 1 | 19181.4 | 16441.2 | 19181.4
DE | 9 | 26 | 2 | 19026 | 16308 | 19026
DE | 9 | 26 | 3 | 19026 | 16308 | 19026
DE | 9 | 26 | 4 | 19117 | 16386 | 19117
DE | 9 | 26 | 5 | 20177.5 | 17295 | 20177.5
DE | 9 | 26 | 6 | 22636.95 | 19403.1 | 22636.95
DE | 9 | 26 | 7 | 24555.3 | 21047.4 | 24555.3
DE | 9 | 26 | 8 | 26112.8 | 22382.4 | 26112.8
DE | 9 | 26 | 9 | 26643.75 | 22837.5 | 26643.75
DE | 9 | 26 | 10 | 26628 | 22824 | 26628
DE | 9 | 26 | 11 | 26526.85 | 22737.3 | 26526.85
DE | 9 | 26 | 12 | 26554.15 | 22760.7 | 26554.15
DE | 9 | 26 | 13 | 26437.6 | 22660.8 | 26437.6
DE | 9 | 26 | 14 | 26351.85 | 22587.3 | 26351.85
DE | 9 | 26 | 15 | 26209.4 | 22465.2 | 26209.4
DE | 9 | 26 | 16 | 26265.75 | 22513.5 | 26265.75
DE | 9 | 26 | 17 | 26218.85 | 22473.3 | 26218.85
DE | 9 | 26 | 18 | 26487.3 | 22703.4 | 26487.3
DE | 9 | 26 | 19 | 26425 | 22650 | 26425
DE | 9 | 26 | 20 | 25927.3 | 22223.4 | 25927.3
DE | 9 | 26 | 21 | 24291.05 | 20820.9 | 24291.05
DE | 9 | 26 | 22 | 23339.05 | 20004.9 | 23339.05
DE | 9 | 26 | 23 | 21747.6 | 18640.8 | 21747.6
DE | 9 | 26 | 24 | 20357.75 | 17449.5 | 20357.75
DE | 9 | 27 | 1 | 19670 | 16860 | 19670
DE | 9 | 27 | 2 | 19490.1 | 16705.8 | 19490.1
DE | 9 | 27 | 3 | 19490.1 | 16705.8 | 19490.1
DE | 9 | 27 | 4 | 19716.2 | 16899.6 | 19716.2
DE | 9 | 27 | 5 | 21464.1 | 18397.8 | 21464.1
DE | 9 | 27 | 6 | 23297.75 | 19969.5 | 23297.75
DE | 9 | 27 | 7 | 25413.5 | 21783 | 25413.5
DE | 9 | 27 | 8 | 26703.6 | 22888.8 | 26703.6
DE | 9 | 27 | 9 | 26760.3 | 22937.4 | 26760.3
DE | 9 | 27 | 10 | 26685.75 | 22873.5 | 26685.75
DE | 9 | 27 | 11 | 26492.2 | 22707.6 | 26492.2
DE | 9 | 27 | 12 | 26417.65 | 22643.7 | 26417.65
DE | 9 | 27 | 13 | 26350.1 | 22585.8 | 26350.1
DE | 9 | 27 | 14 | 26234.25 | 22486.5 | 26234.25
DE | 9 | 27 | 15 | 25996.6 | 22282.8 | 25996.6
DE | 9 | 27 | 16 | 26056.45 | 22334.1 | 26056.45
DE | 9 | 27 | 17 | 25997.65 | 22283.7 | 25997.65
DE | 9 | 27 | 18 | 26369.35 | 22602.3 | 26369.35
DE | 9 | 27 | 19 | 26355 | 22590 | 26355
DE | 9 | 27 | 20 | 25921.7 | 22218.6 | 25921.7
DE | 9 | 27 | 21 | 24131.45 | 20684.1 | 24131.45
DE | 9 | 27 | 22 | 23135.7 | 19830.6 | 23135.7
DE | 9 | 27 | 23 | 21065.1 | 18055.8 | 21065.1
DE | 9 | 27 | 24 | 19701.5 | 16887 | 19701.5
DE | 9 | 28 | 1 | 18915.4 | 16213.2 | 18915.4
DE | 9 | 28 | 2 | 18609.85 | 15951.3 | 18609.85
DE | 9 | 28 | 3 | 18609.85 | 15951.3 | 18609.85
DE | 9 | 28 | 4 | 18744.95 | 16067.1 | 18744.95
DE | 9 | 28 | 5 | 18848.9 | 16156.2 | 18848.9
DE | 9 | 28 | 6 | 19259.45 | 16508.1 | 19259.45
DE | 9 | 28 | 7 | 20348.3 | 17441.4 | 20348.3
DE | 9 | 28 | 8 | 21557.2 | 18477.6 | 21557.2
DE | 9 | 28 | 9 | 22119.3 | 18959.4 | 22119.3
DE | 9 | 28 | 10 | 22497.65 | 19283.7 | 22497.65
DE | 9 | 28 | 11 | 22184.4 | 19015.2 | 22184.4
DE | 9 | 28 | 12 | 22186.5 | 19017 | 22186.5
DE | 9 | 28 | 13 | 22195.25 | 19024.5 | 22195.25
DE | 9 | 28 | 14 | 22125.6 | 18964.8 | 22125.6
DE | 9 | 28 | 15 | 22042.3 | 18893.4 | 22042.3
DE | 9 | 28 | 16 | 22072.4 | 18919.2 | 22072.4
DE | 9 | 28 | 17 | 22262.8 | 19082.4 | 22262.8
DE | 9 | 28 | 18 | 22282.4 | 19099.2 | 22282.4
DE | 9 | 28 | 19 | 22463.7 | 19254.6 | 22463.7
DE | 9 | 28 | 20 | 22478.4 | 19267.2 | 22478.4
DE | 9 | 28 | 21 | 22093.75 | 18937.5 | 22093.75
DE | 9 | 28 | 22 | 21329.35 | 18282.3 | 21329.35
DE | 9 | 28 | 23 | 21038.85 | 18033.3 | 21038.85
DE | 9 | 28 | 24 | 19559.75 | 16765.5 | 19559.75
DE | 9 | 29 | 1 | 18499.25 | 15856.5 | 18499.25
DE | 9 | 29 | 2 | 18198.25 | 15598.5 | 18198.25
DE | 9 | 29 | 3 | 18236.75 | 15631.5 | 18236.75
DE | 9 | 29 | 4 | 18446.4 | 15811.2 | 18446.4
DE | 9 | 29 | 5 | 18660.25 | 15994.5 | 18660.25
DE | 9 | 29 | 6 | 18998 | 16284 | 18998
DE | 9 | 29 | 7 | 20038.2 | 17175.6 | 20038.2
DE | 9 | 29 | 8 | 21233.8 | 18200.4 | 21233.8
DE | 9 | 29 | 9 | 22043.7 | 18894.6 | 22043.7
DE | 9 | 29 | 10 | 22340.85 | 19149.3 | 22340.85
DE | 9 | 29 | 11 | 22184.4 | 19015.2 | 22184.4
DE | 9 | 29 | 12 | 22232.7 | 19056.6 | 22232.7
DE | 9 | 29 | 13 | 22199.45 | 19028.1 | 22199.45
DE | 9 | 29 | 14 | 22090.95 | 18935.1 | 22090.95
DE | 9 | 29 | 15 | 22007.65 | 18863.7 | 22007.65
DE | 9 | 29 | 16 | 22042.3 | 18893.4 | 22042.3
DE | 9 | 29 | 17 | 22262.8 | 19082.4 | 22262.8
DE | 9 | 29 | 18 | 22282.4 | 19099.2 | 22282.4
DE | 9 | 29 | 19 | 22463.7 | 19254.6 | 22463.7
DE | 9 | 29 | 20 | 22478.4 | 19267.2 | 22478.4
DE | 9 | 29 | 21 | 22093.75 | 18937.5 | 22093.75
DE | 9 | 29 | 22 | 21325.85 | 18279.3 | 21325.85
DE | 9 | 29 | 23 | 21626.15 | 18536.7 | 21626.15
DE | 9 | 29 | 24 | 20109.95 | 17237.1 | 20109.95
DE | 9 | 30 | 1 | 19317.55 | 16557.9 | 19317.55
DE | 9 | 30 | 2 | 19113.5 | 16383 | 19113.5
DE | 9 | 30 | 3 | 19291.65 | 16535.7 | 19291.65
DE | 9 | 30 | 4 | 19585.3 | 16787.4 | 19585.3
DE | 9 | 30 | 5 | 21333.55 | 18285.9 | 21333.55
DE | 9 | 30 | 6 | 23126.25 | 19822.5 | 23126.25
DE | 9 | 30 | 7 | 25413.5 | 21783 | 25413.5
DE | 9 | 30 | 8 | 26703.6 | 22888.8 | 26703.6
DE | 9 | 30 | 9 | 26758.55 | 22935.9 | 26758.55
DE | 9 | 30 | 10 | 26685.75 | 22873.5 | 26685.75
DE | 9 | 30 | 11 | 26526.85 | 22737.3 | 26526.85
DE | 9 | 30 | 12 | 26417.65 | 22643.7 | 26417.65
DE | 9 | 30 | 13 | 26413.8 | 22640.4 | 26413.8
DE | 9 | 30 | 14 | 26263.3 | 22511.4 | 26263.3
DE | 9 | 30 | 15 | 26020.05 | 22302.9 | 26020.05
DE | 9 | 30 | 16 | 26054.7 | 22332.6 | 26054.7
DE | 9 | 30 | 17 | 26188.75 | 22447.5 | 26188.75
DE | 9 | 30 | 18 | 26369.35 | 22602.3 | 26369.35
DE | 9 | 30 | 19 | 26379.85 | 22611.3 | 26379.85
DE | 9 | 30 | 20 | 25924.15 | 22220.7 | 25924.15
DE | 9 | 30 | 21 | 24129.7 | 20682.6 | 24129.7
DE | 9 | 30 | 22 | 22982.05 | 19698.9 | 22982.05
DE | 9 | 30 | 23 | 21803.25 | 18688.5 | 21803.25
DE | 9 | 30 | 24 | 20549.9 | 17614.2 | 20549.9
DE | 10 | 1 | 1 | 19714.1 | 16897.8 | 19714.1
DE | 10 | 1 | 2 | 19432 | 16656 | 19432
DE | 10 | 1 | 3 | 19432 | 16656 | 19432
DE | 10 | 1 | 4 | 19780.25 | 16954.5 | 19780.25
DE | 10 | 1 | 5 | 21858.55 | 18735.9 | 21858.55
DE | 10 | 1 | 6 | 24038.35 | 20604.3 | 24038.35
DE | 10 | 1 | 7 | 26272.4 | 22519.2 | 26272.4
DE | 10 | 1 | 8 | 27354.25 | 23446.5 | 27354.25
DE | 10 | 1 | 9 | 27178.55 | 23295.9 | 27178.55
DE | 10 | 1 | 10 | 26818.05 | 22986.9 | 26818.05
DE | 10 | 1 | 11 | 26609.45 | 22808.1 | 26609.45
DE | 10 | 1 | 12 | 26499.9 | 22714.2 | 26499.9
DE | 10 | 1 | 13 | 26464.9 | 22684.2 | 26464.9
DE | 10 | 1 | 14 | 26326.3 | 22565.4 | 26326.3
DE | 10 | 1 | 15 | 26135.2 | 22401.6 | 26135.2
DE | 10 | 1 | 16 | 26174.05 | 22434.9 | 26174.05
DE | 10 | 1 | 17 | 26328.4 | 22567.2 | 26328.4
DE | 10 | 1 | 18 | 26654.95 | 22847.1 | 26654.95
DE | 10 | 1 | 19 | 26813.15 | 22982.7 | 26813.15
DE | 10 | 1 | 20 | 26346.95 | 22583.1 | 26346.95
DE | 10 | 1 | 21 | 24810.1 | 21265.8 | 24810.1
DE | 10 | 1 | 22 | 23870 | 20460 | 23870
DE | 10 | 1 | 23 | 21951.3 | 18815.4 | 21951.3
DE | 10 | 1 | 24 | 20793.85 | 17823.3 | 20793.85
DE | 10 | 2 | 1 | 20086.15 | 17216.7 | 20086.15
DE | 10 | 2 | 2 | 19808.25 | 16978.5 | 19808.25
DE | 10 | 2 | 3 | 19936 | 17088 | 19936
DE | 10 | 2 | 4 | 20251.7 | 17358.6 | 20251.7
DE | 10 | 2 | 5 | 22235.5 | 19059 | 22235.5
DE | 10 | 2 | 6 | 24536.4 | 21031.2 | 24536.4
DE | 10 | 2 | 7 | 26379.85 | 22611.3 | 26379.85
DE | 10 | 2 | 8 | 27354.25 | 23446.5 | 27354.25
DE | 10 | 2 | 9 | 27277.6 | 23380.8 | 27277.6
DE | 10 | 2 | 10 | 26818.05 | 22986.9 | 26818.05
DE | 10 | 2 | 11 | 26609.45 | 22808.1 | 26609.45
DE | 10 | 2 | 12 | 26519.85 | 22731.3 | 26519.85
DE | 10 | 2 | 13 | 26499.9 | 22714.2 | 26499.9
DE | 10 | 2 | 14 | 26409.25 | 22636.5 | 26409.25
DE | 10 | 2 | 15 | 26216.4 | 22471.2 | 26216.4
DE | 10 | 2 | 16 | 26365.5 | 22599 | 26365.5
DE | 10 | 2 | 17 | 26328.4 | 22567.2 | 26328.4
DE | 10 | 2 | 18 | 26654.95 | 22847.1 | 26654.95
DE | 10 | 2 | 19 | 26813.15 | 22982.7 | 26813.15
DE | 10 | 2 | 20 | 26342.05 | 22578.9 | 26342.05
DE | 10 | 2 | 21 | 24710.35 | 21180.3 | 24710.35
DE | 10 | 2 | 22 | 23565.5 | 20199 | 23565.5
DE | 10 | 2 | 23 | 21945 | 18810 | 21945
DE | 10 | 2 | 24 | 20668.55 | 17715.9 | 20668.55
DE | 10 | 3 | 1 | 20008.8 | 17150.4 | 20008.8
DE | 10 | 3 | 2 | 19773.95 | 16949.1 | 19773.95
DE | 10 | 3 | 3 | 19801.6 | 16972.8 | 19801.6
DE | 10 | 3 | 4 | 20072.5 | 17205 | 20072.5
DE | 10 | 3 | 5 | 21989.1 | 18847.8 | 21989.1
DE | 10 | 3 | 6 | 24216.15 | 20756.7 | 24216.15
DE | 10 | 3 | 7 | 26379.85 | 22611.3 | 26379.85
DE | 10 | 3 | 8 | 27602.4 | 23659.2 | 27602.4
DE | 10 | 3 | 9 | 27463.8 | 23540.4 | 27463.8
DE | 10 | 3 | 10 | 27128.5 | 23253 | 27128.5
DE | 10 | 3 | 11 | 26796.7 | 22968.6 | 26796.7
DE | 10 | 3 | 12 | 26636.4 | 22831.2 | 26636.4
DE | 10 | 3 | 13 | 26519.85 | 22731.3 | 26519.85
DE | 10 | 3 | 14 | 26451.25 | 22672.5 | 26451.25
DE | 10 | 3 | 15 | 26329.1 | 22567.8 | 26329.1
DE | 10 | 3 | 16 | 26365.5 | 22599 | 26365.5
DE | 10 | 3 | 17 | 26338.55 | 22575.9 | 26338.55
DE | 10 | 3 | 18 | 26526.5 | 22737 | 26526.5
DE | 10 | 3 | 19 | 26524.05 | 22734.9 | 26524.05
DE | 10 | 3 | 20 | 26341 | 22578 | 26341
DE | 10 | 3 | 21 | 24548.65 | 21041.7 | 24548.65
DE | 10 | 3 | 22 | 23354.45 | 20018.1 | 23354.45
DE | 10 | 3 | 23 | 21803.25 | 18688.5 | 21803.25
DE | 10 | 3 | 24 | 20514.2 | 17583.6 | 20514.2
DE | 10 | 4 | 1 | 19597.9 | 16798.2 | 19597.9
DE | 10 | 4 | 2 | 19316.85 | 16557.3 | 19316.85
DE | 10 | 4 | 3 | 19429.2 | 16653.6 | 19429.2
DE | 10 | 4 | 4 | 19602.45 | 16802.1 | 19602.45
DE | 10 | 4 | 5 | 21477.75 | 18409.5 | 21477.75
DE | 10 | 4 | 6 | 24042.2 | 20607.6 | 24042.2
DE | 10 | 4 | 7 | 26058.2 | 22335.6 | 26058.2
DE | 10 | 4 | 8 | 27284.95 | 23387.1 | 27284.95
DE | 10 | 4 | 9 | 27136.55 | 23259.9 | 27136.55
DE | 10 | 4 | 10 | 26899.95 | 23057.1 | 26899.95
DE | 10 | 4 | 11 | 26609.45 | 22808.1 | 26609.45
DE | 10 | 4 | 12 | 26530 | 22740 | 26530
DE | 10 | 4 | 13 | 26464.9 | 22684.2 | 26464.9
DE | 10 | 4 | 14 | 26220.95 | 22475.1 | 26220.95
DE | 10 | 4 | 15 | 26029.15 | 22310.7 | 26029.15
DE | 10 | 4 | 16 | 26073.6 | 22348.8 | 26073.6
DE | 10 | 4 | 17 | 26062.05 | 22338.9 | 26062.05
DE | 10 | 4 | 18 | 26308.45 | 22550.1 | 26308.45
DE | 10 | 4 | 19 | 26137.65 | 22403.7 | 26137.65
DE | 10 | 4 | 20 | 25928.35 | 22224.3 | 25928.35
DE | 10 | 4 | 21 | 24545.85 | 21039.3 | 24545.85
DE | 10 | 4 | 22 | 23416.4 | 20071.2 | 23416.4
DE | 10 | 4 | 23 | 21215.6 | 18184.8 | 21215.6
DE | 10 | 4 | 24 | 19995.85 | 17139.3 | 19995.85
DE | 10 | 5 | 1 | 18841.55 | 16149.9 | 18841.55
DE | 10 | 5 | 2 | 18381.3 | 15755.4 | 18381.3
DE | 10 | 5 | 3 | 18381.3 | 15755.4 | 18381.3
DE | 10 | 5 | 4 | 18392.5 | 15765 | 18392.5
DE | 10 | 5 | 5 | 18455.5 | 15819 | 18455.5
DE | 10 | 5 | 6 | 18537.05 | 15888.9 | 18537.05
DE | 10 | 5 | 7 | 19956.65 | 17105.7 | 19956.65
DE | 10 | 5 | 8 | 21615.3 | 18527.4 | 21615.3
DE | 10 | 5 | 9 | 22310.75 | 19123.5 | 22310.75
DE | 10 | 5 | 10 | 22613.85 | 19383.3 | 22613.85
DE | 10 | 5 | 11 | 22574.3 | 19349.4 | 22574.3
DE | 10 | 5 | 12 | 22537.55 | 19317.9 | 22537.55
DE | 10 | 5 | 13 | 22526.7 | 19308.6 | 22526.7
DE | 10 | 5 | 14 | 22402.1 | 19201.8 | 22402.1
DE | 10 | 5 | 15 | 22319.15 | 19130.7 | 22319.15
DE | 10 | 5 | 16 | 22319.15 | 19130.7 | 22319.15
DE | 10 | 5 | 17 | 22505.7 | 19290.6 | 22505.7
DE | 10 | 5 | 18 | 22607.9 | 19378.2 | 22607.9
DE | 10 | 5 | 19 | 22533.35 | 19314.3 | 22533.35
DE | 10 | 5 | 20 | 22569.75 | 19345.5 | 22569.75
DE | 10 | 5 | 21 | 22368.15 | 19172.7 | 22368.15
DE | 10 | 5 | 22 | 21780.85 | 18669.3 | 21780.85
DE | 10 | 5 | 23 | 21215.6 | 18184.8 | 21215.6
DE | 10 | 5 | 24 | 19990.95 | 17135.1 | 19990.95
DE | 10 | 6 | 1 | 18836.65 | 16145.7 | 18836.65
DE | 10 | 6 | 2 | 18381.3 | 15755.4 | 18381.3
DE | 10 | 6 | 3 | 18381.3 | 15755.4 | 18381.3
DE | 10 | 6 | 4 | 18392.5 | 15765 | 18392.5
DE | 10 | 6 | 5 | 18455.5 | 15819 | 18455.5
DE | 10 | 6 | 6 | 18623.5 | 15963 | 18623.5
DE | 10 | 6 | 7 | 20043.45 | 17180.1 | 20043.45
DE | 10 | 6 | 8 | 21583.8 | 18500.4 | 21583.8
DE | 10 | 6 | 9 | 22384.95 | 19187.1 | 22384.95
DE | 10 | 6 | 10 | 22717.8 | 19472.4 | 22717.8
DE | 10 | 6 | 11 | 22574.3 | 19349.4 | 22574.3
DE | 10 | 6 | 12 | 22563.8 | 19340.4 | 22563.8
DE | 10 | 6 | 13 | 22526.7 | 19308.6 | 22526.7
DE | 10 | 6 | 14 | 22402.1 | 19201.8 | 22402.1
DE | 10 | 6 | 15 | 22319.15 | 19130.7 | 22319.15
DE | 10 | 6 | 16 | 22353.8 | 19160.4 | 22353.8
DE | 10 | 6 | 17 | 22516.2 | 19299.6 | 22516.2
DE | 10 | 6 | 18 | 22547.7 | 19326.6 | 22547.7
DE | 10 | 6 | 19 | 22553.3 | 19331.4 | 22553.3
DE | 10 | 6 | 20 | 22569.75 | 19345.5 | 22569.75
DE | 10 | 6 | 21 | 22364.65 | 19169.7 | 22364.65
DE | 10 | 6 | 22 | 21719.6 | 18616.8 | 21719.6
DE | 10 | 6 | 23 | 21791 | 18678 | 21791
DE | 10 | 6 | 24 | 20550.25 | 17614.5 | 20550.25
DE | 10 | 7 | 1 | 19562.55 | 16767.9 | 19562.55
DE | 10 | 7 | 2 | 19344.15 | 16580.7 | 19344.15
DE | 10 | 7 | 3 | 19344.15 | 16580.7 | 19344.15
DE | 10 | 7 | 4 | 19496.4 | 16711.2 | 19496.4
DE | 10 | 7 | 5 | 20788.95 | 17819.1 | 20788.95
DE | 10 | 7 | 6 | 23606.45 | 20234.1 | 23606.45
DE | 10 | 7 | 7 | 25270.7 | 21660.6 | 25270.7
DE | 10 | 7 | 8 | 26465.95 | 22685.1 | 26465.95
DE | 10 | 7 | 9 | 26635 | 22830 | 26635
DE | 10 | 7 | 10 | 26472.95 | 22691.1 | 26472.95
DE | 10 | 7 | 11 | 26285 | 22530 | 26285
DE | 10 | 7 | 12 | 26247.9 | 22498.2 | 26247.9
DE | 10 | 7 | 13 | 26247.9 | 22498.2 | 26247.9
DE | 10 | 7 | 14 | 26103 | 22374 | 26103
DE | 10 | 7 | 15 | 25941.3 | 22235.4 | 25941.3
DE | 10 | 7 | 16 | 25955.65 | 22247.7 | 25955.65
DE | 10 | 7 | 17 | 25928 | 22224 | 25928
DE | 10 | 7 | 18 | 26117.35 | 22386.3 | 26117.35
DE | 10 | 7 | 19 | 26137.65 | 22403.7 | 26137.65
DE | 10 | 7 | 20 | 25928.35 | 22224.3 | 25928.35
DE | 10 | 7 | 21 | 24545.85 | 21039.3 | 24545.85
DE | 10 | 7 | 22 | 23416.4 | 20071.2 | 23416.4
DE | 10 | 7 | 23 | 21791 | 18678 | 21791
DE | 10 | 7 | 24 | 20550.25 | 17614.5 | 20550.25
DE | 10 | 8 | 1 | 19562.55 | 16767.9 | 19562.55
DE | 10 | 8 | 2 | 19344.15 | 16580.7 | 19344.15
DE | 10 | 8 | 3 | 19344.15 | 16580.7 | 19344.15
DE | 10 | 8 | 4 | 19496.4 | 16711.2 | 19496.4
DE | 10 | 8 | 5 | 20788.95 | 17819.1 | 20788.95
DE | 10 | 8 | 6 | 23681.35 | 20298.3 | 23681.35
DE | 10 | 8 | 7 | 25264.05 | 21654.9 | 25264.05
DE | 10 | 8 | 8 | 26384.75 | 22615.5 | 26384.75
DE | 10 | 8 | 9 | 26539.8 | 22748.4 | 26539.8
DE | 10 | 8 | 10 | 26457.2 | 22677.6 | 26457.2
DE | 10 | 8 | 11 | 26280.45 | 22526.1 | 26280.45
DE | 10 | 8 | 12 | 26253.5 | 22503 | 26253.5
DE | 10 | 8 | 13 | 26247.9 | 22498.2 | 26247.9
DE | 10 | 8 | 14 | 26103 | 22374 | 26103
DE | 10 | 8 | 15 | 25941.3 | 22235.4 | 25941.3
DE | 10 | 8 | 16 | 25985.05 | 22272.9 | 25985.05
DE | 10 | 8 | 17 | 25986.45 | 22274.1 | 25986.45
DE | 10 | 8 | 18 | 26195.75 | 22453.5 | 26195.75
DE | 10 | 8 | 19 | 26117.7 | 22386.6 | 26117.7
DE | 10 | 8 | 20 | 25965.8 | 22256.4 | 25965.8
DE | 10 | 8 | 21 | 24911.95 | 21353.1 | 24911.95
DE | 10 | 8 | 22 | 23786.7 | 20388.6 | 23786.7
DE | 10 | 8 | 23 | 21791 | 18678 | 21791
DE | 10 | 8 | 24 | 20550.25 | 17614.5 | 20550.25
DE | 10 | 9 | 1 | 19562.55 | 16767.9 | 19562.55
DE | 10 | 9 | 2 | 19344.15 | 16580.7 | 19344.15
DE | 10 | 9 | 3 | 19344.15 | 16580.7 | 19344.15
DE | 10 | 9 | 4 | 19496.4 | 16711.2 | 19496.4
DE | 10 | 9 | 5 | 20779.15 | 17810.7 | 20779.15
DE | 10 | 9 | 6 | 23678.2 | 20295.6 | 23678.2
DE | 10 | 9 | 7 | 25260.9 | 21652.2 | 25260.9
DE | 10 | 9 | 8 | 26219.9 | 22474.2 | 26219.9
DE | 10 | 9 | 9 | 26474.7 | 22692.6 | 26474.7
DE | 10 | 9 | 10 | 26492.2 | 22707.6 | 26492.2
DE | 10 | 9 | 11 | 26359.2 | 22593.6 | 26359.2
DE | 10 | 9 | 12 | 26413.1 | 22639.8 | 26413.1
DE | 10 | 9 | 13 | 26413.1 | 22639.8 | 26413.1
DE | 10 | 9 | 14 | 26273.8 | 22520.4 | 26273.8
DE | 10 | 9 | 15 | 26059.25 | 22336.5 | 26059.25
DE | 10 | 9 | 16 | 26171.25 | 22432.5 | 26171.25
DE | 10 | 9 | 17 | 26195.75 | 22453.5 | 26195.75
DE | 10 | 9 | 18 | 26328.4 | 22567.2 | 26328.4
DE | 10 | 9 | 19 | 26147.45 | 22412.1 | 26147.45
DE | 10 | 9 | 20 | 25870.25 | 22174.5 | 25870.25
DE | 10 | 9 | 21 | 24545.85 | 21039.3 | 24545.85
DE | 10 | 9 | 22 | 23378.6 | 20038.8 | 23378.6
DE | 10 | 9 | 23 | 21791 | 18678 | 21791
DE | 10 | 9 | 24 | 20550.25 | 17614.5 | 20550.25
DE | 10 | 10 | 1 | 19541.55 | 16749.9 | 19541.55
DE | 10 | 10 | 2 | 19292.35 | 16536.3 | 19292.35
DE | 10 | 10 | 3 | 19293.4 | 16537.2 | 19293.4
DE | 10 | 10 | 4 | 19445.65 | 16667.7 | 19445.65
DE | 10 | 10 | 5 | 20786.85 | 17817.3 | 20786.85
DE | 10 | 10 | 6 | 23692.55 | 20307.9 | 23692.55
DE | 10 | 10 | 7 | 25650.8 | 21986.4 | 25650.8
DE | 10 | 10 | 8 | 26993.05 | 23136.9 | 26993.05
DE | 10 | 10 | 9 | 27135.15 | 23258.7 | 27135.15
DE | 10 | 10 | 10 | 27128.5 | 23253 | 27128.5
DE | 10 | 10 | 11 | 26880.35 | 23040.3 | 26880.35
DE | 10 | 10 | 12 | 26824 | 22992 | 26824
DE | 10 | 10 | 13 | 26766.25 | 22942.5 | 26766.25
DE | 10 | 10 | 14 | 26717.6 | 22900.8 | 26717.6
DE | 10 | 10 | 15 | 26675.95 | 22865.1 | 26675.95
DE | 10 | 10 | 16 | 26712 | 22896 | 26712
DE | 10 | 10 | 17 | 26714.8 | 22898.4 | 26714.8
DE | 10 | 10 | 18 | 27025.25 | 23164.5 | 27025.25
DE | 10 | 10 | 19 | 26862.5 | 23025 | 26862.5
DE | 10 | 10 | 20 | 26346.95 | 22583.1 | 26346.95
DE | 10 | 10 | 21 | 24710.35 | 21180.3 | 24710.35
DE | 10 | 10 | 22 | 23517.9 | 20158.2 | 23517.9
DE | 10 | 10 | 23 | 21803.25 | 18688.5 | 21803.25
DE | 10 | 10 | 24 | 20514.2 | 17583.6 | 20514.2
DE | 10 | 11 | 1 | 19590.55 | 16791.9 | 19590.55
DE | 10 | 11 | 2 | 19306 | 16548 | 19306
DE | 10 | 11 | 3 | 19293.4 | 16537.2 | 19293.4
DE | 10 | 11 | 4 | 19445.65 | 16667.7 | 19445.65
DE | 10 | 11 | 5 | 20774.25 | 17806.5 | 20774.25
DE | 10 | 11 | 6 | 23641.8 | 20264.4 | 23641.8
DE | 10 | 11 | 7 | 25282.6 | 21670.8 | 25282.6
DE | 10 | 11 | 8 | 26607.35 | 22806.3 | 26607.35
DE | 10 | 11 | 9 | 26800.9 | 22972.2 | 26800.9
DE | 10 | 11 | 10 | 26758.2 | 22935.6 | 26758.2
DE | 10 | 11 | 11 | 26657.4 | 22849.2 | 26657.4
DE | 10 | 11 | 12 | 26636.4 | 22831.2 | 26636.4
DE | 10 | 11 | 13 | 26601.4 | 22801.2 | 26601.4
DE | 10 | 11 | 14 | 26471.55 | 22689.9 | 26471.55
DE | 10 | 11 | 15 | 26349.4 | 22585.2 | 26349.4
DE | 10 | 11 | 16 | 26395.6 | 22624.8 | 26395.6
DE | 10 | 11 | 17 | 26512.15 | 22724.7 | 26512.15
DE | 10 | 11 | 18 | 26488.7 | 22704.6 | 26488.7
DE | 10 | 11 | 19 | 26297.95 | 22541.1 | 26297.95
DE | 10 | 11 | 20 | 25942.7 | 22236.6 | 25942.7
DE | 10 | 11 | 21 | 24554.25 | 21046.5 | 24554.25
DE | 10 | 11 | 22 | 23398.9 | 20056.2 | 23398.9
DE | 10 | 11 | 23 | 21215.6 | 18184.8 | 21215.6
DE | 10 | 11 | 24 | 19990.95 | 17135.1 | 19990.95
DE | 10 | 12 | 1 | 18836.65 | 16145.7 | 18836.65
DE | 10 | 12 | 2 | 18381.3 | 15755.4 | 18381.3
DE | 10 | 12 | 3 | 18381.3 | 15755.4 | 18381.3
DE | 10 | 12 | 4 | 18305 | 15690 | 18305
DE | 10 | 12 | 5 | 18382.7 | 15756.6 | 18382.7
DE | 10 | 12 | 6 | 18562.25 | 15910.5 | 18562.25
DE | 10 | 12 | 7 | 19982.2 | 17127.6 | 19982.2
DE | 10 | 12 | 8 | 21594.65 | 18509.7 | 21594.65
DE | 10 | 12 | 9 | 22582.7 | 19356.6 | 22582.7
DE | 10 | 12 | 10 | 23097.9 | 19798.2 | 23097.9
DE | 10 | 12 | 11 | 23072.7 | 19776.6 | 23072.7
DE | 10 | 12 | 12 | 23017.75 | 19729.5 | 23017.75
DE | 10 | 12 | 13 | 22872.15 | 19604.7 | 22872.15
DE | 10 | 12 | 14 | 22764.35 | 19512.3 | 22764.35
DE | 10 | 12 | 15 | 22764.35 | 19512.3 | 22764.35
DE | 10 | 12 | 16 | 22786.05 | 19530.9 | 22786.05
DE | 10 | 12 | 17 | 22992.9 | 19708.2 | 22992.9
DE | 10 | 12 | 18 | 22992.9 | 19708.2 | 22992.9
DE | 10 | 12 | 19 | 22993.25 | 19708.5 | 22993.25
DE | 10 | 12 | 20 | 22985.55 | 19701.9 | 22985.55
DE | 10 | 12 | 21 | 22650.25 | 19414.5 | 22650.25
DE | 10 | 12 | 22 | 21874.3 | 18749.4 | 21874.3
DE | 10 | 12 | 23 | 21211.05 | 18180.9 | 21211.05
DE | 10 | 12 | 24 | 19969.25 | 17116.5 | 19969.25
DE | 10 | 13 | 1 | 18851.7 | 16158.6 | 18851.7
DE | 10 | 13 | 2 | 18482.8 | 15842.4 | 18482.8
DE | 10 | 13 | 3 | 18482.8 | 15842.4 | 18482.8
DE | 10 | 13 | 4 | 18503.8 | 15860.4 | 18503.8
DE | 10 | 13 | 5 | 18715.9 | 16042.2 | 18715.9
DE | 10 | 13 | 6 | 19219.9 | 16474.2 | 19219.9
DE | 10 | 13 | 7 | 20520.15 | 17588.7 | 20520.15
DE | 10 | 13 | 8 | 22149.75 | 18985.5 | 22149.75
DE | 10 | 13 | 9 | 23037.7 | 19746.6 | 23037.7
DE | 10 | 13 | 10 | 23389.1 | 20047.8 | 23389.1
DE | 10 | 13 | 11 | 23153.2 | 19845.6 | 23153.2
DE | 10 | 13 | 12 | 23104.9 | 19804.2 | 23104.9
DE | 10 | 13 | 13 | 23135.7 | 19830.6 | 23135.7
DE | 10 | 13 | 14 | 23114.35 | 19812.3 | 23114.35
DE | 10 | 13 | 15 | 23069.9 | 19774.2 | 23069.9
DE | 10 | 13 | 16 | 23133.95 | 19829.1 | 23133.95
DE | 10 | 13 | 17 | 23265.55 | 19941.9 | 23265.55
DE | 10 | 13 | 18 | 23892.75 | 20479.5 | 23892.75
DE | 10 | 13 | 19 | 24057.6 | 20620.8 | 24057.6
DE | 10 | 13 | 20 | 24069.15 | 20630.7 | 24069.15
DE | 10 | 13 | 21 | 23383.15 | 20042.7 | 23383.15
DE | 10 | 13 | 22 | 22468.6 | 19258.8 | 22468.6
DE | 10 | 13 | 23 | 21924.7 | 18792.6 | 21924.7
DE | 10 | 13 | 24 | 20757.8 | 17792.4 | 20757.8
DE | 10 | 14 | 1 | 20086.15 | 17216.7 | 20086.15
DE | 10 | 14 | 2 | 19801.6 | 16972.8 | 19801.6
DE | 10 | 14 | 3 | 19773.95 | 16949.1 | 19773.95
DE | 10 | 14 | 4 | 19989.9 | 17134.2 | 19989.9
DE | 10 | 14 | 5 | 21858.55 | 18735.9 | 21858.55
DE | 10 | 14 | 6 | 24007.55 | 20577.9 | 24007.55
DE | 10 | 14 | 7 | 26159.7 | 22422.6 | 26159.7
DE | 10 | 14 | 8 | 27354.25 | 23446.5 | 27354.25
DE | 10 | 14 | 9 | 27425.65 | 23507.7 | 27425.65
DE | 10 | 14 | 10 | 27128.5 | 23253 | 27128.5
DE | 10 | 14 | 11 | 26657.4 | 22849.2 | 26657.4
DE | 10 | 14 | 12 | 26601.4 | 22801.2 | 26601.4
DE | 10 | 14 | 13 | 26499.9 | 22714.2 | 26499.9
DE | 10 | 14 | 14 | 26378.1 | 22609.8 | 26378.1
DE | 10 | 14 | 15 | 26138 | 22404 | 26138
DE | 10 | 14 | 16 | 26365.5 | 22599 | 26365.5
DE | 10 | 14 | 17 | 26328.4 | 22567.2 | 26328.4
DE | 10 | 14 | 18 | 26488.7 | 22704.6 | 26488.7
DE | 10 | 14 | 19 | 26464.2 | 22683.6 | 26464.2
DE | 10 | 14 | 20 | 26049.1 | 22327.8 | 26049.1
DE | 10 | 14 | 21 | 24542.35 | 21036.3 | 24542.35
DE | 10 | 14 | 22 | 23320.15 | 19988.7 | 23320.15
DE | 10 | 14 | 23 | 21805.35 | 18690.3 | 21805.35
DE | 10 | 14 | 24 | 20542.9 | 17608.2 | 20542.9
DE | 10 | 15 | 1 | 19577.95 | 16781.1 | 19577.95
DE | 10 | 15 | 2 | 19293.4 | 16537.2 | 19293.4
DE | 10 | 15 | 3 | 19293.4 | 16537.2 | 19293.4
DE | 10 | 15 | 4 | 19445.65 | 16667.7 | 19445.65
DE | 10 | 15 | 5 | 20774.25 | 17806.5 | 20774.25
DE | 10 | 15 | 6 | 23678.2 | 20295.6 | 23678.2
DE | 10 | 15 | 7 | 25536 | 21888 | 25536
DE | 10 | 15 | 8 | 26790.4 | 22963.2 | 26790.4
DE | 10 | 15 | 9 | 26882.45 | 23042.1 | 26882.45
DE | 10 | 15 | 10 | 26816.3 | 22985.4 | 26816.3
DE | 10 | 15 | 11 | 26796.7 | 22968.6 | 26796.7
DE | 10 | 15 | 12 | 26817 | 22986 | 26817
DE | 10 | 15 | 13 | 26824 | 22992 | 26824
DE | 10 | 15 | 14 | 26717.6 | 22900.8 | 26717.6
DE | 10 | 15 | 15 | 26675.95 | 22865.1 | 26675.95
DE | 10 | 15 | 16 | 26712 | 22896 | 26712
DE | 10 | 15 | 17 | 26714.8 | 22898.4 | 26714.8
DE | 10 | 15 | 18 | 27025.25 | 23164.5 | 27025.25
DE | 10 | 15 | 19 | 26890.15 | 23048.7 | 26890.15
DE | 10 | 15 | 20 | 26301.1 | 22543.8 | 26301.1
DE | 10 | 15 | 21 | 24613.75 | 21097.5 | 24613.75
DE | 10 | 15 | 22 | 23517.9 | 20158.2 | 23517.9
DE | 10 | 15 | 23 | 21803.25 | 18688.5 | 21803.25
DE | 10 | 15 | 24 | 20514.2 | 17583.6 | 20514.2
DE | 10 | 16 | 1 | 19590.55 | 16791.9 | 19590.55
DE | 10 | 16 | 2 | 19306 | 16548 | 19306
DE | 10 | 16 | 3 | 19306 | 16548 | 19306
DE | 10 | 16 | 4 | 19458.25 | 16678.5 | 19458.25
DE | 10 | 16 | 5 | 20786.85 | 17817.3 | 20786.85
DE | 10 | 16 | 6 | 23692.55 | 20307.9 | 23692.55
DE | 10 | 16 | 7 | 25650.8 | 21986.4 | 25650.8
DE | 10 | 16 | 8 | 26993.05 | 23136.9 | 26993.05
DE | 10 | 16 | 9 | 27136.55 | 23259.9 | 27136.55
DE | 10 | 16 | 10 | 27128.5 | 23253 | 27128.5
DE | 10 | 16 | 11 | 26880.35 | 23040.3 | 26880.35
DE | 10 | 16 | 12 | 26825.75 | 22993.5 | 26825.75
DE | 10 | 16 | 13 | 26766.25 | 22942.5 | 26766.25
DE | 10 | 16 | 14 | 26717.6 | 22900.8 | 26717.6
DE | 10 | 16 | 15 | 26547.15 | 22754.7 | 26547.15
DE | 10 | 16 | 16 | 26630.8 | 22826.4 | 26630.8
DE | 10 | 16 | 17 | 26654.95 | 22847.1 | 26654.95
DE | 10 | 16 | 18 | 26796.7 | 22968.6 | 26796.7
DE | 10 | 16 | 19 | 26813.15 | 22982.7 | 26813.15
DE | 10 | 16 | 20 | 26339.95 | 22577.1 | 26339.95
DE | 10 | 16 | 21 | 24548.65 | 21041.7 | 24548.65
DE | 10 | 16 | 22 | 23393.3 | 20051.4 | 23393.3
DE | 10 | 16 | 23 | 21831.6 | 18712.8 | 21831.6
DE | 10 | 16 | 24 | 20542.9 | 17608.2 | 20542.9
DE | 10 | 17 | 1 | 19577.95 | 16781.1 | 19577.95
DE | 10 | 17 | 2 | 19293.4 | 16537.2 | 19293.4
DE | 10 | 17 | 3 | 19293.4 | 16537.2 | 19293.4
DE | 10 | 17 | 4 | 19445.65 | 16667.7 | 19445.65
DE | 10 | 17 | 5 | 20774.25 | 17806.5 | 20774.25
DE | 10 | 17 | 6 | 23641.8 | 20264.4 | 23641.8
DE | 10 | 17 | 7 | 25357.5 | 21735 | 25357.5
DE | 10 | 17 | 8 | 26525.8 | 22736.4 | 26525.8
DE | 10 | 17 | 9 | 26741.05 | 22920.9 | 26741.05
DE | 10 | 17 | 10 | 26628.7 | 22824.6 | 26628.7
DE | 10 | 17 | 11 | 26472.6 | 22690.8 | 26472.6
DE | 10 | 17 | 12 | 26499.9 | 22714.2 | 26499.9
DE | 10 | 17 | 13 | 26464.9 | 22684.2 | 26464.9
DE | 10 | 17 | 14 | 26451.25 | 22672.5 | 26451.25
DE | 10 | 17 | 15 | 26247.55 | 22497.9 | 26247.55
DE | 10 | 17 | 16 | 26365.5 | 22599 | 26365.5
DE | 10 | 17 | 17 | 26328.4 | 22567.2 | 26328.4
DE | 10 | 17 | 18 | 26486.95 | 22703.1 | 26486.95
DE | 10 | 17 | 19 | 26297.95 | 22541.1 | 26297.95
DE | 10 | 17 | 20 | 25942.7 | 22236.6 | 25942.7
DE | 10 | 17 | 21 | 24562.65 | 21053.7 | 24562.65
DE | 10 | 17 | 22 | 23398.9 | 20056.2 | 23398.9
DE | 10 | 17 | 23 | 21791 | 18678 | 21791
DE | 10 | 17 | 24 | 20550.25 | 17614.5 | 20550.25
DE | 10 | 18 | 1 | 19562.55 | 16767.9 | 19562.55
DE | 10 | 18 | 2 | 19256.65 | 16505.7 | 19256.65
DE | 10 | 18 | 3 | 19293.05 | 16536.9 | 19293.05
DE | 10 | 18 | 4 | 19444.6 | 16666.8 | 19444.6
DE | 10 | 18 | 5 | 20737.85 | 17775.3 | 20737.85
DE | 10 | 18 | 6 | 23641.8 | 20264.4 | 23641.8
DE | 10 | 18 | 7 | 25536 | 21888 | 25536
DE | 10 | 18 | 8 | 26790.4 | 22963.2 | 26790.4
DE | 10 | 18 | 9 | 26882.45 | 23042.1 | 26882.45
DE | 10 | 18 | 10 | 26818.05 | 22986.9 | 26818.05
DE | 10 | 18 | 11 | 26738.95 | 22919.1 | 26738.95
DE | 10 | 18 | 12 | 26637.45 | 22832.1 | 26637.45
DE | 10 | 18 | 13 | 26636.4 | 22831.2 | 26636.4
DE | 10 | 18 | 14 | 26588.1 | 22789.8 | 26588.1
DE | 10 | 18 | 15 | 26509.7 | 22722.6 | 26509.7
DE | 10 | 18 | 16 | 26583.55 | 22785.9 | 26583.55
DE | 10 | 18 | 17 | 26796.7 | 22968.6 | 26796.7
DE | 10 | 18 | 18 | 27383.65 | 23471.7 | 27383.65
DE | 10 | 18 | 19 | 27134.8 | 23258.4 | 27134.8
DE | 10 | 18 | 20 | 26463.5 | 22683 | 26463.5
DE | 10 | 18 | 21 | 25015.2 | 21441.6 | 25015.2
DE | 10 | 18 | 22 | 24307.5 | 20835 | 24307.5
DE | 10 | 18 | 23 | 21389.2 | 18333.6 | 21389.2
DE | 10 | 18 | 24 | 20210.4 | 17323.2 | 20210.4
DE | 10 | 19 | 1 | 19483.45 | 16700.1 | 19483.45
DE | 10 | 19 | 2 | 19064.5 | 16341 | 19064.5
DE | 10 | 19 | 3 | 19064.5 | 16341 | 19064.5
DE | 10 | 19 | 4 | 19075.7 | 16350.6 | 19075.7
DE | 10 | 19 | 5 | 19345.2 | 16581.6 | 19345.2
DE | 10 | 19 | 6 | 19580.75 | 16783.5 | 19580.75
DE | 10 | 19 | 7 | 21021.7 | 18018.6 | 21021.7
DE | 10 | 19 | 8 | 22381.45 | 19184.1 | 22381.45
DE | 10 | 19 | 9 | 23455.6 | 20104.8 | 23455.6
DE | 10 | 19 | 10 | 23172.45 | 19862.1 | 23172.45
DE | 10 | 19 | 11 | 23078.65 | 19781.7 | 23078.65
DE | 10 | 19 | 12 | 22725.5 | 19479 | 22725.5
DE | 10 | 19 | 13 | 22600.2 | 19371.6 | 22600.2
DE | 10 | 19 | 14 | 22536.85 | 19317.3 | 22536.85
DE | 10 | 19 | 15 | 22419.95 | 19217.1 | 22419.95
DE | 10 | 19 | 16 | 22415.4 | 19213.2 | 22415.4
DE | 10 | 19 | 17 | 22689.8 | 19448.4 | 22689.8
DE | 10 | 19 | 18 | 22709.75 | 19465.5 | 22709.75
DE | 10 | 19 | 19 | 22564.85 | 19341.3 | 22564.85
DE | 10 | 19 | 20 | 22557.5 | 19335 | 22557.5
DE | 10 | 19 | 21 | 22395.1 | 19195.8 | 22395.1
DE | 10 | 19 | 22 | 21779.45 | 18668.1 | 21779.45
DE | 10 | 19 | 23 | 21215.6 | 18184.8 | 21215.6
DE | 10 | 19 | 24 | 19995.85 | 17139.3 | 19995.85
DE | 10 | 20 | 1 | 18841.55 | 16149.9 | 18841.55
DE | 10 | 20 | 2 | 18337.55 | 15717.9 | 18337.55
DE | 10 | 20 | 3 | 18337.55 | 15717.9 | 18337.55
DE | 10 | 20 | 4 | 18348.4 | 15727.2 | 18348.4
DE | 10 | 20 | 5 | 18411.4 | 15781.2 | 18411.4
DE | 10 | 20 | 6 | 18548.25 | 15898.5 | 18548.25
DE | 10 | 20 | 7 | 19729.15 | 16910.7 | 19729.15
DE | 10 | 20 | 8 | 21251.65 | 18215.7 | 21251.65
DE | 10 | 20 | 9 | 22254.4 | 19075.2 | 22254.4
DE | 10 | 20 | 10 | 22489.6 | 19276.8 | 22489.6
DE | 10 | 20 | 11 | 22273.65 | 19091.7 | 22273.65
DE | 10 | 20 | 12 | 22300.95 | 19115.1 | 22300.95
DE | 10 | 20 | 13 | 22299.9 | 19114.2 | 22299.9
DE | 10 | 20 | 14 | 22182.65 | 19013.7 | 22182.65
DE | 10 | 20 | 15 | 22099.35 | 18942.3 | 22099.35
DE | 10 | 20 | 16 | 22099.35 | 18942.3 | 22099.35
DE | 10 | 20 | 17 | 22359.4 | 19165.2 | 22359.4
DE | 10 | 20 | 18 | 22451.45 | 19244.1 | 22451.45
DE | 10 | 20 | 19 | 22451.1 | 19243.8 | 22451.1
DE | 10 | 20 | 20 | 22467.2 | 19257.6 | 22467.2
DE | 10 | 20 | 21 | 22333.15 | 19142.7 | 22333.15
DE | 10 | 20 | 22 | 21719.25 | 18616.5 | 21719.25
DE | 10 | 20 | 23 | 21759.85 | 18651.3 | 21759.85
DE | 10 | 20 | 24 | 20550.25 | 17614.5 | 20550.25
DE | 10 | 21 | 1 | 19562.55 | 16767.9 | 19562.55
DE | 10 | 21 | 2 | 19344.15 | 16580.7 | 19344.15
DE | 10 | 21 | 3 | 19344.15 | 16580.7 | 19344.15
DE | 10 | 21 | 4 | 19496.4 | 16711.2 | 19496.4
DE | 10 | 21 | 5 | 20779.15 | 17810.7 | 20779.15
DE | 10 | 21 | 6 | 23678.2 | 20295.6 | 23678.2
DE | 10 | 21 | 7 | 25196.15 | 21596.7 | 25196.15
DE | 10 | 21 | 8 | 26219.9 | 22474.2 | 26219.9
DE | 10 | 21 | 9 | 26474.7 | 22692.6 | 26474.7
DE | 10 | 21 | 10 | 26376 | 22608 | 26376
DE | 10 | 21 | 11 | 26285 | 22530 | 26285
DE | 10 | 21 | 12 | 26247.9 | 22498.2 | 26247.9
DE | 10 | 21 | 13 | 26247.9 | 22498.2 | 26247.9
DE | 10 | 21 | 14 | 26103 | 22374 | 26103
DE | 10 | 21 | 15 | 25941.3 | 22235.4 | 25941.3
DE | 10 | 21 | 16 | 25955.65 | 22247.7 | 25955.65
DE | 10 | 21 | 17 | 25928 | 22224 | 25928
DE | 10 | 21 | 18 | 26069.4 | 22345.2 | 26069.4
DE | 10 | 21 | 19 | 26004.65 | 22289.7 | 26004.65
DE | 10 | 21 | 20 | 25884.6 | 22186.8 | 25884.6
DE | 10 | 21 | 21 | 24861.9 | 21310.2 | 24861.9
DE | 10 | 21 | 22 | 23786.7 | 20388.6 | 23786.7
DE | 10 | 21 | 23 | 21791 | 18678 | 21791
DE | 10 | 21 | 24 | 20550.25 | 17614.5 | 20550.25
DE | 10 | 22 | 1 | 19562.55 | 16767.9 | 19562.55
DE | 10 | 22 | 2 | 19344.15 | 16580.7 | 19344.15
DE | 10 | 22 | 3 | 19344.15 | 16580.7 | 19344.15
DE | 10 | 22 | 4 | 19496.4 | 16711.2 | 19496.4
DE | 10 | 22 | 5 | 20779.15 | 17810.7 | 20779.15
DE | 10 | 22 | 6 | 23678.2 | 20295.6 | 23678.2
DE | 10 | 22 | 7 | 25260.9 | 21652.2 | 25260.9
DE | 10 | 22 | 8 | 26219.9 | 22474.2 | 26219.9
DE | 10 | 22 | 9 | 26387.9 | 22618.2 | 26387.9
DE | 10 | 22 | 10 | 26245.8 | 22496.4 | 26245.8
DE | 10 | 22 | 11 | 26220.6 | 22474.8 | 26220.6
DE | 10 | 22 | 12 | 26260.85 | 22509.3 | 26260.85
DE | 10 | 22 | 13 | 26260.85 | 22509.3 | 26260.85
DE | 10 | 22 | 14 | 26161.8 | 22424.4 | 26161.8
DE | 10 | 22 | 15 | 26000.1 | 22285.8 | 26000.1
DE | 10 | 22 | 16 | 25968.6 | 22258.8 | 25968.6
DE | 10 | 22 | 17 | 25911.9 | 22210.2 | 25911.9
DE | 10 | 22 | 18 | 25891.95 | 22193.1 | 25891.95
DE | 10 | 22 | 19 | 25873.4 | 22177.2 | 25873.4
DE | 10 | 22 | 20 | 25749.15 | 22070.7 | 25749.15
DE | 10 | 22 | 21 | 24829.35 | 21282.3 | 24829.35
DE | 10 | 22 | 22 | 23755.9 | 20362.2 | 23755.9
DE | 10 | 22 | 23 | 21759.85 | 18651.3 | 21759.85
DE | 10 | 22 | 24 | 20519.45 | 17588.1 | 20519.45
DE | 10 | 23 | 1 | 19531.4 | 16741.2 | 19531.4
DE | 10 | 23 | 2 | 19313 | 16554 | 19313
DE | 10 | 23 | 3 | 19313 | 16554 | 19313
DE | 10 | 23 | 4 | 19465.25 | 16684.5 | 19465.25
DE | 10 | 23 | 5 | 20748 | 17784 | 20748
DE | 10 | 23 | 6 | 23647.4 | 20269.2 | 23647.4
DE | 10 | 23 | 7 | 25165 | 21570 | 25165
DE | 10 | 23 | 8 | 26121.55 | 22389.9 | 26121.55
DE | 10 | 23 | 9 | 26228.65 | 22481.7 | 26228.65
DE | 10 | 23 | 10 | 26240.2 | 22491.6 | 26240.2
DE | 10 | 23 | 11 | 26220.6 | 22474.8 | 26220.6
DE | 10 | 23 | 12 | 26240.2 | 22491.6 | 26240.2
DE | 10 | 23 | 13 | 26260.85 | 22509.3 | 26260.85
DE | 10 | 23 | 14 | 26115.95 | 22385.1 | 26115.95
DE | 10 | 23 | 15 | 25954.25 | 22246.5 | 25954.25
DE | 10 | 23 | 16 | 25968.6 | 22258.8 | 25968.6
DE | 10 | 23 | 17 | 25898.95 | 22199.1 | 25898.95
DE | 10 | 23 | 18 | 25898.95 | 22199.1 | 25898.95
DE | 10 | 23 | 19 | 25873.4 | 22177.2 | 25873.4
DE | 10 | 23 | 20 | 25778.55 | 22095.9 | 25778.55
DE | 10 | 23 | 21 | 24829.35 | 21282.3 | 24829.35
DE | 10 | 23 | 22 | 23755.9 | 20362.2 | 23755.9
DE | 10 | 23 | 23 | 21759.85 | 18651.3 | 21759.85
DE | 10 | 23 | 24 | 20519.45 | 17588.1 | 20519.45
DE | 10 | 24 | 1 | 19562.55 | 16767.9 | 19562.55
DE | 10 | 24 | 2 | 19344.15 | 16580.7 | 19344.15
DE | 10 | 24 | 3 | 19344.15 | 16580.7 | 19344.15
DE | 10 | 24 | 4 | 19496.4 | 16711.2 | 19496.4
DE | 10 | 24 | 5 | 20779.15 | 17810.7 | 20779.15
DE | 10 | 24 | 6 | 23678.2 | 20295.6 | 23678.2
DE | 10 | 24 | 7 | 25261.95 | 21653.1 | 25261.95
DE | 10 | 24 | 8 | 26337.5 | 22575 | 26337.5
DE | 10 | 24 | 9 | 26576.55 | 22779.9 | 26576.55
DE | 10 | 24 | 10 | 26492.2 | 22707.6 | 26492.2
DE | 10 | 24 | 11 | 26359.2 | 22593.6 | 26359.2
DE | 10 | 24 | 12 | 26360.6 | 22594.8 | 26360.6
DE | 10 | 24 | 13 | 26307.75 | 22549.5 | 26307.75
DE | 10 | 24 | 14 | 26132.4 | 22399.2 | 26132.4
DE | 10 | 24 | 15 | 26029.15 | 22310.7 | 26029.15
DE | 10 | 24 | 16 | 26073.6 | 22348.8 | 26073.6
DE | 10 | 24 | 17 | 26308.45 | 22550.1 | 26308.45
DE | 10 | 24 | 18 | 26654.95 | 22847.1 | 26654.95
DE | 10 | 24 | 19 | 26813.15 | 22982.7 | 26813.15
DE | 10 | 24 | 20 | 26345.55 | 22581.9 | 26345.55
DE | 10 | 24 | 21 | 24550.75 | 21043.5 | 24550.75
DE | 10 | 24 | 22 | 23421.3 | 20075.4 | 23421.3
DE | 10 | 24 | 23 | 21803.25 | 18688.5 | 21803.25
DE | 10 | 24 | 24 | 20514.2 | 17583.6 | 20514.2
DE | 10 | 25 | 1 | 19601.4 | 16801.2 | 19601.4
DE | 10 | 25 | 2 | 19413.8 | 16640.4 | 19413.8
DE | 10 | 25 | 3 | 19413.8 | 16640.4 | 19413.8
DE | 10 | 25 | 4 | 19602.45 | 16802.1 | 19602.45
DE | 10 | 25 | 5 | 20876.45 | 17894.1 | 20876.45
DE | 10 | 25 | 6 | 23692.55 | 20307.9 | 23692.55
DE | 10 | 25 | 7 | 25550 | 21900 | 25550
DE | 10 | 25 | 8 | 26826.8 | 22994.4 | 26826.8
DE | 10 | 25 | 9 | 26800.9 | 22972.2 | 26800.9
DE | 10 | 25 | 10 | 26677 | 22866 | 26677
DE | 10 | 25 | 11 | 26574.45 | 22778.1 | 26574.45
DE | 10 | 25 | 12 | 26499.9 | 22714.2 | 26499.9
DE | 10 | 25 | 13 | 26394.2 | 22623.6 | 26394.2
DE | 10 | 25 | 14 | 26220.95 | 22475.1 | 26220.95
DE | 10 | 25 | 15 | 26029.15 | 22310.7 | 26029.15
DE | 10 | 25 | 16 | 26043.5 | 22323 | 26043.5
DE | 10 | 25 | 17 | 26016.55 | 22299.9 | 26016.55
DE | 10 | 25 | 18 | 26016.55 | 22299.9 | 26016.55
DE | 10 | 25 | 19 | 25916.8 | 22214.4 | 25916.8
DE | 10 | 25 | 20 | 25792.9 | 22108.2 | 25792.9
DE | 10 | 25 | 21 | 24843.7 | 21294.6 | 24843.7
DE | 10 | 25 | 22 | 23755.9 | 20362.2 | 23755.9
DE | 10 | 25 | 23 | 21215.6 | 18184.8 | 21215.6
DE | 10 | 25 | 24 | 19995.85 | 17139.3 | 19995.85
DE | 10 | 26 | 1 | 18841.55 | 16149.9 | 18841.55
DE | 10 | 26 | 2 | 18337.55 | 15717.9 | 18337.55
DE | 10 | 26 | 3 | 18337.55 | 15717.9 | 18337.55
DE | 10 | 26 | 4 | 18348.4 | 15727.2 | 18348.4
DE | 10 | 26 | 5 | 18411.4 | 15781.2 | 18411.4
DE | 10 | 26 | 6 | 18548.25 | 15898.5 | 18548.25
DE | 10 | 26 | 7 | 19729.15 | 16910.7 | 19729.15
DE | 10 | 26 | 8 | 21191.45 | 18164.1 | 21191.45
DE | 10 | 26 | 9 | 22218 | 19044 | 22218
DE | 10 | 26 | 10 | 22489.6 | 19276.8 | 22489.6
DE | 10 | 26 | 11 | 22273.65 | 19091.7 | 22273.65
DE | 10 | 26 | 12 | 22300.95 | 19115.1 | 22300.95
DE | 10 | 26 | 13 | 22292.2 | 19107.6 | 22292.2
DE | 10 | 26 | 14 | 22174.95 | 19007.1 | 22174.95
DE | 10 | 26 | 15 | 22091.65 | 18935.7 | 22091.65
DE | 10 | 26 | 16 | 22091.65 | 18935.7 | 22091.65
DE | 10 | 26 | 17 | 22219.05 | 19044.9 | 22219.05
DE | 10 | 26 | 18 | 22219.05 | 19044.9 | 22219.05
DE | 10 | 26 | 19 | 22192.45 | 19022.1 | 22192.45
DE | 10 | 26 | 20 | 22349.25 | 19156.5 | 22349.25
DE | 10 | 26 | 21 | 22207.85 | 19035.3 | 22207.85
DE | 10 | 26 | 22 | 21618.8 | 18530.4 | 21618.8
DE | 10 | 26 | 23 | 21215.6 | 18184.8 | 21215.6
DE | 10 | 26 | 24 | 19995.85 | 17139.3 | 19995.85
DE | 10 | 27 | 1 | 18841.55 | 16149.9 | 18841.55
DE | 10 | 27 | 2 | 18841.55 | 16149.9 | 18841.55
DE | 10 | 27 | 3 | 18337.55 | 15717.9 | 18337.55
DE | 10 | 27 | 4 | 18337.55 | 15717.9 | 18337.55
DE | 10 | 27 | 5 | 18348.4 | 15727.2 | 18348.4
DE | 10 | 27 | 6 | 18411.4 | 15781.2 | 18411.4
DE | 10 | 27 | 7 | 18548.25 | 15898.5 | 18548.25
DE | 10 | 27 | 8 | 19729.15 | 16910.7 | 19729.15
DE | 10 | 27 | 9 | 21166.25 | 18142.5 | 21166.25
DE | 10 | 27 | 10 | 22138.9 | 18976.2 | 22138.9
DE | 10 | 27 | 11 | 22293.25 | 19108.5 | 22293.25
DE | 10 | 27 | 12 | 22273.65 | 19091.7 | 22273.65
DE | 10 | 27 | 13 | 22300.95 | 19115.1 | 22300.95
DE | 10 | 27 | 14 | 22420.3 | 19217.4 | 22420.3
DE | 10 | 27 | 15 | 22326.5 | 19137 | 22326.5
DE | 10 | 27 | 16 | 22319.15 | 19130.7 | 22319.15
DE | 10 | 27 | 17 | 22390.9 | 19192.2 | 22390.9
DE | 10 | 27 | 18 | 22607.9 | 19378.2 | 22607.9
DE | 10 | 27 | 19 | 22689.8 | 19448.4 | 22689.8
DE | 10 | 27 | 20 | 22553.3 | 19331.4 | 22553.3
DE | 10 | 27 | 21 | 22569.75 | 19345.5 | 22569.75
DE | 10 | 27 | 22 | 22395.1 | 19195.8 | 22395.1
DE | 10 | 27 | 23 | 21779.45 | 18668.1 | 21779.45
DE | 10 | 27 | 24 | 21791 | 18678 | 21791
DE | 10 | 28 | 1 | 20550.25 | 17614.5 | 20550.25
DE | 10 | 28 | 2 | 19562.55 | 16767.9 | 19562.55
DE | 10 | 28 | 3 | 19344.15 | 16580.7 | 19344.15
DE | 10 | 28 | 4 | 19344.15 | 16580.7 | 19344.15
DE | 10 | 28 | 5 | 19496.4 | 16711.2 | 19496.4
DE | 10 | 28 | 6 | 20779.15 | 17810.7 | 20779.15
DE | 10 | 28 | 7 | 23678.2 | 20295.6 | 23678.2
DE | 10 | 28 | 8 | 25196.15 | 21596.7 | 25196.15
DE | 10 | 28 | 9 | 26188.75 | 22447.5 | 26188.75
DE | 10 | 28 | 10 | 26282.9 | 22528.2 | 26282.9
DE | 10 | 28 | 11 | 26245.8 | 22496.4 | 26245.8
DE | 10 | 28 | 12 | 26220.6 | 22474.8 | 26220.6
DE | 10 | 28 | 13 | 26247.9 | 22498.2 | 26247.9
DE | 10 | 28 | 14 | 26247.9 | 22498.2 | 26247.9
DE | 10 | 28 | 15 | 26103 | 22374 | 26103
DE | 10 | 28 | 16 | 25941.3 | 22235.4 | 25941.3
DE | 10 | 28 | 17 | 26043.5 | 22323 | 26043.5
DE | 10 | 28 | 18 | 26069.4 | 22345.2 | 26069.4
DE | 10 | 28 | 19 | 26143.6 | 22408.8 | 26143.6
DE | 10 | 28 | 20 | 26117.7 | 22386.6 | 26117.7
DE | 10 | 28 | 21 | 25965.8 | 22256.4 | 25965.8
DE | 10 | 28 | 22 | 24911.95 | 21353.1 | 24911.95
DE | 10 | 28 | 23 | 23586.15 | 20216.7 | 23586.15
DE | 10 | 28 | 24 | 21791 | 18678 | 21791
DE | 10 | 29 | 1 | 20550.25 | 17614.5 | 20550.25
DE | 10 | 29 | 2 | 19562.55 | 16767.9 | 19562.55
DE | 10 | 29 | 3 | 19344.15 | 16580.7 | 19344.15
DE | 10 | 29 | 4 | 19344.15 | 16580.7 | 19344.15
DE | 10 | 29 | 5 | 19496.4 | 16711.2 | 19496.4
DE | 10 | 29 | 6 | 20788.95 | 17819.1 | 20788.95
DE | 10 | 29 | 7 | 23681.35 | 20298.3 | 23681.35
DE | 10 | 29 | 8 | 25264.05 | 21654.9 | 25264.05
DE | 10 | 29 | 9 | 26465.95 | 22685.1 | 26465.95
DE | 10 | 29 | 10 | 26612.6 | 22810.8 | 26612.6
DE | 10 | 29 | 11 | 26628.7 | 22824.6 | 26628.7
DE | 10 | 29 | 12 | 26574.45 | 22778.1 | 26574.45
DE | 10 | 29 | 13 | 26530 | 22740 | 26530
DE | 10 | 29 | 14 | 26601.4 | 22801.2 | 26601.4
DE | 10 | 29 | 15 | 26588.1 | 22789.8 | 26588.1
DE | 10 | 29 | 16 | 26509.7 | 22722.6 | 26509.7
DE | 10 | 29 | 17 | 26712 | 22896 | 26712
DE | 10 | 29 | 18 | 26714.8 | 22898.4 | 26714.8
DE | 10 | 29 | 19 | 26796.7 | 22968.6 | 26796.7
DE | 10 | 29 | 20 | 26813.15 | 22982.7 | 26813.15
DE | 10 | 29 | 21 | 26345.55 | 22581.9 | 26345.55
DE | 10 | 29 | 22 | 24550.75 | 21043.5 | 24550.75
DE | 10 | 29 | 23 | 23364.25 | 20026.5 | 23364.25
DE | 10 | 29 | 24 | 21803.25 | 18688.5 | 21803.25
DE | 10 | 30 | 1 | 20514.2 | 17583.6 | 20514.2
DE | 10 | 30 | 2 | 19597.9 | 16798.2 | 19597.9
DE | 10 | 30 | 3 | 19316.85 | 16557.3 | 19316.85
DE | 10 | 30 | 4 | 19413.8 | 16640.4 | 19413.8
DE | 10 | 30 | 5 | 19599.65 | 16799.7 | 19599.65
DE | 10 | 30 | 6 | 21116.55 | 18099.9 | 21116.55
DE | 10 | 30 | 7 | 23940.35 | 20520.3 | 23940.35
DE | 10 | 30 | 8 | 26058.2 | 22335.6 | 26058.2
DE | 10 | 30 | 9 | 27141.1 | 23263.8 | 27141.1
DE | 10 | 30 | 10 | 27136.55 | 23259.9 | 27136.55
DE | 10 | 30 | 11 | 26899.95 | 23057.1 | 26899.95
DE | 10 | 30 | 12 | 26738.95 | 22919.1 | 26738.95
DE | 10 | 30 | 13 | 26637.45 | 22832.1 | 26637.45
DE | 10 | 30 | 14 | 26637.45 | 22832.1 | 26637.45
DE | 10 | 30 | 15 | 26589.15 | 22790.7 | 26589.15
DE | 10 | 30 | 16 | 26675.95 | 22865.1 | 26675.95
DE | 10 | 30 | 17 | 27082.3 | 23213.4 | 27082.3
DE | 10 | 30 | 18 | 27125.35 | 23250.3 | 27125.35
DE | 10 | 30 | 19 | 27237.35 | 23346.3 | 27237.35
DE | 10 | 30 | 20 | 27080.55 | 23211.9 | 27080.55
DE | 10 | 30 | 21 | 26422.2 | 22647.6 | 26422.2
DE | 10 | 30 | 22 | 24974.25 | 21406.5 | 24974.25
DE | 10 | 30 | 23 | 23911.3 | 20495.4 | 23911.3
DE | 10 | 30 | 24 | 21924.7 | 18792.6 | 21924.7
DE | 10 | 31 | 1 | 20757.8 | 17792.4 | 20757.8
DE | 10 | 31 | 2 | 20086.15 | 17216.7 | 20086.15
DE | 10 | 31 | 3 | 19801.6 | 16972.8 | 19801.6
DE | 10 | 31 | 4 | 19808.25 | 16978.5 | 19808.25
DE | 10 | 31 | 5 | 20072.5 | 17205 | 20072.5
DE | 10 | 31 | 6 | 21989.1 | 18847.8 | 21989.1
DE | 10 | 31 | 7 | 24216.15 | 20756.7 | 24216.15
DE | 10 | 31 | 8 | 26237.05 | 22488.9 | 26237.05
DE | 10 | 31 | 9 | 27354.25 | 23446.5 | 27354.25
DE | 10 | 31 | 10 | 27425.65 | 23507.7 | 27425.65
DE | 10 | 31 | 11 | 27128.5 | 23253 | 27128.5
DE | 10 | 31 | 12 | 26796.7 | 22968.6 | 26796.7
DE | 10 | 31 | 13 | 26637.45 | 22832.1 | 26637.45
DE | 10 | 31 | 14 | 26636.4 | 22831.2 | 26636.4
DE | 10 | 31 | 15 | 26588.1 | 22789.8 | 26588.1
DE | 10 | 31 | 16 | 26675.95 | 22865.1 | 26675.95
DE | 10 | 31 | 17 | 26865.3 | 23027.4 | 26865.3
DE | 10 | 31 | 18 | 27102.25 | 23230.5 | 27102.25
DE | 10 | 31 | 19 | 27125.35 | 23250.3 | 27125.35
DE | 10 | 31 | 20 | 26862.5 | 23025 | 26862.5
DE | 10 | 31 | 21 | 26386.85 | 22617.3 | 26386.85
DE | 10 | 31 | 22 | 24710.35 | 21180.3 | 24710.35
DE | 10 | 31 | 23 | 23421.3 | 20075.4 | 23421.3
DE | 10 | 31 | 24 | 22124.55 | 18963.9 | 22124.55
DE | 11 | 1 | 1 | 21136.15 | 18116.7 | 21136.15
DE | 11 | 1 | 2 | 20555.85 | 17619.3 | 20555.85
DE | 11 | 1 | 3 | 20503.35 | 17574.3 | 20503.35
DE | 11 | 1 | 4 | 20503.35 | 17574.3 | 20503.35
DE | 11 | 1 | 5 | 21056.7 | 18048.6 | 21056.7
DE | 11 | 1 | 6 | 23478.7 | 20124.6 | 23478.7
DE | 11 | 1 | 7 | 26760.3 | 22937.4 | 26760.3
DE | 11 | 1 | 8 | 27350.05 | 23442.9 | 27350.05
DE | 11 | 1 | 9 | 27805.4 | 23833.2 | 27805.4
DE | 11 | 1 | 10 | 27923 | 23934 | 27923
DE | 11 | 1 | 11 | 27609.75 | 23665.5 | 27609.75
DE | 11 | 1 | 12 | 27473.25 | 23548.5 | 27473.25
DE | 11 | 1 | 13 | 27500.55 | 23571.9 | 27500.55
DE | 11 | 1 | 14 | 27419 | 23502 | 27419
DE | 11 | 1 | 15 | 27451.9 | 23530.2 | 27451.9
DE | 11 | 1 | 16 | 27451.9 | 23530.2 | 27451.9
DE | 11 | 1 | 17 | 27569.5 | 23631 | 27569.5
DE | 11 | 1 | 18 | 27613.95 | 23669.1 | 27613.95
DE | 11 | 1 | 19 | 27613.95 | 23669.1 | 27613.95
DE | 11 | 1 | 20 | 27653.85 | 23703.3 | 27653.85
DE | 11 | 1 | 21 | 26721.1 | 22903.8 | 26721.1
DE | 11 | 1 | 22 | 24922.45 | 21362.1 | 24922.45
DE | 11 | 1 | 23 | 23469.25 | 20116.5 | 23469.25
DE | 11 | 1 | 24 | 21633.5 | 18543 | 21633.5
DE | 11 | 2 | 1 | 20837.95 | 17861.1 | 20837.95
DE | 11 | 2 | 2 | 20029.1 | 17167.8 | 20029.1
DE | 11 | 2 | 3 | 19750.15 | 16928.7 | 19750.15
DE | 11 | 2 | 4 | 19750.15 | 16928.7 | 19750.15
DE | 11 | 2 | 5 | 19862.5 | 17025 | 19862.5
DE | 11 | 2 | 6 | 20214.25 | 17326.5 | 20214.25
DE | 11 | 2 | 7 | 21224.35 | 18192.3 | 21224.35
DE | 11 | 2 | 8 | 22285.55 | 19101.9 | 22285.55
DE | 11 | 2 | 9 | 23717.05 | 20328.9 | 23717.05
DE | 11 | 2 | 10 | 23945.95 | 20525.1 | 23945.95
DE | 11 | 2 | 11 | 24189.55 | 20733.9 | 24189.55
DE | 11 | 2 | 12 | 24169.95 | 20717.1 | 24169.95
DE | 11 | 2 | 13 | 23956.45 | 20534.1 | 23956.45
DE | 11 | 2 | 14 | 23955.4 | 20533.2 | 23955.4
DE | 11 | 2 | 15 | 23861.95 | 20453.1 | 23861.95
DE | 11 | 2 | 16 | 23934.05 | 20514.9 | 23934.05
DE | 11 | 2 | 17 | 24249.05 | 20784.9 | 24249.05
DE | 11 | 2 | 18 | 24654.7 | 21132.6 | 24654.7
DE | 11 | 2 | 19 | 24721.9 | 21190.2 | 24721.9
DE | 11 | 2 | 20 | 24588.9 | 21076.2 | 24588.9
DE | 11 | 2 | 21 | 24138.8 | 20690.4 | 24138.8
DE | 11 | 2 | 22 | 23478.7 | 20124.6 | 23478.7
DE | 11 | 2 | 23 | 22656.9 | 19420.2 | 22656.9
DE | 11 | 2 | 24 | 21693 | 18594 | 21693
DE | 11 | 3 | 1 | 20733.3 | 17771.4 | 20733.3
DE | 11 | 3 | 2 | 19845.35 | 17010.3 | 19845.35
DE | 11 | 3 | 3 | 19582.85 | 16785.3 | 19582.85
DE | 11 | 3 | 4 | 19561.5 | 16767 | 19561.5
DE | 11 | 3 | 5 | 19672.45 | 16862.1 | 19672.45
DE | 11 | 3 | 6 | 20058.5 | 17193 | 20058.5
DE | 11 | 3 | 7 | 20811 | 17838 | 20811
DE | 11 | 3 | 8 | 22095.15 | 18938.7 | 22095.15
DE | 11 | 3 | 9 | 23494.1 | 20137.8 | 23494.1
DE | 11 | 3 | 10 | 23945.95 | 20525.1 | 23945.95
DE | 11 | 3 | 11 | 24188.5 | 20733 | 24188.5
DE | 11 | 3 | 12 | 24169.95 | 20717.1 | 24169.95
DE | 11 | 3 | 13 | 24197.25 | 20740.5 | 24197.25
DE | 11 | 3 | 14 | 24227 | 20766 | 24227
DE | 11 | 3 | 15 | 24205.65 | 20747.7 | 24205.65
DE | 11 | 3 | 16 | 24204.95 | 20747.1 | 24204.95
DE | 11 | 3 | 17 | 24797.15 | 21254.7 | 24797.15
DE | 11 | 3 | 18 | 25259.15 | 21650.7 | 25259.15
DE | 11 | 3 | 19 | 25442.55 | 21807.9 | 25442.55
DE | 11 | 3 | 20 | 25179 | 21582 | 25179
DE | 11 | 3 | 21 | 24725.4 | 21193.2 | 24725.4
DE | 11 | 3 | 22 | 23870.7 | 20460.6 | 23870.7
DE | 11 | 3 | 23 | 23010.05 | 19722.9 | 23010.05
DE | 11 | 3 | 24 | 22251.25 | 19072.5 | 22251.25
DE | 11 | 4 | 1 | 21268.8 | 18230.4 | 21268.8
DE | 11 | 4 | 2 | 20663.65 | 17711.7 | 20663.65
DE | 11 | 4 | 3 | 20611.15 | 17666.7 | 20611.15
DE | 11 | 4 | 4 | 20611.15 | 17666.7 | 20611.15
DE | 11 | 4 | 5 | 21226.8 | 18194.4 | 21226.8
DE | 11 | 4 | 6 | 23543.1 | 20179.8 | 23543.1
DE | 11 | 4 | 7 | 26760.3 | 22937.4 | 26760.3
DE | 11 | 4 | 8 | 27527.15 | 23594.7 | 27527.15
DE | 11 | 4 | 9 | 27947.85 | 23955.3 | 27947.85
DE | 11 | 4 | 10 | 28089.25 | 24076.5 | 28089.25
DE | 11 | 4 | 11 | 27965.35 | 23970.3 | 27965.35
DE | 11 | 4 | 12 | 27920.55 | 23931.9 | 27920.55
DE | 11 | 4 | 13 | 27617.45 | 23672.1 | 27617.45
DE | 11 | 4 | 14 | 27500.55 | 23571.9 | 27500.55
DE | 11 | 4 | 15 | 27569.15 | 23630.7 | 27569.15
DE | 11 | 4 | 16 | 27946.1 | 23953.8 | 27946.1
DE | 11 | 4 | 17 | 28190.4 | 24163.2 | 28190.4
DE | 11 | 4 | 18 | 28186.9 | 24160.2 | 28186.9
DE | 11 | 4 | 19 | 28186.9 | 24160.2 | 28186.9
DE | 11 | 4 | 20 | 28018.55 | 24015.9 | 28018.55
DE | 11 | 4 | 21 | 26795.65 | 22967.7 | 26795.65
DE | 11 | 4 | 22 | 25124.4 | 21535.2 | 25124.4
DE | 11 | 4 | 23 | 23925.65 | 20507.7 | 23925.65
DE | 11 | 4 | 24 | 22182.3 | 19013.4 | 22182.3
DE | 11 | 5 | 1 | 21199.85 | 18171.3 | 21199.85
DE | 11 | 5 | 2 | 20591.2 | 17649.6 | 20591.2
DE | 11 | 5 | 3 | 20538.7 | 17604.6 | 20538.7
DE | 11 | 5 | 4 | 20538.7 | 17604.6 | 20538.7
DE | 11 | 5 | 5 | 21154.35 | 18132.3 | 21154.35
DE | 11 | 5 | 6 | 23937.55 | 20517.9 | 23937.55
DE | 11 | 5 | 7 | 27137.25 | 23260.5 | 27137.25
DE | 11 | 5 | 8 | 28026.25 | 24022.5 | 28026.25
DE | 11 | 5 | 9 | 28401.8 | 24344.4 | 28401.8
DE | 11 | 5 | 10 | 28357 | 24306 | 28357
DE | 11 | 5 | 11 | 28106.4 | 24091.2 | 28106.4
DE | 11 | 5 | 12 | 27944.35 | 23952.3 | 27944.35
DE | 11 | 5 | 13 | 27971.65 | 23975.7 | 27971.65
DE | 11 | 5 | 14 | 27973.4 | 23977.2 | 27973.4
DE | 11 | 5 | 15 | 28086.8 | 24074.4 | 28086.8
DE | 11 | 5 | 16 | 28316.75 | 24271.5 | 28316.75
DE | 11 | 5 | 17 | 28549.85 | 24471.3 | 28549.85
DE | 11 | 5 | 18 | 28546.35 | 24468.3 | 28546.35
DE | 11 | 5 | 19 | 28546.35 | 24468.3 | 28546.35
DE | 11 | 5 | 20 | 28068.25 | 24058.5 | 28068.25
DE | 11 | 5 | 21 | 26831.7 | 22998.6 | 26831.7
DE | 11 | 5 | 22 | 25299.05 | 21684.9 | 25299.05
DE | 11 | 5 | 23 | 23925.65 | 20507.7 | 23925.65
DE | 11 | 5 | 24 | 22182.3 | 19013.4 | 22182.3
DE | 11 | 6 | 1 | 21264.25 | 18226.5 | 21264.25
DE | 11 | 6 | 2 | 20756.75 | 17791.5 | 20756.75
DE | 11 | 6 | 3 | 20704.6 | 17746.8 | 20704.6
DE | 11 | 6 | 4 | 20704.6 | 17746.8 | 20704.6
DE | 11 | 6 | 5 | 21374.15 | 18320.7 | 21374.15
DE | 11 | 6 | 6 | 24298.75 | 20827.5 | 24298.75
DE | 11 | 6 | 7 | 27137.25 | 23260.5 | 27137.25
DE | 11 | 6 | 8 | 28026.25 | 24022.5 | 28026.25
DE | 11 | 6 | 9 | 28401.8 | 24344.4 | 28401.8
DE | 11 | 6 | 10 | 28318.85 | 24273.3 | 28318.85
DE | 11 | 6 | 11 | 28007.35 | 24006.3 | 28007.35
DE | 11 | 6 | 12 | 27946.1 | 23953.8 | 27946.1
DE | 11 | 6 | 13 | 27971.65 | 23975.7 | 27971.65
DE | 11 | 6 | 14 | 27947.85 | 23955.3 | 27947.85
DE | 11 | 6 | 15 | 27899.2 | 23913.6 | 27899.2
DE | 11 | 6 | 16 | 27946.1 | 23953.8 | 27946.1
DE | 11 | 6 | 17 | 28124.95 | 24107.1 | 28124.95
DE | 11 | 6 | 18 | 28186.9 | 24160.2 | 28186.9
DE | 11 | 6 | 19 | 28186.9 | 24160.2 | 28186.9
DE | 11 | 6 | 20 | 27788.6 | 23818.8 | 27788.6
DE | 11 | 6 | 21 | 26682.25 | 22870.5 | 26682.25
DE | 11 | 6 | 22 | 24924.2 | 21363.6 | 24924.2
DE | 11 | 6 | 23 | 23508.1 | 20149.8 | 23508.1
DE | 11 | 6 | 24 | 22153.25 | 18988.5 | 22153.25
DE | 11 | 7 | 1 | 21186.9 | 18160.2 | 21186.9
DE | 11 | 7 | 2 | 20542.2 | 17607.6 | 20542.2
DE | 11 | 7 | 3 | 20489.7 | 17562.6 | 20489.7
DE | 11 | 7 | 4 | 20489.7 | 17562.6 | 20489.7
DE | 11 | 7 | 5 | 21029.05 | 18024.9 | 21029.05
DE | 11 | 7 | 6 | 23405.9 | 20062.2 | 23405.9
DE | 11 | 7 | 7 | 26622.75 | 22819.5 | 26622.75
DE | 11 | 7 | 8 | 26826.8 | 22994.4 | 26826.8
DE | 11 | 7 | 9 | 27181.35 | 23298.3 | 27181.35
DE | 11 | 7 | 10 | 27345.85 | 23439.3 | 27345.85
DE | 11 | 7 | 11 | 27363.35 | 23454.3 | 27363.35
DE | 11 | 7 | 12 | 27165.6 | 23284.8 | 27165.6
DE | 11 | 7 | 13 | 27192.9 | 23308.2 | 27192.9
DE | 11 | 7 | 14 | 27275.5 | 23379 | 27275.5
DE | 11 | 7 | 15 | 27322.4 | 23419.2 | 27322.4
DE | 11 | 7 | 16 | 27451.9 | 23530.2 | 27451.9
DE | 11 | 7 | 17 | 27569.5 | 23631 | 27569.5
DE | 11 | 7 | 18 | 27842.5 | 23865 | 27842.5
DE | 11 | 7 | 19 | 27842.5 | 23865 | 27842.5
DE | 11 | 7 | 20 | 27653.85 | 23703.3 | 27653.85
DE | 11 | 7 | 21 | 26726.7 | 22908.6 | 26726.7
DE | 11 | 7 | 22 | 24924.2 | 21363.6 | 24924.2
DE | 11 | 7 | 23 | 23465.75 | 20113.5 | 23465.75
DE | 11 | 7 | 24 | 22124.55 | 18963.9 | 22124.55
DE | 11 | 8 | 1 | 21136.15 | 18116.7 | 21136.15
DE | 11 | 8 | 2 | 20555.85 | 17619.3 | 20555.85
DE | 11 | 8 | 3 | 20503.35 | 17574.3 | 20503.35
DE | 11 | 8 | 4 | 20503.35 | 17574.3 | 20503.35
DE | 11 | 8 | 5 | 21056.7 | 18048.6 | 21056.7
DE | 11 | 8 | 6 | 23478.7 | 20124.6 | 23478.7
DE | 11 | 8 | 7 | 26824.7 | 22992.6 | 26824.7
DE | 11 | 8 | 8 | 27756.05 | 23790.9 | 27756.05
DE | 11 | 8 | 9 | 28013.65 | 24011.7 | 28013.65
DE | 11 | 8 | 10 | 28089.25 | 24076.5 | 28089.25
DE | 11 | 8 | 11 | 27940.15 | 23948.7 | 27940.15
DE | 11 | 8 | 12 | 27921.6 | 23932.8 | 27921.6
DE | 11 | 8 | 13 | 27617.45 | 23672.1 | 27617.45
DE | 11 | 8 | 14 | 27617.45 | 23672.1 | 27617.45
DE | 11 | 8 | 15 | 27569.15 | 23630.7 | 27569.15
DE | 11 | 8 | 16 | 27682.55 | 23727.9 | 27682.55
DE | 11 | 8 | 17 | 27899.55 | 23913.9 | 27899.55
DE | 11 | 8 | 18 | 27942.6 | 23950.8 | 27942.6
DE | 11 | 8 | 19 | 28022.05 | 24018.9 | 28022.05
DE | 11 | 8 | 20 | 27703.2 | 23745.6 | 27703.2
DE | 11 | 8 | 21 | 26717.6 | 22900.8 | 26717.6
DE | 11 | 8 | 22 | 24883.6 | 21328.8 | 24883.6
DE | 11 | 8 | 23 | 23482.9 | 20128.2 | 23482.9
DE | 11 | 8 | 24 | 21674.8 | 18578.4 | 21674.8
DE | 11 | 9 | 1 | 20673.8 | 17720.4 | 20673.8
DE | 11 | 9 | 2 | 19864.95 | 17027.1 | 19864.95
DE | 11 | 9 | 3 | 19586 | 16788 | 19586
DE | 11 | 9 | 4 | 19581.45 | 16784.1 | 19581.45
DE | 11 | 9 | 5 | 19687.15 | 16874.7 | 19687.15
DE | 11 | 9 | 6 | 20058.5 | 17193 | 20058.5
DE | 11 | 9 | 7 | 20797.7 | 17826.6 | 20797.7
DE | 11 | 9 | 8 | 22101.8 | 18944.4 | 22101.8
DE | 11 | 9 | 9 | 23569.7 | 20202.6 | 23569.7
DE | 11 | 9 | 10 | 24019.8 | 20588.4 | 24019.8
DE | 11 | 9 | 11 | 24188.5 | 20733 | 24188.5
DE | 11 | 9 | 12 | 24169.95 | 20717.1 | 24169.95
DE | 11 | 9 | 13 | 24197.25 | 20740.5 | 24197.25
DE | 11 | 9 | 14 | 24227 | 20766 | 24227
DE | 11 | 9 | 15 | 24204.95 | 20747.1 | 24204.95
DE | 11 | 9 | 16 | 24278.8 | 20810.4 | 24278.8
DE | 11 | 9 | 17 | 25180.4 | 21583.2 | 25180.4
DE | 11 | 9 | 18 | 25442.55 | 21807.9 | 25442.55
DE | 11 | 9 | 19 | 25716.95 | 22043.1 | 25716.95
DE | 11 | 9 | 20 | 25605.65 | 21947.7 | 25605.65
DE | 11 | 9 | 21 | 25058.6 | 21478.8 | 25058.6
DE | 11 | 9 | 22 | 24090.85 | 20649.3 | 24090.85
DE | 11 | 9 | 23 | 23039.8 | 19748.4 | 23039.8
DE | 11 | 9 | 24 | 21893.9 | 18766.2 | 21893.9
DE | 11 | 10 | 1 | 21030.8 | 18026.4 | 21030.8
DE | 11 | 10 | 2 | 20305.25 | 17404.5 | 20305.25
DE | 11 | 10 | 3 | 20102.95 | 17231.1 | 20102.95
DE | 11 | 10 | 4 | 20102.95 | 17231.1 | 20102.95
DE | 11 | 10 | 5 | 20214.95 | 17327.1 | 20214.95
DE | 11 | 10 | 6 | 20834.8 | 17858.4 | 20834.8
DE | 11 | 10 | 7 | 21702.8 | 18602.4 | 21702.8
DE | 11 | 10 | 8 | 22774.5 | 19521 | 22774.5
DE | 11 | 10 | 9 | 24075.1 | 20635.8 | 24075.1
DE | 11 | 10 | 10 | 24942.4 | 21379.2 | 24942.4
DE | 11 | 10 | 11 | 25110.75 | 21523.5 | 25110.75
DE | 11 | 10 | 12 | 25091.15 | 21506.7 | 25091.15
DE | 11 | 10 | 13 | 24983 | 21414 | 24983
DE | 11 | 10 | 14 | 24938.2 | 21375.6 | 24938.2
DE | 11 | 10 | 15 | 24938.2 | 21375.6 | 24938.2
DE | 11 | 10 | 16 | 25237.1 | 21631.8 | 25237.1
DE | 11 | 10 | 17 | 25833.15 | 22142.7 | 25833.15
DE | 11 | 10 | 18 | 26252.8 | 22502.4 | 26252.8
DE | 11 | 10 | 19 | 26252.8 | 22502.4 | 26252.8
DE | 11 | 10 | 20 | 25873.05 | 22176.9 | 25873.05
DE | 11 | 10 | 21 | 25376.4 | 21751.2 | 25376.4
DE | 11 | 10 | 22 | 24536.4 | 21031.2 | 24536.4
DE | 11 | 10 | 23 | 23672.25 | 20290.5 | 23672.25
DE | 11 | 10 | 24 | 22270.15 | 19088.7 | 22270.15
DE | 11 | 11 | 1 | 21369.95 | 18317.1 | 21369.95
DE | 11 | 11 | 2 | 21039.55 | 18033.9 | 21039.55
DE | 11 | 11 | 3 | 20987.05 | 17988.9 | 20987.05
DE | 11 | 11 | 4 | 21047.25 | 18040.5 | 21047.25
DE | 11 | 11 | 5 | 21906.5 | 18777 | 21906.5
DE | 11 | 11 | 6 | 25598.65 | 21941.7 | 25598.65
DE | 11 | 11 | 7 | 28008.05 | 24006.9 | 28008.05
DE | 11 | 11 | 8 | 28581.7 | 24498.6 | 28581.7
DE | 11 | 11 | 9 | 29073.8 | 24920.4 | 29073.8
DE | 11 | 11 | 10 | 28993.65 | 24851.7 | 28993.65
DE | 11 | 11 | 11 | 28598.5 | 24513 | 28598.5
DE | 11 | 11 | 12 | 28470.4 | 24403.2 | 28470.4
DE | 11 | 11 | 13 | 28179.9 | 24154.2 | 28179.9
DE | 11 | 11 | 14 | 28015.05 | 24012.9 | 28015.05
DE | 11 | 11 | 15 | 28086.8 | 24074.4 | 28086.8
DE | 11 | 11 | 16 | 28316.75 | 24271.5 | 28316.75
DE | 11 | 11 | 17 | 28549.85 | 24471.3 | 28549.85
DE | 11 | 11 | 18 | 28618.1 | 24529.8 | 28618.1
DE | 11 | 11 | 19 | 28893.55 | 24765.9 | 28893.55
DE | 11 | 11 | 20 | 28357.35 | 24306.3 | 28357.35
DE | 11 | 11 | 21 | 27349.7 | 23442.6 | 27349.7
DE | 11 | 11 | 22 | 25757.9 | 22078.2 | 25757.9
DE | 11 | 11 | 23 | 24520.65 | 21017.7 | 24520.65
DE | 11 | 11 | 24 | 22214.15 | 19040.7 | 22214.15
DE | 11 | 12 | 1 | 21295.05 | 18252.9 | 21295.05
DE | 11 | 12 | 2 | 20827.1 | 17851.8 | 20827.1
DE | 11 | 12 | 3 | 20774.95 | 17807.1 | 20774.95
DE | 11 | 12 | 4 | 20875.75 | 17893.5 | 20875.75
DE | 11 | 12 | 5 | 21584.85 | 18501.3 | 21584.85
DE | 11 | 12 | 6 | 25497.15 | 21854.7 | 25497.15
DE | 11 | 12 | 7 | 27663.3 | 23711.4 | 27663.3
DE | 11 | 12 | 8 | 28308.7 | 24264.6 | 28308.7
DE | 11 | 12 | 9 | 28838.6 | 24718.8 | 28838.6
DE | 11 | 12 | 10 | 28829.85 | 24711.3 | 28829.85
DE | 11 | 12 | 11 | 28598.5 | 24513 | 28598.5
DE | 11 | 12 | 12 | 28507.15 | 24434.7 | 28507.15
DE | 11 | 12 | 13 | 28534.45 | 24458.1 | 28534.45
DE | 11 | 12 | 14 | 28534.45 | 24458.1 | 28534.45
DE | 11 | 12 | 15 | 28507.15 | 24434.7 | 28507.15
DE | 11 | 12 | 16 | 28507.15 | 24434.7 | 28507.15
DE | 11 | 12 | 17 | 28549.85 | 24471.3 | 28549.85
DE | 11 | 12 | 18 | 28618.1 | 24529.8 | 28618.1
DE | 11 | 12 | 19 | 28618.1 | 24529.8 | 28618.1
DE | 11 | 12 | 20 | 28140 | 24120 | 28140
DE | 11 | 12 | 21 | 26944.75 | 23095.5 | 26944.75
DE | 11 | 12 | 22 | 25299.05 | 21684.9 | 25299.05
DE | 11 | 12 | 23 | 23966.6 | 20542.8 | 23966.6
DE | 11 | 12 | 24 | 22182.3 | 19013.4 | 22182.3
DE | 11 | 13 | 1 | 21290.85 | 18249.3 | 21290.85
DE | 11 | 13 | 2 | 20769 | 17802 | 20769
DE | 11 | 13 | 3 | 20720.7 | 17760.6 | 20720.7
DE | 11 | 13 | 4 | 20723.15 | 17762.7 | 20723.15
DE | 11 | 13 | 5 | 21491.05 | 18420.9 | 21491.05
DE | 11 | 13 | 6 | 24857.7 | 21306.6 | 24857.7
DE | 11 | 13 | 7 | 27436.5 | 23517 | 27436.5
DE | 11 | 13 | 8 | 28261.45 | 24224.1 | 28261.45
DE | 11 | 13 | 9 | 28806.75 | 24691.5 | 28806.75
DE | 11 | 13 | 10 | 28581.35 | 24498.3 | 28581.35
DE | 11 | 13 | 11 | 28374.5 | 24321 | 28374.5
DE | 11 | 13 | 12 | 27987.75 | 23989.5 | 27987.75
DE | 11 | 13 | 13 | 27947.85 | 23955.3 | 27947.85
DE | 11 | 13 | 14 | 27947.85 | 23955.3 | 27947.85
DE | 11 | 13 | 15 | 27923 | 23934 | 27923
DE | 11 | 13 | 16 | 28086.8 | 24074.4 | 28086.8
DE | 11 | 13 | 17 | 28549.85 | 24471.3 | 28549.85
DE | 11 | 13 | 18 | 28786.8 | 24674.4 | 28786.8
DE | 11 | 13 | 19 | 28971.25 | 24832.5 | 28971.25
DE | 11 | 13 | 20 | 28477.05 | 24408.9 | 28477.05
DE | 11 | 13 | 21 | 27472.2 | 23547.6 | 27472.2
DE | 11 | 13 | 22 | 25935 | 22230 | 25935
DE | 11 | 13 | 23 | 24578.4 | 21067.2 | 24578.4
DE | 11 | 13 | 24 | 22270.15 | 19088.7 | 22270.15
DE | 11 | 14 | 1 | 21404.95 | 18347.1 | 21404.95
DE | 11 | 14 | 2 | 21039.55 | 18033.9 | 21039.55
DE | 11 | 14 | 3 | 21047.25 | 18040.5 | 21047.25
DE | 11 | 14 | 4 | 21047.25 | 18040.5 | 21047.25
DE | 11 | 14 | 5 | 21913.15 | 18782.7 | 21913.15
DE | 11 | 14 | 6 | 25598.65 | 21941.7 | 25598.65
DE | 11 | 14 | 7 | 28008.05 | 24006.9 | 28008.05
DE | 11 | 14 | 8 | 28581.7 | 24498.6 | 28581.7
DE | 11 | 14 | 9 | 29261.75 | 25081.5 | 29261.75
DE | 11 | 14 | 10 | 29258.6 | 25078.8 | 29258.6
DE | 11 | 14 | 11 | 28924.35 | 24792.3 | 28924.35
DE | 11 | 14 | 12 | 28579.25 | 24496.5 | 28579.25
DE | 11 | 14 | 13 | 28534.45 | 24458.1 | 28534.45
DE | 11 | 14 | 14 | 28534.45 | 24458.1 | 28534.45
DE | 11 | 14 | 15 | 28507.15 | 24434.7 | 28507.15
DE | 11 | 14 | 16 | 28579.25 | 24496.5 | 28579.25
DE | 11 | 14 | 17 | 28974.75 | 24835.5 | 28974.75
DE | 11 | 14 | 18 | 29013.95 | 24869.1 | 29013.95
DE | 11 | 14 | 19 | 29013.6 | 24868.8 | 29013.6
DE | 11 | 14 | 20 | 28477.05 | 24408.9 | 28477.05
DE | 11 | 14 | 21 | 27349.7 | 23442.6 | 27349.7
DE | 11 | 14 | 22 | 25757.9 | 22078.2 | 25757.9
DE | 11 | 14 | 23 | 24520.65 | 21017.7 | 24520.65
DE | 11 | 14 | 24 | 22214.15 | 19040.7 | 22214.15
DE | 11 | 15 | 1 | 21295.05 | 18252.9 | 21295.05
DE | 11 | 15 | 2 | 20804 | 17832 | 20804
DE | 11 | 15 | 3 | 20751.5 | 17787 | 20751.5
DE | 11 | 15 | 4 | 20751.5 | 17787 | 20751.5
DE | 11 | 15 | 5 | 21460.95 | 18395.1 | 21460.95
DE | 11 | 15 | 6 | 24857.7 | 21306.6 | 24857.7
DE | 11 | 15 | 7 | 27436.5 | 23517 | 27436.5
DE | 11 | 15 | 8 | 28308.7 | 24264.6 | 28308.7
DE | 11 | 15 | 9 | 28885.85 | 24759.3 | 28885.85
DE | 11 | 15 | 10 | 28907.2 | 24777.6 | 28907.2
DE | 11 | 15 | 11 | 28847 | 24726 | 28847
DE | 11 | 15 | 12 | 28720.3 | 24617.4 | 28720.3
DE | 11 | 15 | 13 | 28606.2 | 24519.6 | 28606.2
DE | 11 | 15 | 14 | 28606.2 | 24519.6 | 28606.2
DE | 11 | 15 | 15 | 28579.25 | 24496.5 | 28579.25
DE | 11 | 15 | 16 | 28579.25 | 24496.5 | 28579.25
DE | 11 | 15 | 17 | 28897.05 | 24768.9 | 28897.05
DE | 11 | 15 | 18 | 28971.25 | 24832.5 | 28971.25
DE | 11 | 15 | 19 | 29013.6 | 24868.8 | 29013.6
DE | 11 | 15 | 20 | 28559.3 | 24479.4 | 28559.3
DE | 11 | 15 | 21 | 27488.65 | 23561.7 | 27488.65
DE | 11 | 15 | 22 | 25935 | 22230 | 25935
DE | 11 | 15 | 23 | 24760.05 | 21222.9 | 24760.05
DE | 11 | 15 | 24 | 22074.85 | 18921.3 | 22074.85
DE | 11 | 16 | 1 | 21059.85 | 18051.3 | 21059.85
DE | 11 | 16 | 2 | 20666.8 | 17714.4 | 20666.8
DE | 11 | 16 | 3 | 20462.05 | 17538.9 | 20462.05
DE | 11 | 16 | 4 | 20462.05 | 17538.9 | 20462.05
DE | 11 | 16 | 5 | 20619.2 | 17673.6 | 20619.2
DE | 11 | 16 | 6 | 21130.2 | 18111.6 | 21130.2
DE | 11 | 16 | 7 | 22120.35 | 18960.3 | 22120.35
DE | 11 | 16 | 8 | 23352.35 | 20016.3 | 23352.35
DE | 11 | 16 | 9 | 25044.25 | 21466.5 | 25044.25
DE | 11 | 16 | 10 | 25926.25 | 22222.5 | 25926.25
DE | 11 | 16 | 11 | 25882.85 | 22185.3 | 25882.85
DE | 11 | 16 | 12 | 25733.75 | 22057.5 | 25733.75
DE | 11 | 16 | 13 | 25539.15 | 21890.7 | 25539.15
DE | 11 | 16 | 14 | 25459 | 21822 | 25459
DE | 11 | 16 | 15 | 25459 | 21822 | 25459
DE | 11 | 16 | 16 | 25596.55 | 21939.9 | 25596.55
DE | 11 | 16 | 17 | 26331.2 | 22569.6 | 26331.2
DE | 11 | 16 | 18 | 26734.05 | 22914.9 | 26734.05
DE | 11 | 16 | 19 | 26709.55 | 22893.9 | 26709.55
DE | 11 | 16 | 20 | 26285.35 | 22530.3 | 26285.35
DE | 11 | 16 | 21 | 25695.6 | 22024.8 | 25695.6
DE | 11 | 16 | 22 | 24747.1 | 21211.8 | 24747.1
DE | 11 | 16 | 23 | 23672.25 | 20290.5 | 23672.25
DE | 11 | 16 | 24 | 21948.5 | 18813 | 21948.5
DE | 11 | 17 | 1 | 21030.45 | 18026.1 | 21030.45
DE | 11 | 17 | 2 | 20530.3 | 17597.4 | 20530.3
DE | 11 | 17 | 3 | 20370.7 | 17460.6 | 20370.7
DE | 11 | 17 | 4 | 20370.7 | 17460.6 | 20370.7
DE | 11 | 17 | 5 | 20402.55 | 17487.9 | 20402.55
DE | 11 | 17 | 6 | 21005.6 | 18004.8 | 21005.6
DE | 11 | 17 | 7 | 21807.8 | 18692.4 | 21807.8
DE | 11 | 17 | 8 | 23023 | 19734 | 23023
DE | 11 | 17 | 9 | 24504.55 | 21003.9 | 24504.55
DE | 11 | 17 | 10 | 25371.85 | 21747.3 | 25371.85
DE | 11 | 17 | 11 | 25095.7 | 21510.6 | 25095.7
DE | 11 | 17 | 12 | 25091.15 | 21506.7 | 25091.15
DE | 11 | 17 | 13 | 25118.45 | 21530.1 | 25118.45
DE | 11 | 17 | 14 | 24938.2 | 21375.6 | 24938.2
DE | 11 | 17 | 15 | 24938.2 | 21375.6 | 24938.2
DE | 11 | 17 | 16 | 25237.1 | 21631.8 | 25237.1
DE | 11 | 17 | 17 | 25848.2 | 22155.6 | 25848.2
DE | 11 | 17 | 18 | 25926.95 | 22223.1 | 25926.95
DE | 11 | 17 | 19 | 25926.95 | 22223.1 | 25926.95
DE | 11 | 17 | 20 | 25605.65 | 21947.7 | 25605.65
DE | 11 | 17 | 21 | 25326 | 21708 | 25326
DE | 11 | 17 | 22 | 24358.25 | 20878.5 | 24358.25
DE | 11 | 17 | 23 | 23363.2 | 20025.6 | 23363.2
DE | 11 | 17 | 24 | 22244.6 | 19066.8 | 22244.6
DE | 11 | 18 | 1 | 21325.5 | 18279 | 21325.5
DE | 11 | 18 | 2 | 20834.1 | 17857.8 | 20834.1
DE | 11 | 18 | 3 | 20754.3 | 17789.4 | 20754.3
DE | 11 | 18 | 4 | 20781.95 | 17813.1 | 20781.95
DE | 11 | 18 | 5 | 21491.05 | 18420.9 | 21491.05
DE | 11 | 18 | 6 | 24731 | 21198 | 24731
DE | 11 | 18 | 7 | 27346.9 | 23440.2 | 27346.9
DE | 11 | 18 | 8 | 28261.45 | 24224.1 | 28261.45
DE | 11 | 18 | 9 | 28806.75 | 24691.5 | 28806.75
DE | 11 | 18 | 10 | 28907.2 | 24777.6 | 28907.2
DE | 11 | 18 | 11 | 28924.35 | 24792.3 | 28924.35
DE | 11 | 18 | 12 | 28827.4 | 24709.2 | 28827.4
DE | 11 | 18 | 13 | 28854.7 | 24732.6 | 28854.7
DE | 11 | 18 | 14 | 28845.25 | 24724.5 | 28845.25
DE | 11 | 18 | 15 | 28854.7 | 24732.6 | 28854.7
DE | 11 | 18 | 16 | 28854.7 | 24732.6 | 28854.7
DE | 11 | 18 | 17 | 28897.05 | 24768.9 | 28897.05
DE | 11 | 18 | 18 | 28893.55 | 24765.9 | 28893.55
DE | 11 | 18 | 19 | 28893.55 | 24765.9 | 28893.55
DE | 11 | 18 | 20 | 28434.7 | 24372.6 | 28434.7
DE | 11 | 18 | 21 | 27162.1 | 23281.8 | 27162.1
DE | 11 | 18 | 22 | 25570.3 | 21917.4 | 25570.3
DE | 11 | 18 | 23 | 24520.65 | 21017.7 | 24520.65
DE | 11 | 18 | 24 | 22208.9 | 19036.2 | 22208.9
DE | 11 | 19 | 1 | 21295.05 | 18252.9 | 21295.05
DE | 11 | 19 | 2 | 20804 | 17832 | 20804
DE | 11 | 19 | 3 | 20751.5 | 17787 | 20751.5
DE | 11 | 19 | 4 | 20751.5 | 17787 | 20751.5
DE | 11 | 19 | 5 | 21460.95 | 18395.1 | 21460.95
DE | 11 | 19 | 6 | 24857.7 | 21306.6 | 24857.7
DE | 11 | 19 | 7 | 27436.5 | 23517 | 27436.5
DE | 11 | 19 | 8 | 28261.45 | 24224.1 | 28261.45
DE | 11 | 19 | 9 | 28806.75 | 24691.5 | 28806.75
DE | 11 | 19 | 10 | 28907.2 | 24777.6 | 28907.2
DE | 11 | 19 | 11 | 28639.8 | 24548.4 | 28639.8
DE | 11 | 19 | 12 | 28579.25 | 24496.5 | 28579.25
DE | 11 | 19 | 13 | 28606.2 | 24519.6 | 28606.2
DE | 11 | 19 | 14 | 28606.2 | 24519.6 | 28606.2
DE | 11 | 19 | 15 | 28507.15 | 24434.7 | 28507.15
DE | 11 | 19 | 16 | 28579.25 | 24496.5 | 28579.25
DE | 11 | 19 | 17 | 28621.6 | 24532.8 | 28621.6
DE | 11 | 19 | 18 | 28618.1 | 24529.8 | 28618.1
DE | 11 | 19 | 19 | 28618.1 | 24529.8 | 28618.1
DE | 11 | 19 | 20 | 28140 | 24120 | 28140
DE | 11 | 19 | 21 | 26944.75 | 23095.5 | 26944.75
DE | 11 | 19 | 22 | 25340.35 | 21720.3 | 25340.35
DE | 11 | 19 | 23 | 24333.05 | 20856.9 | 24333.05
DE | 11 | 19 | 24 | 22244.6 | 19066.8 | 22244.6
DE | 11 | 20 | 1 | 21289.8 | 18248.4 | 21289.8
DE | 11 | 20 | 2 | 20804 | 17832 | 20804
DE | 11 | 20 | 3 | 20774.95 | 17807.1 | 20774.95
DE | 11 | 20 | 4 | 20900.95 | 17915.1 | 20900.95
DE | 11 | 20 | 5 | 21661.5 | 18567 | 21661.5
DE | 11 | 20 | 6 | 25557.35 | 21906.3 | 25557.35
DE | 11 | 20 | 7 | 27975.85 | 23979.3 | 27975.85
DE | 11 | 20 | 8 | 28581.7 | 24498.6 | 28581.7
DE | 11 | 20 | 9 | 29261.75 | 25081.5 | 29261.75
DE | 11 | 20 | 10 | 29579.9 | 25354.2 | 29579.9
DE | 11 | 20 | 11 | 29276.1 | 25093.8 | 29276.1
DE | 11 | 20 | 12 | 29038.8 | 24890.4 | 29038.8
DE | 11 | 20 | 13 | 28939.75 | 24805.5 | 28939.75
DE | 11 | 20 | 14 | 28932.05 | 24798.9 | 28932.05
DE | 11 | 20 | 15 | 28939.75 | 24805.5 | 28939.75
DE | 11 | 20 | 16 | 29006.25 | 24862.5 | 29006.25
DE | 11 | 20 | 17 | 29347.5 | 25155 | 29347.5
DE | 11 | 20 | 18 | 29393 | 25194 | 29393
DE | 11 | 20 | 19 | 29538.25 | 25318.5 | 29538.25
DE | 11 | 20 | 20 | 29137.15 | 24974.7 | 29137.15
DE | 11 | 20 | 21 | 27913.55 | 23925.9 | 27913.55
DE | 11 | 20 | 22 | 26347.3 | 22583.4 | 26347.3
DE | 11 | 20 | 23 | 24956.4 | 21391.2 | 24956.4
DE | 11 | 20 | 24 | 22158.85 | 18993.3 | 22158.85
DE | 11 | 21 | 1 | 21476.7 | 18408.6 | 21476.7
DE | 11 | 21 | 2 | 21045.15 | 18038.7 | 21045.15
DE | 11 | 21 | 3 | 20993 | 17994 | 20993
DE | 11 | 21 | 4 | 21037.45 | 18032.1 | 21037.45
DE | 11 | 21 | 5 | 21924.35 | 18792.3 | 21924.35
DE | 11 | 21 | 6 | 25646.95 | 21983.1 | 25646.95
DE | 11 | 21 | 7 | 28260.4 | 24223.2 | 28260.4
DE | 11 | 21 | 8 | 28818.65 | 24701.7 | 28818.65
DE | 11 | 21 | 9 | 29613.15 | 25382.7 | 29613.15
DE | 11 | 21 | 10 | 30057.65 | 25763.7 | 30057.65
DE | 11 | 21 | 11 | 29746.15 | 25496.7 | 29746.15
DE | 11 | 21 | 12 | 29380.75 | 25183.5 | 29380.75
DE | 11 | 21 | 13 | 29308.3 | 25121.4 | 29308.3
DE | 11 | 21 | 14 | 29308.3 | 25121.4 | 29308.3
DE | 11 | 21 | 15 | 29308.3 | 25121.4 | 29308.3
DE | 11 | 21 | 16 | 29483.3 | 25271.4 | 29483.3
DE | 11 | 21 | 17 | 29908.9 | 25636.2 | 29908.9
DE | 11 | 21 | 18 | 29908.9 | 25636.2 | 29908.9
DE | 11 | 21 | 19 | 29884.4 | 25615.2 | 29884.4
DE | 11 | 21 | 20 | 29260.7 | 25080.6 | 29260.7
DE | 11 | 21 | 21 | 27913.55 | 23925.9 | 27913.55
DE | 11 | 21 | 22 | 26347.3 | 22583.4 | 26347.3
DE | 11 | 21 | 23 | 24936.1 | 21373.8 | 24936.1
DE | 11 | 21 | 24 | 22339.45 | 19148.1 | 22339.45
DE | 11 | 22 | 1 | 21505.4 | 18433.2 | 21505.4
DE | 11 | 22 | 2 | 21099.4 | 18085.2 | 21099.4
DE | 11 | 22 | 3 | 21047.25 | 18040.5 | 21047.25
DE | 11 | 22 | 4 | 21047.25 | 18040.5 | 21047.25
DE | 11 | 22 | 5 | 21913.15 | 18782.7 | 21913.15
DE | 11 | 22 | 6 | 25557.35 | 21906.3 | 25557.35
DE | 11 | 22 | 7 | 27975.85 | 23979.3 | 27975.85
DE | 11 | 22 | 8 | 28440.3 | 24377.4 | 28440.3
DE | 11 | 22 | 9 | 29020.6 | 24874.8 | 29020.6
DE | 11 | 22 | 10 | 29258.6 | 25078.8 | 29258.6
DE | 11 | 22 | 11 | 29230.25 | 25054.5 | 29230.25
DE | 11 | 22 | 12 | 29038.8 | 24890.4 | 29038.8
DE | 11 | 22 | 13 | 29018.85 | 24873.3 | 29018.85
DE | 11 | 22 | 14 | 28939.75 | 24805.5 | 28939.75
DE | 11 | 22 | 15 | 28939.75 | 24805.5 | 28939.75
DE | 11 | 22 | 16 | 28974.4 | 24835.2 | 28974.4
DE | 11 | 22 | 17 | 29017.1 | 24871.8 | 29017.1
DE | 11 | 22 | 18 | 29013.6 | 24868.8 | 29013.6
DE | 11 | 22 | 19 | 29013.6 | 24868.8 | 29013.6
DE | 11 | 22 | 20 | 28477.75 | 24409.5 | 28477.75
DE | 11 | 22 | 21 | 27300 | 23400 | 27300
DE | 11 | 22 | 22 | 25707.85 | 22035.3 | 25707.85
DE | 11 | 22 | 23 | 24470.6 | 20974.8 | 24470.6
DE | 11 | 22 | 24 | 21888.65 | 18761.7 | 21888.65
DE | 11 | 23 | 1 | 20970.6 | 17974.8 | 20970.6
DE | 11 | 23 | 2 | 20382.95 | 17471.1 | 20382.95
DE | 11 | 23 | 3 | 20223.7 | 17334.6 | 20223.7
DE | 11 | 23 | 4 | 20223.7 | 17334.6 | 20223.7
DE | 11 | 23 | 5 | 20335.7 | 17430.6 | 20335.7
DE | 11 | 23 | 6 | 20966.75 | 17971.5 | 20966.75
DE | 11 | 23 | 7 | 21888.3 | 18761.4 | 21888.3
DE | 11 | 23 | 8 | 23023 | 19734 | 23023
DE | 11 | 23 | 9 | 24504.55 | 21003.9 | 24504.55
DE | 11 | 23 | 10 | 25371.85 | 21747.3 | 25371.85
DE | 11 | 23 | 11 | 25095.7 | 21510.6 | 25095.7
DE | 11 | 23 | 12 | 25076.1 | 21493.8 | 25076.1
DE | 11 | 23 | 13 | 25118.45 | 21530.1 | 25118.45
DE | 11 | 23 | 14 | 25148.2 | 21555.6 | 25148.2
DE | 11 | 23 | 15 | 25148.2 | 21555.6 | 25148.2
DE | 11 | 23 | 16 | 25222.05 | 21618.9 | 25222.05
DE | 11 | 23 | 17 | 26159 | 22422 | 26159
DE | 11 | 23 | 18 | 26314.4 | 22555.2 | 26314.4
DE | 11 | 23 | 19 | 26605.25 | 22804.5 | 26605.25
DE | 11 | 23 | 20 | 26285.35 | 22530.3 | 26285.35
DE | 11 | 23 | 21 | 25695.6 | 22024.8 | 25695.6
DE | 11 | 23 | 22 | 24747.1 | 21211.8 | 24747.1
DE | 11 | 23 | 23 | 23846.55 | 20439.9 | 23846.55
DE | 11 | 23 | 24 | 22095.85 | 18939.3 | 22095.85
DE | 11 | 24 | 1 | 21059.85 | 18051.3 | 21059.85
DE | 11 | 24 | 2 | 20666.8 | 17714.4 | 20666.8
DE | 11 | 24 | 3 | 20503.7 | 17574.6 | 20503.7
DE | 11 | 24 | 4 | 20468 | 17544 | 20468
DE | 11 | 24 | 5 | 20615.7 | 17670.6 | 20615.7
DE | 11 | 24 | 6 | 21126.7 | 18108.6 | 21126.7
DE | 11 | 24 | 7 | 22065.4 | 18913.2 | 22065.4
DE | 11 | 24 | 8 | 23084.6 | 19786.8 | 23084.6
DE | 11 | 24 | 9 | 24852.1 | 21301.8 | 24852.1
DE | 11 | 24 | 10 | 25833.15 | 22142.7 | 25833.15
DE | 11 | 24 | 11 | 25531.45 | 21884.1 | 25531.45
DE | 11 | 24 | 12 | 25401.95 | 21773.1 | 25401.95
DE | 11 | 24 | 13 | 25429.25 | 21796.5 | 25429.25
DE | 11 | 24 | 14 | 25459 | 21822 | 25459
DE | 11 | 24 | 15 | 25459 | 21822 | 25459
DE | 11 | 24 | 16 | 25658.15 | 21992.7 | 25658.15
DE | 11 | 24 | 17 | 26636.75 | 22831.5 | 26636.75
DE | 11 | 24 | 18 | 26855.5 | 23019 | 26855.5
DE | 11 | 24 | 19 | 27061.3 | 23195.4 | 27061.3
DE | 11 | 24 | 20 | 26724.95 | 22907.1 | 26724.95
DE | 11 | 24 | 21 | 26164.95 | 22427.1 | 26164.95
DE | 11 | 24 | 22 | 25126.85 | 21537.3 | 25126.85
DE | 11 | 24 | 23 | 24163.3 | 20711.4 | 24163.3
DE | 11 | 24 | 24 | 22283.8 | 19100.4 | 22283.8
DE | 11 | 25 | 1 | 21715.05 | 18612.9 | 21715.05
DE | 11 | 25 | 2 | 21568.05 | 18486.9 | 21568.05
DE | 11 | 25 | 3 | 21826 | 18708 | 21826
DE | 11 | 25 | 4 | 21826 | 18708 | 21826
DE | 11 | 25 | 5 | 22638.7 | 19404.6 | 22638.7
DE | 11 | 25 | 6 | 26085.85 | 22359.3 | 26085.85
DE | 11 | 25 | 7 | 28697.9 | 24598.2 | 28697.9
DE | 11 | 25 | 8 | 29178.45 | 25010.1 | 29178.45
DE | 11 | 25 | 9 | 29678.95 | 25439.1 | 29678.95
DE | 11 | 25 | 10 | 30057.65 | 25763.7 | 30057.65
DE | 11 | 25 | 11 | 29746.15 | 25496.7 | 29746.15
DE | 11 | 25 | 12 | 29380.75 | 25183.5 | 29380.75
DE | 11 | 25 | 13 | 29308.3 | 25121.4 | 29308.3
DE | 11 | 25 | 14 | 29262.45 | 25082.1 | 29262.45
DE | 11 | 25 | 15 | 29308.3 | 25121.4 | 29308.3
DE | 11 | 25 | 16 | 29483.3 | 25271.4 | 29483.3
DE | 11 | 25 | 17 | 29908.9 | 25636.2 | 29908.9
DE | 11 | 25 | 18 | 29995 | 25710 | 29995
DE | 11 | 25 | 19 | 30130.8 | 25826.4 | 30130.8
DE | 11 | 25 | 20 | 29329.3 | 25139.4 | 29329.3
DE | 11 | 25 | 21 | 28198.8 | 24170.4 | 28198.8
DE | 11 | 25 | 22 | 26845.35 | 23010.3 | 26845.35
DE | 11 | 25 | 23 | 25497.5 | 21855 | 25497.5
DE | 11 | 25 | 24 | 22661.8 | 19424.4 | 22661.8
DE | 11 | 26 | 1 | 22146.25 | 18982.5 | 22146.25
DE | 11 | 26 | 2 | 21921.2 | 18789.6 | 21921.2
DE | 11 | 26 | 3 | 21869.05 | 18744.9 | 21869.05
DE | 11 | 26 | 4 | 21869.05 | 18744.9 | 21869.05
DE | 11 | 26 | 5 | 22681.4 | 19441.2 | 22681.4
DE | 11 | 26 | 6 | 26128.55 | 22395.9 | 26128.55
DE | 11 | 26 | 7 | 28697.9 | 24598.2 | 28697.9
DE | 11 | 26 | 8 | 29178.45 | 25010.1 | 29178.45
DE | 11 | 26 | 9 | 30135.35 | 25830.3 | 30135.35
DE | 11 | 26 | 10 | 30396.8 | 26054.4 | 30396.8
DE | 11 | 26 | 11 | 30003.75 | 25717.5 | 30003.75
DE | 11 | 26 | 12 | 29726.9 | 25480.2 | 29726.9
DE | 11 | 26 | 13 | 29735.3 | 25487.4 | 29735.3
DE | 11 | 26 | 14 | 29432.2 | 25227.6 | 29432.2
DE | 11 | 26 | 15 | 29735.3 | 25487.4 | 29735.3
DE | 11 | 26 | 16 | 29915.55 | 25641.9 | 29915.55
DE | 11 | 26 | 17 | 30140.25 | 25834.5 | 30140.25
DE | 11 | 26 | 18 | 30301.95 | 25973.1 | 30301.95
DE | 11 | 26 | 19 | 30489.9 | 26134.2 | 30489.9
DE | 11 | 26 | 20 | 29748.95 | 25499.1 | 29748.95
DE | 11 | 26 | 21 | 28411.25 | 24352.5 | 28411.25
DE | 11 | 26 | 22 | 26845.35 | 23010.3 | 26845.35
DE | 11 | 26 | 23 | 25497.5 | 21855 | 25497.5
DE | 11 | 26 | 24 | 22447.95 | 19241.1 | 22447.95
DE | 11 | 27 | 1 | 21715.05 | 18612.9 | 21715.05
DE | 11 | 27 | 2 | 21399.7 | 18342.6 | 21399.7
DE | 11 | 27 | 3 | 21245.7 | 18210.6 | 21245.7
DE | 11 | 27 | 4 | 21245.7 | 18210.6 | 21245.7
DE | 11 | 27 | 5 | 22088.15 | 18932.7 | 22088.15
DE | 11 | 27 | 6 | 25672.5 | 22005 | 25672.5
DE | 11 | 27 | 7 | 28260.4 | 24223.2 | 28260.4
DE | 11 | 27 | 8 | 28733.6 | 24628.8 | 28733.6
DE | 11 | 27 | 9 | 29503.25 | 25288.5 | 29503.25
DE | 11 | 27 | 10 | 29832.25 | 25570.5 | 29832.25
DE | 11 | 27 | 11 | 29746.15 | 25496.7 | 29746.15
DE | 11 | 27 | 12 | 29380.75 | 25183.5 | 29380.75
DE | 11 | 27 | 13 | 29308.3 | 25121.4 | 29308.3
DE | 11 | 27 | 14 | 29308.3 | 25121.4 | 29308.3
DE | 11 | 27 | 15 | 29262.45 | 25082.1 | 29262.45
DE | 11 | 27 | 16 | 29272.95 | 25091.1 | 29272.95
DE | 11 | 27 | 17 | 29143.45 | 24980.1 | 29143.45
DE | 11 | 27 | 18 | 29092.35 | 24936.3 | 29092.35
DE | 11 | 27 | 19 | 29013.6 | 24868.8 | 29013.6
DE | 11 | 27 | 20 | 28477.05 | 24408.9 | 28477.05
DE | 11 | 27 | 21 | 27162.1 | 23281.8 | 27162.1
DE | 11 | 27 | 22 | 25570.3 | 21917.4 | 25570.3
DE | 11 | 27 | 23 | 24333.05 | 20856.9 | 24333.05
DE | 11 | 27 | 24 | 22244.6 | 19066.8 | 22244.6
DE | 11 | 28 | 1 | 21297.85 | 18255.3 | 21297.85
DE | 11 | 28 | 2 | 20806.8 | 17834.4 | 20806.8
DE | 11 | 28 | 3 | 20723.15 | 17762.7 | 20723.15
DE | 11 | 28 | 4 | 20720.7 | 17760.6 | 20720.7
DE | 11 | 28 | 5 | 21374.15 | 18320.7 | 21374.15
DE | 11 | 28 | 6 | 24298.75 | 20827.5 | 24298.75
DE | 11 | 28 | 7 | 27137.25 | 23260.5 | 27137.25
DE | 11 | 28 | 8 | 28026.25 | 24022.5 | 28026.25
DE | 11 | 28 | 9 | 28401.8 | 24344.4 | 28401.8
DE | 11 | 28 | 10 | 28509.6 | 24436.8 | 28509.6
DE | 11 | 28 | 11 | 28526.75 | 24451.5 | 28526.75
DE | 11 | 28 | 12 | 28354.9 | 24304.2 | 28354.9
DE | 11 | 28 | 13 | 28344.05 | 24294.9 | 28344.05
DE | 11 | 28 | 14 | 28344.05 | 24294.9 | 28344.05
DE | 11 | 28 | 15 | 28316.75 | 24271.5 | 28316.75
DE | 11 | 28 | 16 | 28354.9 | 24304.2 | 28354.9
DE | 11 | 28 | 17 | 28549.85 | 24471.3 | 28549.85
DE | 11 | 28 | 18 | 28546.35 | 24468.3 | 28546.35
DE | 11 | 28 | 19 | 28546.35 | 24468.3 | 28546.35
DE | 11 | 28 | 20 | 28068.25 | 24058.5 | 28068.25
DE | 11 | 28 | 21 | 26831.7 | 22998.6 | 26831.7
DE | 11 | 28 | 22 | 25340.35 | 21720.3 | 25340.35
DE | 11 | 28 | 23 | 23966.6 | 20542.8 | 23966.6
DE | 11 | 28 | 24 | 22182.3 | 19013.4 | 22182.3
DE | 11 | 29 | 1 | 21290.85 | 18249.3 | 21290.85
DE | 11 | 29 | 2 | 20756.75 | 17791.5 | 20756.75
DE | 11 | 29 | 3 | 20723.15 | 17762.7 | 20723.15
DE | 11 | 29 | 4 | 20781.95 | 17813.1 | 20781.95
DE | 11 | 29 | 5 | 21491.05 | 18420.9 | 21491.05
DE | 11 | 29 | 6 | 24695.3 | 21167.4 | 24695.3
DE | 11 | 29 | 7 | 27311.55 | 23409.9 | 27311.55
DE | 11 | 29 | 8 | 28261.45 | 24224.1 | 28261.45
DE | 11 | 29 | 9 | 28799.4 | 24685.2 | 28799.4
DE | 11 | 29 | 10 | 28829.85 | 24711.3 | 28829.85
DE | 11 | 29 | 11 | 28598.5 | 24513 | 28598.5
DE | 11 | 29 | 12 | 28579.25 | 24496.5 | 28579.25
DE | 11 | 29 | 13 | 28606.2 | 24519.6 | 28606.2
DE | 11 | 29 | 14 | 28606.2 | 24519.6 | 28606.2
DE | 11 | 29 | 15 | 28579.25 | 24496.5 | 28579.25
DE | 11 | 29 | 16 | 28579.25 | 24496.5 | 28579.25
DE | 11 | 29 | 17 | 28621.6 | 24532.8 | 28621.6
DE | 11 | 29 | 18 | 28893.55 | 24765.9 | 28893.55
DE | 11 | 29 | 19 | 28971.25 | 24832.5 | 28971.25
DE | 11 | 29 | 20 | 28511.7 | 24438.6 | 28511.7
DE | 11 | 29 | 21 | 27384.35 | 23472.3 | 27384.35
DE | 11 | 29 | 22 | 25811.45 | 22124.1 | 25811.45
DE | 11 | 29 | 23 | 24574.2 | 21063.6 | 24574.2
DE | 11 | 29 | 24 | 21969.85 | 18831.3 | 21969.85
DE | 11 | 30 | 1 | 21051.8 | 18044.4 | 21051.8
DE | 11 | 30 | 2 | 20530.3 | 17597.4 | 20530.3
DE | 11 | 30 | 3 | 20382.95 | 17471.1 | 20382.95
DE | 11 | 30 | 4 | 20370.7 | 17460.6 | 20370.7
DE | 11 | 30 | 5 | 20483.05 | 17556.9 | 20483.05
DE | 11 | 30 | 6 | 21005.6 | 18004.8 | 21005.6
DE | 11 | 30 | 7 | 21807.8 | 18692.4 | 21807.8
DE | 11 | 30 | 8 | 23084.6 | 19786.8 | 23084.6
DE | 11 | 30 | 9 | 24806.95 | 21263.1 | 24806.95
DE | 11 | 30 | 10 | 25592 | 21936 | 25592
DE | 11 | 30 | 11 | 25421.55 | 21789.9 | 25421.55
DE | 11 | 30 | 12 | 25401.95 | 21773.1 | 25401.95
DE | 11 | 30 | 13 | 25103.4 | 21517.2 | 25103.4
DE | 11 | 30 | 14 | 25133.15 | 21542.7 | 25133.15
DE | 11 | 30 | 15 | 25133.15 | 21542.7 | 25133.15
DE | 11 | 30 | 16 | 25547.9 | 21898.2 | 25547.9
DE | 11 | 30 | 17 | 26159 | 22422 | 26159
DE | 11 | 30 | 18 | 26252.8 | 22502.4 | 26252.8
DE | 11 | 30 | 19 | 26314.4 | 22555.2 | 26314.4
DE | 11 | 30 | 20 | 25873.05 | 22176.9 | 25873.05
DE | 11 | 30 | 21 | 25438 | 21804 | 25438
DE | 11 | 30 | 22 | 24470.25 | 20974.5 | 24470.25
DE | 11 | 30 | 23 | 23672.25 | 20290.5 | 23672.25
DE | 11 | 30 | 24 | 21898.1 | 18769.8 | 21898.1
DE | 12 | 1 | 1 | 21073.15 | 18062.7 | 21073.15
DE | 12 | 1 | 2 | 20605.55 | 17661.9 | 20605.55
DE | 12 | 1 | 3 | 20445.95 | 17525.1 | 20445.95
DE | 12 | 1 | 4 | 20458.2 | 17535.6 | 20458.2
DE | 12 | 1 | 5 | 20637.4 | 17689.2 | 20637.4
DE | 12 | 1 | 6 | 21104.65 | 18089.7 | 21104.65
DE | 12 | 1 | 7 | 22803.55 | 19545.9 | 22803.55
DE | 12 | 1 | 8 | 24328.5 | 20853 | 24328.5
DE | 12 | 1 | 9 | 25507.65 | 21863.7 | 25507.65
DE | 12 | 1 | 10 | 26135.9 | 22402.2 | 26135.9
DE | 12 | 1 | 11 | 25732.35 | 22056.3 | 25732.35
DE | 12 | 1 | 12 | 25728.15 | 22052.7 | 25728.15
DE | 12 | 1 | 13 | 25545.45 | 21896.1 | 25545.45
DE | 12 | 1 | 14 | 25444.3 | 21809.4 | 25444.3
DE | 12 | 1 | 15 | 25464.25 | 21826.5 | 25464.25
DE | 12 | 1 | 16 | 25862.55 | 22167.9 | 25862.55
DE | 12 | 1 | 17 | 26628.35 | 22824.3 | 26628.35
DE | 12 | 1 | 18 | 26707.1 | 22891.8 | 26707.1
DE | 12 | 1 | 19 | 26707.1 | 22891.8 | 26707.1
DE | 12 | 1 | 20 | 26405.75 | 22633.5 | 26405.75
DE | 12 | 1 | 21 | 25735.15 | 22058.7 | 25735.15
DE | 12 | 1 | 22 | 25346.3 | 21725.4 | 25346.3
DE | 12 | 1 | 23 | 24640.7 | 21120.6 | 24640.7
DE | 12 | 1 | 24 | 22314.95 | 19127.1 | 22314.95
DE | 12 | 2 | 1 | 21559.3 | 18479.4 | 21559.3
DE | 12 | 2 | 2 | 21229.95 | 18197.1 | 21229.95
DE | 12 | 2 | 3 | 21237.65 | 18203.7 | 21237.65
DE | 12 | 2 | 4 | 21256.2 | 18219.6 | 21256.2
DE | 12 | 2 | 5 | 22443.05 | 19236.9 | 22443.05
DE | 12 | 2 | 6 | 26999 | 23142 | 26999
DE | 12 | 2 | 7 | 29259.65 | 25079.7 | 29259.65
DE | 12 | 2 | 8 | 29193.15 | 25022.7 | 29193.15
DE | 12 | 2 | 9 | 29984.5 | 25701 | 29984.5
DE | 12 | 2 | 10 | 30111.2 | 25809.6 | 30111.2
DE | 12 | 2 | 11 | 29482.6 | 25270.8 | 29482.6
DE | 12 | 2 | 12 | 29119.3 | 24959.4 | 29119.3
DE | 12 | 2 | 13 | 29138.9 | 24976.2 | 29138.9
DE | 12 | 2 | 14 | 29061.2 | 24909.6 | 29061.2
DE | 12 | 2 | 15 | 29146.25 | 24982.5 | 29146.25
DE | 12 | 2 | 16 | 29565.9 | 25342.2 | 29565.9
DE | 12 | 2 | 17 | 30144.8 | 25838.4 | 30144.8
DE | 12 | 2 | 18 | 30273.95 | 25949.1 | 30273.95
DE | 12 | 2 | 19 | 30376.15 | 26036.7 | 30376.15
DE | 12 | 2 | 20 | 29765.05 | 25512.9 | 29765.05
DE | 12 | 2 | 21 | 28141.75 | 24121.5 | 28141.75
DE | 12 | 2 | 22 | 26871.6 | 23032.8 | 26871.6
DE | 12 | 2 | 23 | 25592 | 21936 | 25592
DE | 12 | 2 | 24 | 22146.6 | 18982.8 | 22146.6
DE | 12 | 3 | 1 | 21586.25 | 18502.5 | 21586.25
DE | 12 | 3 | 2 | 21302.75 | 18259.5 | 21302.75
DE | 12 | 3 | 3 | 21266 | 18228 | 21266
DE | 12 | 3 | 4 | 21426.65 | 18365.7 | 21426.65
DE | 12 | 3 | 5 | 22615.6 | 19384.8 | 22615.6
DE | 12 | 3 | 6 | 26969.25 | 23116.5 | 26969.25
DE | 12 | 3 | 7 | 29274 | 25092 | 29274
DE | 12 | 3 | 8 | 29214.5 | 25041 | 29214.5
DE | 12 | 3 | 9 | 30092.3 | 25793.4 | 30092.3
DE | 12 | 3 | 10 | 30539.6 | 26176.8 | 30539.6
DE | 12 | 3 | 11 | 30318.05 | 25986.9 | 30318.05
DE | 12 | 3 | 12 | 30091.6 | 25792.8 | 30091.6
DE | 12 | 3 | 13 | 30014.25 | 25726.5 | 30014.25
DE | 12 | 3 | 14 | 29711.15 | 25466.7 | 29711.15
DE | 12 | 3 | 15 | 29890.7 | 25620.6 | 29890.7
DE | 12 | 3 | 16 | 30194.5 | 25881 | 30194.5
DE | 12 | 3 | 17 | 30555.35 | 26190.3 | 30555.35
DE | 12 | 3 | 18 | 30601.2 | 26229.6 | 30601.2
DE | 12 | 3 | 19 | 30576.7 | 26208.6 | 30576.7
DE | 12 | 3 | 20 | 29882.3 | 25613.4 | 29882.3
DE | 12 | 3 | 21 | 28259 | 24222 | 28259
DE | 12 | 3 | 22 | 26924.45 | 23078.1 | 26924.45
DE | 12 | 3 | 23 | 25676.35 | 22008.3 | 25676.35
DE | 12 | 3 | 24 | 22320.2 | 19131.6 | 22320.2
DE | 12 | 4 | 1 | 21761.6 | 18652.8 | 21761.6
DE | 12 | 4 | 2 | 21478.8 | 18410.4 | 21478.8
DE | 12 | 4 | 3 | 21287 | 18246 | 21287
DE | 12 | 4 | 4 | 21250.25 | 18214.5 | 21250.25
DE | 12 | 4 | 5 | 22460.55 | 19251.9 | 22460.55
DE | 12 | 4 | 6 | 26931.1 | 23083.8 | 26931.1
DE | 12 | 4 | 7 | 29259.65 | 25079.7 | 29259.65
DE | 12 | 4 | 8 | 29213.45 | 25040.1 | 29213.45
DE | 12 | 4 | 9 | 29892.1 | 25621.8 | 29892.1
DE | 12 | 4 | 10 | 30025.45 | 25736.1 | 30025.45
DE | 12 | 4 | 11 | 29858.5 | 25593 | 29858.5
DE | 12 | 4 | 12 | 29572.2 | 25347.6 | 29572.2
DE | 12 | 4 | 13 | 29514.8 | 25298.4 | 29514.8
DE | 12 | 4 | 14 | 29469.3 | 25259.4 | 29469.3
DE | 12 | 4 | 15 | 29272.6 | 25090.8 | 29272.6
DE | 12 | 4 | 16 | 29260.35 | 25080.3 | 29260.35
DE | 12 | 4 | 17 | 29302.7 | 25116.6 | 29302.7
DE | 12 | 4 | 18 | 29346.45 | 25154.1 | 29346.45
DE | 12 | 4 | 19 | 29346.45 | 25154.1 | 29346.45
DE | 12 | 4 | 20 | 28968.8 | 24830.4 | 28968.8
DE | 12 | 4 | 21 | 27429.85 | 23511.3 | 27429.85
DE | 12 | 4 | 22 | 26081.3 | 22355.4 | 26081.3
DE | 12 | 4 | 23 | 24916.85 | 21357.3 | 24916.85
DE | 12 | 4 | 24 | 22385.3 | 19187.4 | 22385.3
DE | 12 | 5 | 1 | 21663.25 | 18568.5 | 21663.25
DE | 12 | 5 | 2 | 21283.5 | 18243 | 21283.5
DE | 12 | 5 | 3 | 21195.3 | 18167.4 | 21195.3
DE | 12 | 5 | 4 | 21195.3 | 18167.4 | 21195.3
DE | 12 | 5 | 5 | 22428.7 | 19224.6 | 22428.7
DE | 12 | 5 | 6 | 26893.65 | 23051.7 | 26893.65
DE | 12 | 5 | 7 | 29147.3 | 24983.4 | 29147.3
DE | 12 | 5 | 8 | 29041.25 | 24892.5 | 29041.25
DE | 12 | 5 | 9 | 29655.85 | 25419.3 | 29655.85
DE | 12 | 5 | 10 | 29534.75 | 25315.5 | 29534.75
DE | 12 | 5 | 11 | 29482.6 | 25270.8 | 29482.6
DE | 12 | 5 | 12 | 29417.5 | 25215 | 29417.5
DE | 12 | 5 | 13 | 29444.8 | 25238.4 | 29444.8
DE | 12 | 5 | 14 | 29469.3 | 25259.4 | 29469.3
DE | 12 | 5 | 15 | 29514.8 | 25298.4 | 29514.8
DE | 12 | 5 | 16 | 29565.9 | 25342.2 | 29565.9
DE | 12 | 5 | 17 | 29554 | 25332 | 29554
DE | 12 | 5 | 18 | 29346.45 | 25154.1 | 29346.45
DE | 12 | 5 | 19 | 29529.5 | 25311 | 29529.5
DE | 12 | 5 | 20 | 29014.65 | 24869.7 | 29014.65
DE | 12 | 5 | 21 | 27482.7 | 23556.6 | 27482.7
DE | 12 | 5 | 22 | 26401.9 | 22630.2 | 26401.9
DE | 12 | 5 | 23 | 25210.15 | 21608.7 | 25210.15
DE | 12 | 5 | 24 | 22270.5 | 19089 | 22270.5
DE | 12 | 6 | 1 | 21641.55 | 18549.9 | 21641.55
DE | 12 | 6 | 2 | 21294.35 | 18252.3 | 21294.35
DE | 12 | 6 | 3 | 21241.85 | 18207.3 | 21241.85
DE | 12 | 6 | 4 | 21256.2 | 18219.6 | 21256.2
DE | 12 | 6 | 5 | 22443.05 | 19236.9 | 22443.05
DE | 12 | 6 | 6 | 26908 | 23064 | 26908
DE | 12 | 6 | 7 | 29147.3 | 24983.4 | 29147.3
DE | 12 | 6 | 8 | 29188.25 | 25018.5 | 29188.25
DE | 12 | 6 | 9 | 29852.55 | 25587.9 | 29852.55
DE | 12 | 6 | 10 | 30111.2 | 25809.6 | 30111.2
DE | 12 | 6 | 11 | 30025.1 | 25735.8 | 30025.1
DE | 12 | 6 | 12 | 30005.85 | 25719.3 | 30005.85
DE | 12 | 6 | 13 | 30057.3 | 25763.4 | 30057.3
DE | 12 | 6 | 14 | 30057.3 | 25763.4 | 30057.3
DE | 12 | 6 | 15 | 30057.3 | 25763.4 | 30057.3
DE | 12 | 6 | 16 | 30108.75 | 25807.5 | 30108.75
DE | 12 | 6 | 17 | 30187.85 | 25875.3 | 30187.85
DE | 12 | 6 | 18 | 30273.95 | 25949.1 | 30273.95
DE | 12 | 6 | 19 | 30249.45 | 25928.1 | 30249.45
DE | 12 | 6 | 20 | 29705.2 | 25461.6 | 29705.2
DE | 12 | 6 | 21 | 28096.95 | 24083.1 | 28096.95
DE | 12 | 6 | 22 | 26740.7 | 22920.6 | 26740.7
DE | 12 | 6 | 23 | 25409.3 | 21779.4 | 25409.3
DE | 12 | 6 | 24 | 21998.2 | 18855.6 | 21998.2
DE | 12 | 7 | 1 | 21145.6 | 18124.8 | 21145.6
DE | 12 | 7 | 2 | 20864.9 | 17884.2 | 20864.9
DE | 12 | 7 | 3 | 20748.7 | 17784.6 | 20748.7
DE | 12 | 7 | 4 | 20748.7 | 17784.6 | 20748.7
DE | 12 | 7 | 5 | 20932.1 | 17941.8 | 20932.1
DE | 12 | 7 | 6 | 21483 | 18414 | 21483
DE | 12 | 7 | 7 | 23246.3 | 19925.4 | 23246.3
DE | 12 | 7 | 8 | 24812.9 | 21268.2 | 24812.9
DE | 12 | 7 | 9 | 26154.8 | 22418.4 | 26154.8
DE | 12 | 7 | 10 | 27116.25 | 23242.5 | 27116.25
DE | 12 | 7 | 11 | 27074.6 | 23206.8 | 27074.6
DE | 12 | 7 | 12 | 27013.35 | 23154.3 | 27013.35
DE | 12 | 7 | 13 | 27064.8 | 23198.4 | 27064.8
DE | 12 | 7 | 14 | 26971.35 | 23118.3 | 26971.35
DE | 12 | 7 | 15 | 26971.35 | 23118.3 | 26971.35
DE | 12 | 7 | 16 | 27162.45 | 23282.1 | 27162.45
DE | 12 | 7 | 17 | 27691.3 | 23735.4 | 27691.3
DE | 12 | 7 | 18 | 27788.6 | 23818.8 | 27788.6
DE | 12 | 7 | 19 | 27764.1 | 23797.8 | 27764.1
DE | 12 | 7 | 20 | 27466.95 | 23543.1 | 27466.95
DE | 12 | 7 | 21 | 26897.85 | 23055.3 | 26897.85
DE | 12 | 7 | 22 | 26190.15 | 22448.7 | 26190.15
DE | 12 | 7 | 23 | 25204.55 | 21603.9 | 25204.55
DE | 12 | 7 | 24 | 22164.1 | 18997.8 | 22164.1
DE | 12 | 8 | 1 | 21206.5 | 18177 | 21206.5
DE | 12 | 8 | 2 | 20849.15 | 17870.7 | 20849.15
DE | 12 | 8 | 3 | 20725.6 | 17764.8 | 20725.6
DE | 12 | 8 | 4 | 20582.45 | 17642.1 | 20582.45
DE | 12 | 8 | 5 | 20720.7 | 17760.6 | 20720.7
DE | 12 | 8 | 6 | 21142.45 | 18122.1 | 21142.45
DE | 12 | 8 | 7 | 22831.2 | 19569.6 | 22831.2
DE | 12 | 8 | 8 | 24328.5 | 20853 | 24328.5
DE | 12 | 8 | 9 | 25798.85 | 22113.3 | 25798.85
DE | 12 | 8 | 10 | 26460 | 22680 | 26460
DE | 12 | 8 | 11 | 26217.8 | 22472.4 | 26217.8
DE | 12 | 8 | 12 | 26149.9 | 22414.2 | 26149.9
DE | 12 | 8 | 13 | 25740.05 | 22062.9 | 25740.05
DE | 12 | 8 | 14 | 25785.2 | 22101.6 | 25785.2
DE | 12 | 8 | 15 | 25785.2 | 22101.6 | 25785.2
DE | 12 | 8 | 16 | 25998 | 22284 | 25998
DE | 12 | 8 | 17 | 26628.35 | 22824.3 | 26628.35
DE | 12 | 8 | 18 | 26707.1 | 22891.8 | 26707.1
DE | 12 | 8 | 19 | 26707.1 | 22891.8 | 26707.1
DE | 12 | 8 | 20 | 26195.75 | 22453.5 | 26195.75
DE | 12 | 8 | 21 | 25409.65 | 21779.7 | 25409.65
DE | 12 | 8 | 22 | 24740.1 | 21205.8 | 24740.1
DE | 12 | 8 | 23 | 23888.55 | 20475.9 | 23888.55
DE | 12 | 8 | 24 | 22272.6 | 19090.8 | 22272.6
DE | 12 | 9 | 1 | 21583.8 | 18500.4 | 21583.8
DE | 12 | 9 | 2 | 21098.35 | 18084.3 | 21098.35
DE | 12 | 9 | 3 | 21045.85 | 18039.3 | 21045.85
DE | 12 | 9 | 4 | 21045.85 | 18039.3 | 21045.85
DE | 12 | 9 | 5 | 21959.7 | 18822.6 | 21959.7
DE | 12 | 9 | 6 | 25212.95 | 21611.1 | 25212.95
DE | 12 | 9 | 7 | 27471.85 | 23547.3 | 27471.85
DE | 12 | 9 | 8 | 27956.95 | 23963.1 | 27956.95
DE | 12 | 9 | 9 | 28355.95 | 24305.1 | 28355.95
DE | 12 | 9 | 10 | 28305.2 | 24261.6 | 28305.2
DE | 12 | 9 | 11 | 28240.45 | 24206.1 | 28240.45
DE | 12 | 9 | 12 | 28121.8 | 24104.4 | 28121.8
DE | 12 | 9 | 13 | 28107.45 | 24092.1 | 28107.45
DE | 12 | 9 | 14 | 28107.45 | 24092.1 | 28107.45
DE | 12 | 9 | 15 | 28080.15 | 24068.7 | 28080.15
DE | 12 | 9 | 16 | 28080.15 | 24068.7 | 28080.15
DE | 12 | 9 | 17 | 28159.6 | 24136.8 | 28159.6
DE | 12 | 9 | 18 | 28156.1 | 24133.8 | 28156.1
DE | 12 | 9 | 19 | 28255.5 | 24219 | 28255.5
DE | 12 | 9 | 20 | 28008.75 | 24007.5 | 28008.75
DE | 12 | 9 | 21 | 26596.5 | 22797 | 26596.5
DE | 12 | 9 | 22 | 25157.3 | 21563.4 | 25157.3
DE | 12 | 9 | 23 | 23757.65 | 20363.7 | 23757.65
DE | 12 | 9 | 24 | 22240.75 | 19063.5 | 22240.75
DE | 12 | 10 | 1 | 21587.65 | 18503.7 | 21587.65
DE | 12 | 10 | 2 | 21102.2 | 18087.6 | 21102.2
DE | 12 | 10 | 3 | 21011.2 | 18009.6 | 21011.2
DE | 12 | 10 | 4 | 21011.2 | 18009.6 | 21011.2
DE | 12 | 10 | 5 | 21960.4 | 18823.2 | 21960.4
DE | 12 | 10 | 6 | 25487.35 | 21846.3 | 25487.35
DE | 12 | 10 | 7 | 27914.6 | 23926.8 | 27914.6
DE | 12 | 10 | 8 | 28357.35 | 24306.3 | 28357.35
DE | 12 | 10 | 9 | 28667.1 | 24571.8 | 28667.1
DE | 12 | 10 | 10 | 28659.75 | 24565.5 | 28659.75
DE | 12 | 10 | 11 | 28660.8 | 24566.4 | 28660.8
DE | 12 | 10 | 12 | 28450.8 | 24386.4 | 28450.8
DE | 12 | 10 | 13 | 28478.1 | 24409.8 | 28478.1
DE | 12 | 10 | 14 | 28478.1 | 24409.8 | 28478.1
DE | 12 | 10 | 15 | 28450.8 | 24386.4 | 28450.8
DE | 12 | 10 | 16 | 28450.8 | 24386.4 | 28450.8
DE | 12 | 10 | 17 | 28683.9 | 24586.2 | 28683.9
DE | 12 | 10 | 18 | 28680.4 | 24583.2 | 28680.4
DE | 12 | 10 | 19 | 28680.4 | 24583.2 | 28680.4
DE | 12 | 10 | 20 | 28294.35 | 24252.3 | 28294.35
DE | 12 | 10 | 21 | 26813.5 | 22983 | 26813.5
DE | 12 | 10 | 22 | 25687.9 | 22018.2 | 25687.9
DE | 12 | 10 | 23 | 24530.8 | 21026.4 | 24530.8
DE | 12 | 10 | 24 | 22321.95 | 19133.1 | 22321.95
DE | 12 | 11 | 1 | 21514.85 | 18441.3 | 21514.85
DE | 12 | 11 | 2 | 21056 | 18048 | 21056
DE | 12 | 11 | 3 | 21003.85 | 18003.3 | 21003.85
DE | 12 | 11 | 4 | 20968.15 | 17972.7 | 20968.15
DE | 12 | 11 | 5 | 22050.7 | 18900.6 | 22050.7
DE | 12 | 11 | 6 | 26184.2 | 22443.6 | 26184.2
DE | 12 | 11 | 7 | 28567.35 | 24486.3 | 28567.35
DE | 12 | 11 | 8 | 28712.6 | 24610.8 | 28712.6
DE | 12 | 11 | 9 | 29358.7 | 25164.6 | 29358.7
DE | 12 | 11 | 10 | 29436.05 | 25230.9 | 29436.05
DE | 12 | 11 | 11 | 29217.65 | 25043.7 | 29217.65
DE | 12 | 11 | 12 | 29119.3 | 24959.4 | 29119.3
DE | 12 | 11 | 13 | 29146.25 | 24982.5 | 29146.25
DE | 12 | 11 | 14 | 29138.9 | 24976.2 | 29138.9
DE | 12 | 11 | 15 | 29138.9 | 24976.2 | 29138.9
DE | 12 | 11 | 16 | 29181.25 | 25012.5 | 29181.25
DE | 12 | 11 | 17 | 29223.6 | 25048.8 | 29223.6
DE | 12 | 11 | 18 | 29299.2 | 25113.6 | 29299.2
DE | 12 | 11 | 19 | 29299.2 | 25113.6 | 29299.2
DE | 12 | 11 | 20 | 28786.1 | 24673.8 | 28786.1
DE | 12 | 11 | 21 | 27429.85 | 23511.3 | 27429.85
DE | 12 | 11 | 22 | 26081.3 | 22355.4 | 26081.3
DE | 12 | 11 | 23 | 24776.15 | 21236.7 | 24776.15
DE | 12 | 11 | 24 | 22347.5 | 19155 | 22347.5
DE | 12 | 12 | 1 | 21563.15 | 18482.7 | 21563.15
DE | 12 | 12 | 2 | 21229.95 | 18197.1 | 21229.95
DE | 12 | 12 | 3 | 21237.65 | 18203.7 | 21237.65
DE | 12 | 12 | 4 | 21237.65 | 18203.7 | 21237.65
DE | 12 | 12 | 5 | 22464.75 | 19255.5 | 22464.75
DE | 12 | 12 | 6 | 26929.7 | 23082.6 | 26929.7
DE | 12 | 12 | 7 | 29147.3 | 24983.4 | 29147.3
DE | 12 | 12 | 8 | 29041.25 | 24892.5 | 29041.25
DE | 12 | 12 | 9 | 29699.25 | 25456.5 | 29699.25
DE | 12 | 12 | 10 | 30025.45 | 25736.1 | 30025.45
DE | 12 | 12 | 11 | 30025.1 | 25735.8 | 30025.1
DE | 12 | 12 | 12 | 29839.25 | 25576.5 | 29839.25
DE | 12 | 12 | 13 | 29624 | 25392 | 29624
DE | 12 | 12 | 14 | 29514.8 | 25298.4 | 29514.8
DE | 12 | 12 | 15 | 29514.8 | 25298.4 | 29514.8
DE | 12 | 12 | 16 | 29565.9 | 25342.2 | 29565.9
DE | 12 | 12 | 17 | 29754.55 | 25503.9 | 29754.55
DE | 12 | 12 | 18 | 29892.1 | 25621.8 | 29892.1
DE | 12 | 12 | 19 | 30120.3 | 25817.4 | 30120.3
DE | 12 | 12 | 20 | 29559.6 | 25336.8 | 29559.6
DE | 12 | 12 | 21 | 27926.85 | 23937.3 | 27926.85
DE | 12 | 12 | 22 | 26604.2 | 22803.6 | 26604.2
DE | 12 | 12 | 23 | 25264.75 | 21655.5 | 25264.75
DE | 12 | 12 | 24 | 22196.3 | 19025.4 | 22196.3
DE | 12 | 13 | 1 | 21541.45 | 18464.1 | 21541.45
DE | 12 | 13 | 2 | 21235.9 | 18202.2 | 21235.9
DE | 12 | 13 | 3 | 21228.2 | 18195.6 | 21228.2
DE | 12 | 13 | 4 | 21250.25 | 18214.5 | 21250.25
DE | 12 | 13 | 5 | 22482.95 | 19271.1 | 22482.95
DE | 12 | 13 | 6 | 26921.3 | 23075.4 | 26921.3
DE | 12 | 13 | 7 | 29248.1 | 25069.8 | 29248.1
DE | 12 | 13 | 8 | 29188.6 | 25018.8 | 29188.6
DE | 12 | 13 | 9 | 30047.85 | 25755.3 | 30047.85
DE | 12 | 13 | 10 | 30437.75 | 26089.5 | 30437.75
DE | 12 | 13 | 11 | 30111.2 | 25809.6 | 30111.2
DE | 12 | 13 | 12 | 29962.45 | 25682.1 | 29962.45
DE | 12 | 13 | 13 | 29567.65 | 25343.7 | 29567.65
DE | 12 | 13 | 14 | 29514.8 | 25298.4 | 29514.8
DE | 12 | 13 | 15 | 29514.8 | 25298.4 | 29514.8
DE | 12 | 13 | 16 | 29717.8 | 25472.4 | 29717.8
DE | 12 | 13 | 17 | 30187.85 | 25875.3 | 30187.85
DE | 12 | 13 | 18 | 30187.85 | 25875.3 | 30187.85
DE | 12 | 13 | 19 | 30396.1 | 26053.8 | 30396.1
DE | 12 | 13 | 20 | 29724.8 | 25478.4 | 29724.8
DE | 12 | 13 | 21 | 28135.45 | 24116.1 | 28135.45
DE | 12 | 13 | 22 | 26780.6 | 22954.8 | 26780.6
DE | 12 | 13 | 23 | 25474.4 | 21835.2 | 25474.4
DE | 12 | 13 | 24 | 22002.05 | 18858.9 | 22002.05
DE | 12 | 14 | 1 | 21233.45 | 18200.1 | 21233.45
DE | 12 | 14 | 2 | 20969.2 | 17973.6 | 20969.2
DE | 12 | 14 | 3 | 21117.95 | 18101.1 | 21117.95
DE | 12 | 14 | 4 | 21365.05 | 18312.9 | 21365.05
DE | 12 | 14 | 5 | 21548.45 | 18470.1 | 21548.45
DE | 12 | 14 | 6 | 21787.15 | 18674.7 | 21787.15
DE | 12 | 14 | 7 | 23440.9 | 20092.2 | 23440.9
DE | 12 | 14 | 8 | 24951.5 | 21387 | 24951.5
DE | 12 | 14 | 9 | 26163.55 | 22425.9 | 26163.55
DE | 12 | 14 | 10 | 27109.6 | 23236.8 | 27109.6
DE | 12 | 14 | 11 | 27074.6 | 23206.8 | 27074.6
DE | 12 | 14 | 12 | 27013.35 | 23154.3 | 27013.35
DE | 12 | 14 | 13 | 26834.5 | 23001 | 26834.5
DE | 12 | 14 | 14 | 26777.1 | 22951.8 | 26777.1
DE | 12 | 14 | 15 | 26685.05 | 22872.9 | 26685.05
DE | 12 | 14 | 16 | 26983.25 | 23128.5 | 26983.25
DE | 12 | 14 | 17 | 27466.25 | 23542.5 | 27466.25
DE | 12 | 14 | 18 | 27563.55 | 23625.9 | 27563.55
DE | 12 | 14 | 19 | 27539.05 | 23604.9 | 27539.05
DE | 12 | 14 | 20 | 27134.8 | 23258.4 | 27134.8
DE | 12 | 14 | 21 | 26421.5 | 22647 | 26421.5
DE | 12 | 14 | 22 | 25673.55 | 22005.9 | 25673.55
DE | 12 | 14 | 23 | 24798.2 | 21255.6 | 24798.2
DE | 12 | 14 | 24 | 21898.1 | 18769.8 | 21898.1
DE | 12 | 15 | 1 | 21080.15 | 18068.7 | 21080.15
DE | 12 | 15 | 2 | 20525.05 | 17592.9 | 20525.05
DE | 12 | 15 | 3 | 20360.55 | 17451.9 | 20360.55
DE | 12 | 15 | 4 | 20360.55 | 17451.9 | 20360.55
DE | 12 | 15 | 5 | 20498.45 | 17570.1 | 20498.45
DE | 12 | 15 | 6 | 20839 | 17862 | 20839
DE | 12 | 15 | 7 | 22695.4 | 19453.2 | 22695.4
DE | 12 | 15 | 8 | 24274.95 | 20807.1 | 24274.95
DE | 12 | 15 | 9 | 25459 | 21822 | 25459
DE | 12 | 15 | 10 | 26135.9 | 22402.2 | 26135.9
DE | 12 | 15 | 11 | 26169.5 | 22431 | 26169.5
DE | 12 | 15 | 12 | 25713.1 | 22039.8 | 25713.1
DE | 12 | 15 | 13 | 25755.1 | 22075.8 | 25755.1
DE | 12 | 15 | 14 | 25785.2 | 22101.6 | 25785.2
DE | 12 | 15 | 15 | 25785.2 | 22101.6 | 25785.2
DE | 12 | 15 | 16 | 25998 | 22284 | 25998
DE | 12 | 15 | 17 | 26628.35 | 22824.3 | 26628.35
DE | 12 | 15 | 18 | 26707.1 | 22891.8 | 26707.1
DE | 12 | 15 | 19 | 26707.1 | 22891.8 | 26707.1
DE | 12 | 15 | 20 | 26405.75 | 22633.5 | 26405.75
DE | 12 | 15 | 21 | 26113.85 | 22383.3 | 26113.85
DE | 12 | 15 | 22 | 25346.3 | 21725.4 | 25346.3
DE | 12 | 15 | 23 | 24550.4 | 21043.2 | 24550.4
DE | 12 | 15 | 24 | 22286.6 | 19102.8 | 22286.6
DE | 12 | 16 | 1 | 21484.75 | 18415.5 | 21484.75
DE | 12 | 16 | 2 | 21025.9 | 18022.2 | 21025.9
DE | 12 | 16 | 3 | 20973.4 | 17977.2 | 20973.4
DE | 12 | 16 | 4 | 20973.4 | 17977.2 | 20973.4
DE | 12 | 16 | 5 | 22050.7 | 18900.6 | 22050.7
DE | 12 | 16 | 6 | 26184.2 | 22443.6 | 26184.2
DE | 12 | 16 | 7 | 28519.75 | 24445.5 | 28519.75
DE | 12 | 16 | 8 | 28665 | 24570 | 28665
DE | 12 | 16 | 9 | 29144.85 | 24981.3 | 29144.85
DE | 12 | 16 | 10 | 28731.85 | 24627.3 | 28731.85
DE | 12 | 16 | 11 | 28660.8 | 24566.4 | 28660.8
DE | 12 | 16 | 12 | 28220.85 | 24189.3 | 28220.85
DE | 12 | 16 | 13 | 28102.2 | 24087.6 | 28102.2
DE | 12 | 16 | 14 | 28066.85 | 24057.3 | 28066.85
DE | 12 | 16 | 15 | 27836.9 | 23860.2 | 27836.9
DE | 12 | 16 | 16 | 28077.35 | 24066.3 | 28077.35
DE | 12 | 16 | 17 | 28324.45 | 24278.1 | 28324.45
DE | 12 | 16 | 18 | 28485.1 | 24415.8 | 28485.1
DE | 12 | 16 | 19 | 28485.1 | 24415.8 | 28485.1
DE | 12 | 16 | 20 | 28185.5 | 24159 | 28185.5
DE | 12 | 16 | 21 | 26700.45 | 22886.1 | 26700.45
DE | 12 | 16 | 22 | 25372.55 | 21747.9 | 25372.55
DE | 12 | 16 | 23 | 24050.6 | 20614.8 | 24050.6
DE | 12 | 16 | 24 | 22332.1 | 19141.8 | 22332.1
DE | 12 | 17 | 1 | 21518.7 | 18444.6 | 21518.7
DE | 12 | 17 | 2 | 21029.4 | 18025.2 | 21029.4
DE | 12 | 17 | 3 | 20977.25 | 17980.5 | 20977.25
DE | 12 | 17 | 4 | 20965 | 17970 | 20965
DE | 12 | 17 | 5 | 22018.5 | 18873 | 22018.5
DE | 12 | 17 | 6 | 25741.45 | 22064.1 | 25741.45
DE | 12 | 17 | 7 | 28108.5 | 24093 | 28108.5
DE | 12 | 17 | 8 | 28623 | 24534 | 28623
DE | 12 | 17 | 9 | 29059.8 | 24908.4 | 29059.8
DE | 12 | 17 | 10 | 28731.85 | 24627.3 | 28731.85
DE | 12 | 17 | 11 | 28660.8 | 24566.4 | 28660.8
DE | 12 | 17 | 12 | 28604.45 | 24518.1 | 28604.45
DE | 12 | 17 | 13 | 28478.1 | 24409.8 | 28478.1
DE | 12 | 17 | 14 | 28478.1 | 24409.8 | 28478.1
DE | 12 | 17 | 15 | 28641.55 | 24549.9 | 28641.55
DE | 12 | 17 | 16 | 28713.3 | 24611.4 | 28713.3
DE | 12 | 17 | 17 | 29103.9 | 24946.2 | 29103.9
DE | 12 | 17 | 18 | 29177.75 | 25009.5 | 29177.75
DE | 12 | 17 | 19 | 29251.95 | 25073.1 | 29251.95
DE | 12 | 17 | 20 | 28952.7 | 24816.6 | 28952.7
DE | 12 | 17 | 21 | 27429.85 | 23511.3 | 27429.85
DE | 12 | 17 | 22 | 26081.3 | 22355.4 | 26081.3
DE | 12 | 17 | 23 | 24776.15 | 21236.7 | 24776.15
DE | 12 | 17 | 24 | 22341.2 | 19149.6 | 22341.2
DE | 12 | 18 | 1 | 21559.3 | 18479.4 | 21559.3
DE | 12 | 18 | 2 | 21150.15 | 18128.7 | 21150.15
DE | 12 | 18 | 3 | 20996.85 | 17997.3 | 20996.85
DE | 12 | 18 | 4 | 20996.85 | 17997.3 | 20996.85
DE | 12 | 18 | 5 | 22073.8 | 18920.4 | 22073.8
DE | 12 | 18 | 6 | 26363.4 | 22597.2 | 26363.4
DE | 12 | 18 | 7 | 28746.55 | 24639.9 | 28746.55
DE | 12 | 18 | 8 | 28791.35 | 24678.3 | 28791.35
DE | 12 | 18 | 9 | 29271.2 | 25089.6 | 29271.2
DE | 12 | 18 | 10 | 29169.7 | 25002.6 | 29169.7
DE | 12 | 18 | 11 | 29053.5 | 24903 | 29053.5
DE | 12 | 18 | 12 | 28713.3 | 24611.4 | 28713.3
DE | 12 | 18 | 13 | 28668.5 | 24573 | 28668.5
DE | 12 | 18 | 14 | 28668.5 | 24573 | 28668.5
DE | 12 | 18 | 15 | 28641.55 | 24549.9 | 28641.55
DE | 12 | 18 | 16 | 28641.55 | 24549.9 | 28641.55
DE | 12 | 18 | 17 | 28755.65 | 24647.7 | 28755.65
DE | 12 | 18 | 18 | 29032.15 | 24884.7 | 29032.15
DE | 12 | 18 | 19 | 29131.2 | 24969.6 | 29131.2
DE | 12 | 18 | 20 | 28584.15 | 24500.7 | 28584.15
DE | 12 | 18 | 21 | 27103.3 | 23231.4 | 27103.3
DE | 12 | 18 | 22 | 25716.25 | 22042.5 | 25716.25
DE | 12 | 18 | 23 | 24530.8 | 21026.4 | 24530.8
DE | 12 | 18 | 24 | 22286.6 | 19102.8 | 22286.6
DE | 12 | 19 | 1 | 21514.85 | 18441.3 | 21514.85
DE | 12 | 19 | 2 | 21056 | 18048 | 21056
DE | 12 | 19 | 3 | 20983.9 | 17986.2 | 20983.9
DE | 12 | 19 | 4 | 20981.1 | 17983.8 | 20981.1
DE | 12 | 19 | 5 | 22018.5 | 18873 | 22018.5
DE | 12 | 19 | 6 | 25741.45 | 22064.1 | 25741.45
DE | 12 | 19 | 7 | 27986.7 | 23988.6 | 27986.7
DE | 12 | 19 | 8 | 28653.8 | 24560.4 | 28653.8
DE | 12 | 19 | 9 | 28738.85 | 24633.3 | 28738.85
DE | 12 | 19 | 10 | 28731.85 | 24627.3 | 28731.85
DE | 12 | 19 | 11 | 28732.9 | 24628.2 | 28732.9
DE | 12 | 19 | 12 | 28641.2 | 24549.6 | 28641.2
DE | 12 | 19 | 13 | 28668.5 | 24573 | 28668.5
DE | 12 | 19 | 14 | 28668.5 | 24573 | 28668.5
DE | 12 | 19 | 15 | 28641.55 | 24549.9 | 28641.55
DE | 12 | 19 | 16 | 28641.55 | 24549.9 | 28641.55
DE | 12 | 19 | 17 | 28683.9 | 24586.2 | 28683.9
DE | 12 | 19 | 18 | 28752.15 | 24644.7 | 28752.15
DE | 12 | 19 | 19 | 28752.15 | 24644.7 | 28752.15
DE | 12 | 19 | 20 | 28661.85 | 24567.3 | 28661.85
DE | 12 | 19 | 21 | 27322.75 | 23419.5 | 27322.75
DE | 12 | 19 | 22 | 25957.4 | 22249.2 | 25957.4
DE | 12 | 19 | 23 | 24776.15 | 21236.7 | 24776.15
DE | 12 | 19 | 24 | 22347.5 | 19155 | 22347.5
DE | 12 | 20 | 1 | 21563.15 | 18482.7 | 21563.15
DE | 12 | 20 | 2 | 21290.15 | 18248.7 | 21290.15
DE | 12 | 20 | 3 | 21231 | 18198 | 21231
DE | 12 | 20 | 4 | 21195.3 | 18167.4 | 21195.3
DE | 12 | 20 | 5 | 22428.7 | 19224.6 | 22428.7
DE | 12 | 20 | 6 | 26929.7 | 23082.6 | 26929.7
DE | 12 | 20 | 7 | 29115.1 | 24955.8 | 29115.1
DE | 12 | 20 | 8 | 28959.7 | 24822.6 | 28959.7
DE | 12 | 20 | 9 | 29468.95 | 25259.1 | 29468.95
DE | 12 | 20 | 10 | 29481.55 | 25269.9 | 29481.55
DE | 12 | 20 | 11 | 29217.65 | 25043.7 | 29217.65
DE | 12 | 20 | 12 | 29111.6 | 24952.8 | 29111.6
DE | 12 | 20 | 13 | 29061.2 | 24909.6 | 29061.2
DE | 12 | 20 | 14 | 28740.6 | 24634.8 | 28740.6
DE | 12 | 20 | 15 | 28713.3 | 24611.4 | 28713.3
DE | 12 | 20 | 16 | 28992.95 | 24851.1 | 28992.95
DE | 12 | 20 | 17 | 29103.9 | 24946.2 | 29103.9
DE | 12 | 20 | 18 | 29177.75 | 25009.5 | 29177.75
DE | 12 | 20 | 19 | 29220.1 | 25045.8 | 29220.1
DE | 12 | 20 | 20 | 28738.5 | 24633 | 28738.5
DE | 12 | 20 | 21 | 27325.55 | 23421.9 | 27325.55
DE | 12 | 20 | 22 | 26081.3 | 22355.4 | 26081.3
DE | 12 | 20 | 23 | 24776.15 | 21236.7 | 24776.15
DE | 12 | 20 | 24 | 22033.55 | 18885.9 | 22033.55
DE | 12 | 21 | 1 | 21045.5 | 18039 | 21045.5
DE | 12 | 21 | 2 | 20631.1 | 17683.8 | 20631.1
DE | 12 | 21 | 3 | 20471.85 | 17547.3 | 20471.85
DE | 12 | 21 | 4 | 20445.95 | 17525.1 | 20445.95
DE | 12 | 21 | 5 | 20584.2 | 17643.6 | 20584.2
DE | 12 | 21 | 6 | 20902.7 | 17916.6 | 20902.7
DE | 12 | 21 | 7 | 22695.4 | 19453.2 | 22695.4
DE | 12 | 21 | 8 | 24274.95 | 20807.1 | 24274.95
DE | 12 | 21 | 9 | 25459 | 21822 | 25459
DE | 12 | 21 | 10 | 26135.9 | 22402.2 | 26135.9
DE | 12 | 21 | 11 | 25732.35 | 22056.3 | 25732.35
DE | 12 | 21 | 12 | 25728.15 | 22052.7 | 25728.15
DE | 12 | 21 | 13 | 25755.1 | 22075.8 | 25755.1
DE | 12 | 21 | 14 | 25785.2 | 22101.6 | 25785.2
DE | 12 | 21 | 15 | 25785.2 | 22101.6 | 25785.2
DE | 12 | 21 | 16 | 25998 | 22284 | 25998
DE | 12 | 21 | 17 | 26628.35 | 22824.3 | 26628.35
DE | 12 | 21 | 18 | 26707.1 | 22891.8 | 26707.1
DE | 12 | 21 | 19 | 26707.1 | 22891.8 | 26707.1
DE | 12 | 21 | 20 | 26405.75 | 22633.5 | 26405.75
DE | 12 | 21 | 21 | 25735.15 | 22058.7 | 25735.15
DE | 12 | 21 | 22 | 24967.6 | 21400.8 | 24967.6
DE | 12 | 21 | 23 | 24550.4 | 21043.2 | 24550.4
DE | 12 | 21 | 24 | 21899.5 | 18771 | 21899.5
DE | 12 | 22 | 1 | 21075.6 | 18064.8 | 21075.6
DE | 12 | 22 | 2 | 20442.1 | 17521.8 | 20442.1
DE | 12 | 22 | 3 | 20292.3 | 17393.4 | 20292.3
DE | 12 | 22 | 4 | 20292.3 | 17393.4 | 20292.3
DE | 12 | 22 | 5 | 20430.2 | 17511.6 | 20430.2
DE | 12 | 22 | 6 | 20711.95 | 17753.1 | 20711.95
DE | 12 | 22 | 7 | 22045.1 | 18895.8 | 22045.1
DE | 12 | 22 | 8 | 23740.15 | 20348.7 | 23740.15
DE | 12 | 22 | 9 | 24918.6 | 21358.8 | 24918.6
DE | 12 | 22 | 10 | 25610.55 | 21951.9 | 25610.55
DE | 12 | 22 | 11 | 25406.85 | 21777.3 | 25406.85
DE | 12 | 22 | 12 | 25195.8 | 21596.4 | 25195.8
DE | 12 | 22 | 13 | 25125.45 | 21536.1 | 25125.45
DE | 12 | 22 | 14 | 25090.1 | 21505.8 | 25090.1
DE | 12 | 22 | 15 | 25090.1 | 21505.8 | 25090.1
DE | 12 | 22 | 16 | 25214.35 | 21612.3 | 25214.35
DE | 12 | 22 | 17 | 25728.85 | 22053.3 | 25728.85
DE | 12 | 22 | 18 | 25941.65 | 22235.7 | 25941.65
DE | 12 | 22 | 19 | 25941.65 | 22235.7 | 25941.65
DE | 12 | 22 | 20 | 25698.4 | 22027.2 | 25698.4
DE | 12 | 22 | 21 | 25229.05 | 21624.9 | 25229.05
DE | 12 | 22 | 22 | 24664.85 | 21141.3 | 24664.85
DE | 12 | 22 | 23 | 23888.55 | 20475.9 | 23888.55
DE | 12 | 22 | 24 | 22272.6 | 19090.8 | 22272.6
DE | 12 | 23 | 1 | 21587.65 | 18503.7 | 21587.65
DE | 12 | 23 | 2 | 21063.35 | 18054.3 | 21063.35
DE | 12 | 23 | 3 | 20977.25 | 17980.5 | 20977.25
DE | 12 | 23 | 4 | 20977.25 | 17980.5 | 20977.25
DE | 12 | 23 | 5 | 22002.4 | 18859.2 | 22002.4
DE | 12 | 23 | 6 | 25741.45 | 22064.1 | 25741.45
DE | 12 | 23 | 7 | 28258.65 | 24221.7 | 28258.65
DE | 12 | 23 | 8 | 28700.7 | 24600.6 | 28700.7
DE | 12 | 23 | 9 | 29144.85 | 24981.3 | 29144.85
DE | 12 | 23 | 10 | 29130.15 | 24968.7 | 29130.15
DE | 12 | 23 | 11 | 28732.9 | 24628.2 | 28732.9
DE | 12 | 23 | 12 | 28641.2 | 24549.6 | 28641.2
DE | 12 | 23 | 13 | 28478.1 | 24409.8 | 28478.1
DE | 12 | 23 | 14 | 28313.95 | 24269.1 | 28313.95
DE | 12 | 23 | 15 | 28286.65 | 24245.7 | 28286.65
DE | 12 | 23 | 16 | 28488.95 | 24419.1 | 28488.95
DE | 12 | 23 | 17 | 28683.9 | 24586.2 | 28683.9
DE | 12 | 23 | 18 | 28680.4 | 24583.2 | 28680.4
DE | 12 | 23 | 19 | 28485.1 | 24415.8 | 28485.1
DE | 12 | 23 | 20 | 28085.75 | 24073.5 | 28085.75
DE | 12 | 23 | 21 | 26636.4 | 22831.2 | 26636.4
DE | 12 | 23 | 22 | 24997.7 | 21426.6 | 24997.7
DE | 12 | 23 | 23 | 23590.7 | 20220.6 | 23590.7
DE | 12 | 23 | 24 | 22269.1 | 19087.8 | 22269.1
DE | 12 | 24 | 1 | 21602.7 | 18516.6 | 21602.7
DE | 12 | 24 | 2 | 21042 | 18036 | 21042
DE | 12 | 24 | 3 | 21010.85 | 18009.3 | 21010.85
DE | 12 | 24 | 4 | 21010.85 | 18009.3 | 21010.85
DE | 12 | 24 | 5 | 21932.05 | 18798.9 | 21932.05
DE | 12 | 24 | 6 | 25149.25 | 21556.5 | 25149.25
DE | 12 | 24 | 7 | 27414.8 | 23498.4 | 27414.8
DE | 12 | 24 | 8 | 27172.6 | 23290.8 | 27172.6
DE | 12 | 24 | 9 | 27713.35 | 23754.3 | 27713.35
DE | 12 | 24 | 10 | 27703.9 | 23746.2 | 27703.9
DE | 12 | 24 | 11 | 27647.2 | 23697.6 | 27647.2
DE | 12 | 24 | 12 | 27627.6 | 23680.8 | 27627.6
DE | 12 | 24 | 13 | 27654.9 | 23704.2 | 27654.9
DE | 12 | 24 | 14 | 27654.9 | 23704.2 | 27654.9
DE | 12 | 24 | 15 | 27606.25 | 23662.5 | 27606.25
DE | 12 | 24 | 16 | 27606.25 | 23662.5 | 27606.25
DE | 12 | 24 | 17 | 27660.15 | 23708.7 | 27660.15
DE | 12 | 24 | 18 | 27666.8 | 23714.4 | 27666.8
DE | 12 | 24 | 19 | 27768.3 | 23801.4 | 27768.3
DE | 12 | 24 | 20 | 27591.55 | 23649.9 | 27591.55
DE | 12 | 24 | 21 | 26589.85 | 22791.3 | 26589.85
DE | 12 | 24 | 22 | 24995.95 | 21425.1 | 24995.95
DE | 12 | 24 | 23 | 23633.05 | 20256.9 | 23633.05
DE | 12 | 24 | 24 | 22269.1 | 19087.8 | 22269.1
DE | 12 | 25 | 1 | 21580.65 | 18497.7 | 21580.65
DE | 12 | 25 | 2 | 21078.4 | 18067.2 | 21078.4
DE | 12 | 25 | 3 | 21026.25 | 18022.5 | 21026.25
DE | 12 | 25 | 4 | 21026.25 | 18022.5 | 21026.25
DE | 12 | 25 | 5 | 21947.1 | 18811.8 | 21947.1
DE | 12 | 25 | 6 | 25200.35 | 21600.3 | 25200.35
DE | 12 | 25 | 7 | 27459.25 | 23536.5 | 27459.25
DE | 12 | 25 | 8 | 27615.35 | 23670.3 | 27615.35
DE | 12 | 25 | 9 | 28114.1 | 24097.8 | 28114.1
DE | 12 | 25 | 10 | 28098.7 | 24084.6 | 28098.7
DE | 12 | 25 | 11 | 28099.75 | 24085.5 | 28099.75
DE | 12 | 25 | 12 | 28080.15 | 24068.7 | 28080.15
DE | 12 | 25 | 13 | 28107.45 | 24092.1 | 28107.45
DE | 12 | 25 | 14 | 28107.45 | 24092.1 | 28107.45
DE | 12 | 25 | 15 | 28121.8 | 24104.4 | 28121.8
DE | 12 | 25 | 16 | 28286.65 | 24245.7 | 28286.65
DE | 12 | 25 | 17 | 28531.65 | 24455.7 | 28531.65
DE | 12 | 25 | 18 | 28680.4 | 24583.2 | 28680.4
DE | 12 | 25 | 19 | 28680.4 | 24583.2 | 28680.4
DE | 12 | 25 | 20 | 28294.35 | 24252.3 | 28294.35
DE | 12 | 25 | 21 | 26813.5 | 22983 | 26813.5
DE | 12 | 25 | 22 | 25716.25 | 22042.5 | 25716.25
DE | 12 | 25 | 23 | 24718.4 | 21187.2 | 24718.4
DE | 12 | 25 | 24 | 22291.85 | 19107.3 | 22291.85
DE | 12 | 26 | 1 | 21484.75 | 18415.5 | 21484.75
DE | 12 | 26 | 2 | 21049 | 18042 | 21049
DE | 12 | 26 | 3 | 21122.85 | 18105.3 | 21122.85
DE | 12 | 26 | 4 | 21122.85 | 18105.3 | 21122.85
DE | 12 | 26 | 5 | 22251.25 | 19072.5 | 22251.25
DE | 12 | 26 | 6 | 26900.3 | 23057.4 | 26900.3
DE | 12 | 26 | 7 | 28999.6 | 24856.8 | 28999.6
DE | 12 | 26 | 8 | 28791.35 | 24678.3 | 28791.35
DE | 12 | 26 | 9 | 29358.7 | 25164.6 | 29358.7
DE | 12 | 26 | 10 | 29436.05 | 25230.9 | 29436.05
DE | 12 | 26 | 11 | 29217.65 | 25043.7 | 29217.65
DE | 12 | 26 | 12 | 29111.6 | 24952.8 | 29111.6
DE | 12 | 26 | 13 | 29092 | 24936 | 29092
DE | 12 | 26 | 14 | 28740.6 | 24634.8 | 28740.6
DE | 12 | 26 | 15 | 28713.3 | 24611.4 | 28713.3
DE | 12 | 26 | 16 | 29061.2 | 24909.6 | 29061.2
DE | 12 | 26 | 17 | 29181.6 | 25012.8 | 29181.6
DE | 12 | 26 | 18 | 29220.1 | 25045.8 | 29220.1
DE | 12 | 26 | 19 | 29220.1 | 25045.8 | 29220.1
DE | 12 | 26 | 20 | 28703.85 | 24603.3 | 28703.85
DE | 12 | 26 | 21 | 27240.5 | 23349 | 27240.5
DE | 12 | 26 | 22 | 25853.45 | 22160.1 | 25853.45
DE | 12 | 26 | 23 | 24530.8 | 21026.4 | 24530.8
DE | 12 | 26 | 24 | 22286.6 | 19102.8 | 22286.6
DE | 12 | 27 | 1 | 21484.75 | 18415.5 | 21484.75
DE | 12 | 27 | 2 | 21025.9 | 18022.2 | 21025.9
DE | 12 | 27 | 3 | 20973.4 | 17977.2 | 20973.4
DE | 12 | 27 | 4 | 20968.15 | 17972.7 | 20968.15
DE | 12 | 27 | 5 | 22045.45 | 18896.1 | 22045.45
DE | 12 | 27 | 6 | 25845.4 | 22153.2 | 25845.4
DE | 12 | 27 | 7 | 28300.65 | 24257.7 | 28300.65
DE | 12 | 27 | 8 | 28700.7 | 24600.6 | 28700.7
DE | 12 | 27 | 9 | 29137.5 | 24975 | 29137.5
DE | 12 | 27 | 10 | 29083.25 | 24928.5 | 29083.25
DE | 12 | 27 | 11 | 28732.9 | 24628.2 | 28732.9
DE | 12 | 27 | 12 | 28641.2 | 24549.6 | 28641.2
DE | 12 | 27 | 13 | 28668.5 | 24573 | 28668.5
DE | 12 | 27 | 14 | 28478.1 | 24409.8 | 28478.1
DE | 12 | 27 | 15 | 28450.8 | 24386.4 | 28450.8
DE | 12 | 27 | 16 | 28450.8 | 24386.4 | 28450.8
DE | 12 | 27 | 17 | 28647.15 | 24554.7 | 28647.15
DE | 12 | 27 | 18 | 28643.65 | 24551.7 | 28643.65
DE | 12 | 27 | 19 | 28527.8 | 24452.4 | 28527.8
DE | 12 | 27 | 20 | 28172.9 | 24148.2 | 28172.9
DE | 12 | 27 | 21 | 26673.5 | 22863 | 26673.5
DE | 12 | 27 | 22 | 25157.3 | 21563.4 | 25157.3
DE | 12 | 27 | 23 | 23757.65 | 20363.7 | 23757.65
DE | 12 | 27 | 24 | 21808.85 | 18693.3 | 21808.85
DE | 12 | 28 | 1 | 21129.85 | 18111.3 | 21129.85
DE | 12 | 28 | 2 | 20440.7 | 17520.6 | 20440.7
DE | 12 | 28 | 3 | 20162.1 | 17281.8 | 20162.1
DE | 12 | 28 | 4 | 20162.1 | 17281.8 | 20162.1
DE | 12 | 28 | 5 | 20300 | 17400 | 20300
DE | 12 | 28 | 6 | 20567.05 | 17628.9 | 20567.05
DE | 12 | 28 | 7 | 21721 | 18618 | 21721
DE | 12 | 28 | 8 | 23452.1 | 20101.8 | 23452.1
DE | 12 | 28 | 9 | 24794.35 | 21252.3 | 24794.35
DE | 12 | 28 | 10 | 25180.4 | 21583.2 | 25180.4
DE | 12 | 28 | 11 | 25747.4 | 22069.2 | 25747.4
DE | 12 | 28 | 12 | 25407.2 | 21777.6 | 25407.2
DE | 12 | 28 | 13 | 25414.55 | 21783.9 | 25414.55
DE | 12 | 28 | 14 | 25252.85 | 21645.3 | 25252.85
DE | 12 | 28 | 15 | 25444.3 | 21809.4 | 25444.3
DE | 12 | 28 | 16 | 25788 | 22104 | 25788
DE | 12 | 28 | 17 | 26628.35 | 22824.3 | 26628.35
DE | 12 | 28 | 18 | 26707.1 | 22891.8 | 26707.1
DE | 12 | 28 | 19 | 26707.1 | 22891.8 | 26707.1
DE | 12 | 28 | 20 | 26405.75 | 22633.5 | 26405.75
DE | 12 | 28 | 21 | 25735.15 | 22058.7 | 25735.15
DE | 12 | 28 | 22 | 25252.85 | 21645.3 | 25252.85
DE | 12 | 28 | 23 | 24116.05 | 20670.9 | 24116.05
DE | 12 | 28 | 24 | 21837.9 | 18718.2 | 21837.9
DE | 12 | 29 | 1 | 21074.9 | 18064.2 | 21074.9
DE | 12 | 29 | 2 | 20519.8 | 17588.4 | 20519.8
DE | 12 | 29 | 3 | 20360.55 | 17451.9 | 20360.55
DE | 12 | 29 | 4 | 20360.55 | 17451.9 | 20360.55
DE | 12 | 29 | 5 | 20498.45 | 17570.1 | 20498.45
DE | 12 | 29 | 6 | 20839 | 17862 | 20839
DE | 12 | 29 | 7 | 22751.05 | 19500.9 | 22751.05
DE | 12 | 29 | 8 | 24274.95 | 20807.1 | 24274.95
DE | 12 | 29 | 9 | 25459 | 21822 | 25459
DE | 12 | 29 | 10 | 26135.9 | 22402.2 | 26135.9
DE | 12 | 29 | 11 | 26169.5 | 22431 | 26169.5
DE | 12 | 29 | 12 | 26149.9 | 22414.2 | 26149.9
DE | 12 | 29 | 13 | 25740.05 | 22062.9 | 25740.05
DE | 12 | 29 | 14 | 25785.2 | 22101.6 | 25785.2
DE | 12 | 29 | 15 | 25785.2 | 22101.6 | 25785.2
DE | 12 | 29 | 16 | 25982.95 | 22271.1 | 25982.95
DE | 12 | 29 | 17 | 27050.45 | 23186.1 | 27050.45
DE | 12 | 29 | 18 | 27143.9 | 23266.2 | 27143.9
DE | 12 | 29 | 19 | 27143.9 | 23266.2 | 27143.9
DE | 12 | 29 | 20 | 26784.45 | 22958.1 | 26784.45
DE | 12 | 29 | 21 | 26230.05 | 22482.9 | 26230.05
DE | 12 | 29 | 22 | 25462.85 | 21825.3 | 25462.85
DE | 12 | 29 | 23 | 24793.65 | 21251.7 | 24793.65
DE | 12 | 29 | 24 | 22314.95 | 19127.1 | 22314.95
DE | 12 | 30 | 1 | 21534.1 | 18457.8 | 21534.1
DE | 12 | 30 | 2 | 21175.35 | 18150.3 | 21175.35
DE | 12 | 30 | 3 | 21122.85 | 18105.3 | 21122.85
DE | 12 | 30 | 4 | 21122.85 | 18105.3 | 21122.85
DE | 12 | 30 | 5 | 22306.2 | 19119.6 | 22306.2
DE | 12 | 30 | 6 | 27017.9 | 23158.2 | 27017.9
DE | 12 | 30 | 7 | 29115.1 | 24955.8 | 29115.1
DE | 12 | 30 | 8 | 29041.25 | 24892.5 | 29041.25
DE | 12 | 30 | 9 | 29699.25 | 25456.5 | 29699.25
DE | 12 | 30 | 10 | 29679.3 | 25439.4 | 29679.3
DE | 12 | 30 | 11 | 29437.1 | 25231.8 | 29437.1
DE | 12 | 30 | 12 | 29119.3 | 24959.4 | 29119.3
DE | 12 | 30 | 13 | 29138.9 | 24976.2 | 29138.9
DE | 12 | 30 | 14 | 29061.2 | 24909.6 | 29061.2
DE | 12 | 30 | 15 | 29138.9 | 24976.2 | 29138.9
DE | 12 | 30 | 16 | 29307.6 | 25120.8 | 29307.6
DE | 12 | 30 | 17 | 29599.85 | 25371.3 | 29599.85
DE | 12 | 30 | 18 | 29652.7 | 25416.6 | 29652.7
DE | 12 | 30 | 19 | 29729.7 | 25482.6 | 29729.7
DE | 12 | 30 | 20 | 29169.35 | 25002.3 | 29169.35
DE | 12 | 30 | 21 | 27671.7 | 23718.6 | 27671.7
DE | 12 | 30 | 22 | 26270.3 | 22517.4 | 26270.3
DE | 12 | 30 | 23 | 24926.65 | 21365.7 | 24926.65
DE | 12 | 30 | 24 | 22347.5 | 19155 | 22347.5
DE | 12 | 31 | 1 | 21559.3 | 18479.4 | 21559.3
DE | 12 | 31 | 2 | 21175.35 | 18150.3 | 21175.35
DE | 12 | 31 | 3 | 21122.85 | 18105.3 | 21122.85
DE | 12 | 31 | 4 | 21122.85 | 18105.3 | 21122.85
DE | 12 | 31 | 5 | 22306.2 | 19119.6 | 22306.2
DE | 12 | 31 | 6 | 27017.9 | 23158.2 | 27017.9
DE | 12 | 31 | 7 | 29115.1 | 24955.8 | 29115.1
DE | 12 | 31 | 8 | 29041.25 | 24892.5 | 29041.25
DE | 12 | 31 | 9 | 29699.25 | 25456.5 | 29699.25
DE | 12 | 31 | 10 | 29982.05 | 25698.9 | 29982.05
DE | 12 | 31 | 11 | 29482.6 | 25270.8 | 29482.6
DE | 12 | 31 | 12 | 29119.3 | 24959.4 | 29119.3
DE | 12 | 31 | 13 | 29061.2 | 24909.6 | 29061.2
DE | 12 | 31 | 14 | 28740.6 | 24634.8 | 28740.6
DE | 12 | 31 | 15 | 29092 | 24936 | 29092
DE | 12 | 31 | 16 | 29181.25 | 25012.5 | 29181.25
DE | 12 | 31 | 17 | 29350.3 | 25157.4 | 29350.3
DE | 12 | 31 | 18 | 29554 | 25332 | 29554
DE | 12 | 31 | 19 | 29575 | 25350 | 29575
DE | 12 | 31 | 20 | 29067.5 | 24915 | 29067.5
DE | 12 | 31 | 21 | 27671.7 | 23718.6 | 27671.7
DE | 12 | 31 | 22 | 26401.9 | 22630.2 | 26401.9
DE | 12 | 31 | 23 | 25189.85 | 21591.3 | 25189.85
DE | 12 | 31 | 24 | 23498.3 | 20141.4 | 23498.3

## Hourly_resource_shapes
iso_zone_id | month | day | hour | com_fr_solar | com_fr_wind | solar_capacity_factor | wind_capacity_factor | com_fr_wof | iso

## historical_data_long
model_fuel | Year | Unit | Value
bioenergy | 2000 | TWh | 4.33
coal | 2000 | TWh | 296.68
gas | 2000 | TWh | 49.2
hydro | 2000 | TWh | 21.73
nuclear | 2000 | TWh | 169.61
oil | 2000 | TWh | 18.05
bioenergy | 2000 | TWh | 0
solar | 2000 | TWh | 0
windon | 2000 | TWh | 9.35
bioenergy | 2001 | TWh | 4.59
coal | 2001 | TWh | 293.74
gas | 2001 | TWh | 55.5
hydro | 2001 | TWh | 22.73
nuclear | 2001 | TWh | 171.3
oil | 2001 | TWh | 20.52
bioenergy | 2001 | TWh | 0
solar | 2001 | TWh | 0.1
windon | 2001 | TWh | 10.46
bioenergy | 2002 | TWh | 5.31
coal | 2002 | TWh | 299.6
gas | 2002 | TWh | 56.3
hydro | 2002 | TWh | 23.12
nuclear | 2002 | TWh | 164.84
oil | 2002 | TWh | 18.53
bioenergy | 2002 | TWh | 0
solar | 2002 | TWh | 0.2
windon | 2002 | TWh | 15.86
bioenergy | 2003 | TWh | 8.95
coal | 2003 | TWh | 304.63
gas | 2003 | TWh | 62.59
hydro | 2003 | TWh | 18.32
nuclear | 2003 | TWh | 165.06
oil | 2003 | TWh | 23.08
bioenergy | 2003 | TWh | 0
solar | 2003 | TWh | 0.31
windon | 2003 | TWh | 19.09
bioenergy | 2004 | TWh | 10.64
coal | 2004 | TWh | 298.77
gas | 2004 | TWh | 62.67
hydro | 2004 | TWh | 20.75
nuclear | 2004 | TWh | 167.07
oil | 2004 | TWh | 23.12
bioenergy | 2004 | TWh | 0
solar | 2004 | TWh | 0.56
windon | 2004 | TWh | 26.02
bioenergy | 2005 | TWh | 14.71
coal | 2005 | TWh | 288.14
gas | 2005 | TWh | 72.19
hydro | 2005 | TWh | 19.64
nuclear | 2005 | TWh | 163.05
oil | 2005 | TWh | 26.53
bioenergy | 2005 | TWh | 0
solar | 2005 | TWh | 1.31
windon | 2005 | TWh | 27.77
bioenergy | 2006 | TWh | 18.94
coal | 2006 | TWh | 288.93
gas | 2006 | TWh | 74.73
hydro | 2006 | TWh | 20.03
nuclear | 2006 | TWh | 167.27
oil | 2006 | TWh | 26.71
bioenergy | 2006 | TWh | 0
solar | 2006 | TWh | 2.27
windon | 2006 | TWh | 31.32
bioenergy | 2007 | TWh | 24.62
coal | 2007 | TWh | 297.1
gas | 2007 | TWh | 77.45
hydro | 2007 | TWh | 21.17
nuclear | 2007 | TWh | 140.53
oil | 2007 | TWh | 26.58
bioenergy | 2007 | TWh | 0
solar | 2007 | TWh | 3.14
windon | 2007 | TWh | 40.51
bioenergy | 2008 | TWh | 28.02
coal | 2008 | TWh | 275.21
gas | 2008 | TWh | 88.48
hydro | 2008 | TWh | 20.44
nuclear | 2008 | TWh | 148.49
oil | 2008 | TWh | 25.74
bioenergy | 2008 | TWh | 0.02
solar | 2008 | TWh | 4.51
windon | 2008 | TWh | 41.38
bioenergy | 2009 | TWh | 30.89
coal | 2009 | TWh | 253.45
gas | 2009 | TWh | 80.27
hydro | 2009 | TWh | 19.03
nuclear | 2009 | TWh | 134.93
oil | 2009 | TWh | 23.23
bioenergy | 2009 | TWh | 0.02
solar | 2009 | TWh | 6.72
windon | 2009 | TWh | 39.42
bioenergy | 2010 | TWh | 33.92
coal | 2010 | TWh | 262.89
gas | 2010 | TWh | 88.76
hydro | 2010 | TWh | 20.95
nuclear | 2010 | TWh | 140.56
oil | 2010 | TWh | 26.59
bioenergy | 2010 | TWh | 0.03
solar | 2010 | TWh | 11.96
windon | 2010 | TWh | 38.55
bioenergy | 2011 | TWh | 36.89
coal | 2011 | TWh | 262.46
gas | 2011 | TWh | 85.67
hydro | 2011 | TWh | 17.67
nuclear | 2011 | TWh | 107.97
oil | 2011 | TWh | 24.47
bioenergy | 2011 | TWh | 0.02
solar | 2011 | TWh | 19.99
windon | 2011 | TWh | 49.86
bioenergy | 2012 | TWh | 43.2
coal | 2012 | TWh | 276.23
gas | 2012 | TWh | 75.95
hydro | 2012 | TWh | 21.75
nuclear | 2012 | TWh | 99.46
oil | 2012 | TWh | 24.77
bioenergy | 2012 | TWh | 0.03
solar | 2012 | TWh | 26.74
windon | 2012 | TWh | 51.68
bioenergy | 2013 | TWh | 45.51
coal | 2013 | TWh | 288.2
gas | 2013 | TWh | 67
hydro | 2013 | TWh | 23
nuclear | 2013 | TWh | 97.29
oil | 2013 | TWh | 25.25
bioenergy | 2013 | TWh | 0.08
solar | 2013 | TWh | 30.62
windon | 2013 | TWh | 52.74
bioenergy | 2014 | TWh | 48.29
coal | 2014 | TWh | 274.41
gas | 2014 | TWh | 60.61
hydro | 2014 | TWh | 19.59
nuclear | 2014 | TWh | 97.13
oil | 2014 | TWh | 24.67
bioenergy | 2014 | TWh | 0.1
solar | 2014 | TWh | 35.45
windon | 2014 | TWh | 58.5
bioenergy | 2015 | TWh | 50.33
coal | 2015 | TWh | 272.2
gas | 2015 | TWh | 61.47
hydro | 2015 | TWh | 18.98
nuclear | 2015 | TWh | 91.79
oil | 2015 | TWh | 25.57
bioenergy | 2015 | TWh | 0.13
solar | 2015 | TWh | 38.08
windon | 2015 | TWh | 80.62
bioenergy | 2016 | TWh | 50.93
coal | 2016 | TWh | 261.75
gas | 2016 | TWh | 80.62
hydro | 2016 | TWh | 20.55
nuclear | 2016 | TWh | 84.63
oil | 2016 | TWh | 25.39
bioenergy | 2016 | TWh | 0.17
solar | 2016 | TWh | 37.56
windon | 2016 | TWh | 79.92
bioenergy | 2017 | TWh | 50.92
coal | 2017 | TWh | 241.26
gas | 2017 | TWh | 86.04
hydro | 2017 | TWh | 20.15
nuclear | 2017 | TWh | 76.32
oil | 2017 | TWh | 25.16
bioenergy | 2017 | TWh | 0.16
solar | 2017 | TWh | 38.76
windon | 2017 | TWh | 105.69
bioenergy | 2018 | TWh | 50.79
coal | 2018 | TWh | 228.16
gas | 2018 | TWh | 81.56
hydro | 2018 | TWh | 17.69
nuclear | 2018 | TWh | 76
oil | 2018 | TWh | 23.63
bioenergy | 2018 | TWh | 0.18
solar | 2018 | TWh | 44.32
windon | 2018 | TWh | 109.95
bioenergy | 2019 | TWh | 50.13
coal | 2019 | TWh | 171.45
gas | 2019 | TWh | 90
hydro | 2019 | TWh | 19.73
nuclear | 2019 | TWh | 75.07
oil | 2019 | TWh | 22.4
bioenergy | 2019 | TWh | 0.2
solar | 2019 | TWh | 45.22
windon | 2019 | TWh | 125.89
bioenergy | 2020 | TWh | 50.93
coal | 2020 | TWh | 134.6
gas | 2020 | TWh | 95
hydro | 2020 | TWh | 18.72
nuclear | 2020 | TWh | 64.38
oil | 2020 | TWh | 21.28
bioenergy | 2020 | TWh | 0.23
solar | 2020 | TWh | 49.5
windon | 2020 | TWh | 132.11
bioenergy | 2021 | TWh | 49.1
coal | 2021 | TWh | 164.65
gas | 2021 | TWh | 90.31
hydro | 2021 | TWh | 19.66
nuclear | 2021 | TWh | 69.13
oil | 2021 | TWh | 22.24
bioenergy | 2021 | TWh | 0.24
solar | 2021 | TWh | 49.34
windon | 2021 | TWh | 114.65
bioenergy | 2022 | TWh | 48.14
coal | 2022 | TWh | 179.98
gas | 2022 | TWh | 79.05
hydro | 2022 | TWh | 17.63
nuclear | 2022 | TWh | 34.71
oil | 2022 | TWh | 21.55
bioenergy | 2022 | TWh | 0.21
solar | 2022 | TWh | 60.3
windon | 2022 | TWh | 124.66
bioenergy | 2023 | TWh | 46.04
coal | 2023 | TWh | 135.44
gas | 2023 | TWh | 77.73
hydro | 2023 | TWh | 19.47
nuclear | 2023 | TWh | 8.76
oil | 2023 | TWh | 20.14
bioenergy | 2023 | TWh | 0.21
solar | 2023 | TWh | 61.22
windon | 2023 | TWh | 137.32
bioenergy | 2000 | GW | 0.47
coal | 2000 | GW | 52.55
gas | 2000 | GW | 16.02
hydro | 2000 | GW | 4.83
nuclear | 2000 | GW | 22.4
oil | 2000 | GW | 1.29
bioenergy | 2000 | GW | 0.29
solar | 2000 | GW | 0.11
windon | 2000 | GW | 6.09
bioenergy | 2001 | GW | 0.75
coal | 2001 | GW | 51.96
gas | 2001 | GW | 16.21
hydro | 2001 | GW | 4.83
nuclear | 2001 | GW | 22.4
oil | 2001 | GW | 1.29
bioenergy | 2001 | GW | 0.29
solar | 2001 | GW | 0.19
windon | 2001 | GW | 8.75
bioenergy | 2002 | GW | 0.87
coal | 2002 | GW | 52.45
gas | 2002 | GW | 16.33
hydro | 2002 | GW | 4.94
nuclear | 2002 | GW | 23.4
oil | 2002 | GW | 1.29
bioenergy | 2002 | GW | 0.29
solar | 2002 | GW | 0.26
windon | 2002 | GW | 12
bioenergy | 2003 | GW | 1.44
coal | 2003 | GW | 52.03
gas | 2003 | GW | 16.66
hydro | 2003 | GW | 4.95
nuclear | 2003 | GW | 21.44
oil | 2003 | GW | 1.29
bioenergy | 2003 | GW | 0.45
solar | 2003 | GW | 0.44
windon | 2003 | GW | 14.38
bioenergy | 2004 | GW | 1.69
coal | 2004 | GW | 51.94
gas | 2004 | GW | 17.28
hydro | 2004 | GW | 5.19
nuclear | 2004 | GW | 20.55
oil | 2004 | GW | 1.29
bioenergy | 2004 | GW | 0.47
solar | 2004 | GW | 1.11
windon | 2004 | GW | 16.42
bioenergy | 2005 | GW | 2.37
coal | 2005 | GW | 51.43
gas | 2005 | GW | 19.13
hydro | 2005 | GW | 5.21
nuclear | 2005 | GW | 20.38
oil | 2005 | GW | 1.29
bioenergy | 2005 | GW | 0.59
solar | 2005 | GW | 2.06
windon | 2005 | GW | 18.25
bioenergy | 2006 | GW | 3.02
coal | 2006 | GW | 51.43
gas | 2006 | GW | 19.61
hydro | 2006 | GW | 5.19
nuclear | 2006 | GW | 20.21
oil | 2006 | GW | 1.29
bioenergy | 2006 | GW | 0.64
solar | 2006 | GW | 2.9
windon | 2006 | GW | 20.47
bioenergy | 2007 | GW | 3.39
coal | 2007 | GW | 51.23
gas | 2007 | GW | 20.96
hydro | 2007 | GW | 5.14
nuclear | 2007 | GW | 20.21
oil | 2007 | GW | 1.29
bioenergy | 2007 | GW | 0.62
solar | 2007 | GW | 4.17
windon | 2007 | GW | 22.12
bioenergy | 2008 | GW | 3.68
coal | 2008 | GW | 51.23
gas | 2008 | GW | 21.8
hydro | 2008 | GW | 5.16
nuclear | 2008 | GW | 20.49
oil | 2008 | GW | 1.29
bioenergy | 2008 | GW | 0.69
solar | 2008 | GW | 6.12
windon | 2008 | GW | 22.79
bioenergy | 2009 | GW | 4.87
coal | 2009 | GW | 51.26
gas | 2009 | GW | 22.21
hydro | 2009 | GW | 5.34
nuclear | 2009 | GW | 20.48
oil | 2009 | GW | 1.29
bioenergy | 2009 | GW | 0.73
solar | 2009 | GW | 10.57
windon | 2009 | GW | 25.73
bioenergy | 2010 | GW | 5.46
coal | 2010 | GW | 51.26
gas | 2010 | GW | 24.56
hydro | 2010 | GW | 5.41
nuclear | 2010 | GW | 20.47
oil | 2010 | GW | 1.33
bioenergy | 2010 | GW | 0.77
solar | 2010 | GW | 18.01
windon | 2010 | GW | 26.9
bioenergy | 2011 | GW | 6.42
coal | 2011 | GW | 50.52
gas | 2011 | GW | 25.45
hydro | 2011 | GW | 5.62
nuclear | 2011 | GW | 20.47
oil | 2011 | GW | 1.33
bioenergy | 2011 | GW | 0.75
solar | 2011 | GW | 25.92
windon | 2011 | GW | 28.71
bioenergy | 2012 | GW | 6.76
coal | 2012 | GW | 50.43
gas | 2012 | GW | 25.68
hydro | 2012 | GW | 5.61
nuclear | 2012 | GW | 12.07
oil | 2012 | GW | 1.33
bioenergy | 2012 | GW | 0.73
solar | 2012 | GW | 34.08
windon | 2012 | GW | 30.98
bioenergy | 2013 | GW | 7.03
coal | 2013 | GW | 50.72
gas | 2013 | GW | 27.01
hydro | 2013 | GW | 5.59
nuclear | 2013 | GW | 12.07
oil | 2013 | GW | 1.67
bioenergy | 2013 | GW | 0.96
solar | 2013 | GW | 36.71
windon | 2013 | GW | 33.48
bioenergy | 2014 | GW | 7.26
coal | 2014 | GW | 50.1
gas | 2014 | GW | 27.25
hydro | 2014 | GW | 5.58
nuclear | 2014 | GW | 12.07
oil | 2014 | GW | 1.67
bioenergy | 2014 | GW | 0.97
solar | 2014 | GW | 37.9
windon | 2014 | GW | 38.61
bioenergy | 2015 | GW | 7.47
coal | 2015 | GW | 52.4
gas | 2015 | GW | 27.55
hydro | 2015 | GW | 5.59
nuclear | 2015 | GW | 10.8
oil | 2015 | GW | 1.69
bioenergy | 2015 | GW | 0.99
solar | 2015 | GW | 39.22
windon | 2015 | GW | 44.58
bioenergy | 2016 | GW | 7.68
coal | 2016 | GW | 51.72
gas | 2016 | GW | 29.31
hydro | 2016 | GW | 5.63
nuclear | 2016 | GW | 10.8
oil | 2016 | GW | 1.69
bioenergy | 2016 | GW | 1.01
solar | 2016 | GW | 40.68
windon | 2016 | GW | 49.44
bioenergy | 2017 | GW | 7.98
coal | 2017 | GW | 48.37
gas | 2017 | GW | 29.54
hydro | 2017 | GW | 5.63
nuclear | 2017 | GW | 10.8
oil | 2017 | GW | 1.69
bioenergy | 2017 | GW | 1.04
solar | 2017 | GW | 42.29
windon | 2017 | GW | 55.58
bioenergy | 2018 | GW | 8.6
coal | 2018 | GW | 47.32
gas | 2018 | GW | 29.62
hydro | 2018 | GW | 5.33
nuclear | 2018 | GW | 10.8
oil | 2018 | GW | 1.69
bioenergy | 2018 | GW | 1.1
solar | 2018 | GW | 45.16
windon | 2018 | GW | 58.72
bioenergy | 2019 | GW | 8.91
coal | 2019 | GW | 46.08
gas | 2019 | GW | 30.03
hydro | 2019 | GW | 5.38
nuclear | 2019 | GW | 9.52
oil | 2019 | GW | 1.69
bioenergy | 2019 | GW | 1.12
solar | 2019 | GW | 48.91
windon | 2019 | GW | 60.74
bioenergy | 2020 | GW | 9.3
coal | 2020 | GW | 46.86
gas | 2020 | GW | 30.77
hydro | 2020 | GW | 5.45
nuclear | 2020 | GW | 8.11
oil | 2020 | GW | 1.69
bioenergy | 2020 | GW | 1.06
solar | 2020 | GW | 53.67
windon | 2020 | GW | 62.2
bioenergy | 2021 | GW | 8.75
coal | 2021 | GW | 40.98
gas | 2021 | GW | 30.79
hydro | 2021 | GW | 5.49
nuclear | 2021 | GW | 8.11
oil | 2021 | GW | 1.45
bioenergy | 2021 | GW | 1.09
solar | 2021 | GW | 60.04
windon | 2021 | GW | 63.71
bioenergy | 2022 | GW | 8.81
coal | 2022 | GW | 40.43
gas | 2022 | GW | 32.4
hydro | 2022 | GW | 5.62
nuclear | 2022 | GW | 4.2
oil | 2022 | GW | 1.45
bioenergy | 2022 | GW | 1.07
solar | 2022 | GW | 67.48
windon | 2022 | GW | 66.16
bioenergy | 2023 | GW | 8.93
coal | 2023 | GW | 40.43
gas | 2023 | GW | 33.95
hydro | 2023 | GW | 5.74
nuclear | 2023 | GW | 0
oil | 2023 | GW | 1.45
bioenergy | 2023 | GW | 1.07
solar | 2023 | GW | 81.74
windon | 2023 | GW | 69.46
bioenergy | 2000 | mtCO2 | 0.94
coal | 2000 | mtCO2 | 290.6
gas | 2000 | mtCO2 | 21.21
hydro | 2000 | mtCO2 | 0.52
nuclear | 2000 | mtCO2 | 0.82
oil | 2000 | mtCO2 | 11.88
bioenergy | 2000 | mtCO2 | 0
solar | 2000 | mtCO2 | 0
windon | 2000 | mtCO2 | 0.11
bioenergy | 2001 | mtCO2 | 0.99
coal | 2001 | mtCO2 | 287.44
gas | 2001 | mtCO2 | 23.93
hydro | 2001 | mtCO2 | 0.54
nuclear | 2001 | mtCO2 | 0.83
oil | 2001 | mtCO2 | 13.5
bioenergy | 2001 | mtCO2 | 0
solar | 2001 | mtCO2 | 0
windon | 2001 | mtCO2 | 0.13
bioenergy | 2002 | mtCO2 | 1.15
coal | 2002 | mtCO2 | 293.32
gas | 2002 | mtCO2 | 24.28
hydro | 2002 | mtCO2 | 0.55
nuclear | 2002 | mtCO2 | 0.8
oil | 2002 | mtCO2 | 12.19
bioenergy | 2002 | mtCO2 | 0
solar | 2002 | mtCO2 | 0.01
windon | 2002 | mtCO2 | 0.19
bioenergy | 2003 | mtCO2 | 1.93
coal | 2003 | mtCO2 | 297.54
gas | 2003 | mtCO2 | 26.99
hydro | 2003 | mtCO2 | 0.44
nuclear | 2003 | mtCO2 | 0.8
oil | 2003 | mtCO2 | 15.19
bioenergy | 2003 | mtCO2 | 0
solar | 2003 | mtCO2 | 0.01
windon | 2003 | mtCO2 | 0.23
bioenergy | 2004 | mtCO2 | 2.3
coal | 2004 | mtCO2 | 291.94
gas | 2004 | mtCO2 | 27.02
hydro | 2004 | mtCO2 | 0.49
nuclear | 2004 | mtCO2 | 0.81
oil | 2004 | mtCO2 | 15.21
bioenergy | 2004 | mtCO2 | 0
solar | 2004 | mtCO2 | 0.03
windon | 2004 | mtCO2 | 0.32
bioenergy | 2005 | mtCO2 | 3.18
coal | 2005 | mtCO2 | 281.62
gas | 2005 | mtCO2 | 31.13
hydro | 2005 | mtCO2 | 0.47
nuclear | 2005 | mtCO2 | 0.79
oil | 2005 | mtCO2 | 17.46
bioenergy | 2005 | mtCO2 | 0
solar | 2005 | mtCO2 | 0.06
windon | 2005 | mtCO2 | 0.34
bioenergy | 2006 | mtCO2 | 4.09
coal | 2006 | mtCO2 | 282.22
gas | 2006 | mtCO2 | 32.22
hydro | 2006 | mtCO2 | 0.48
nuclear | 2006 | mtCO2 | 0.81
oil | 2006 | mtCO2 | 17.58
bioenergy | 2006 | mtCO2 | 0
solar | 2006 | mtCO2 | 0.11
windon | 2006 | mtCO2 | 0.38
bioenergy | 2007 | mtCO2 | 5.32
coal | 2007 | mtCO2 | 290.19
gas | 2007 | mtCO2 | 33.4
hydro | 2007 | mtCO2 | 0.5
nuclear | 2007 | mtCO2 | 0.68
oil | 2007 | mtCO2 | 17.49
bioenergy | 2007 | mtCO2 | 0
solar | 2007 | mtCO2 | 0.15
windon | 2007 | mtCO2 | 0.5
bioenergy | 2008 | mtCO2 | 6.06
coal | 2008 | mtCO2 | 269.13
gas | 2008 | mtCO2 | 38.15
hydro | 2008 | mtCO2 | 0.49
nuclear | 2008 | mtCO2 | 0.72
oil | 2008 | mtCO2 | 16.94
bioenergy | 2008 | mtCO2 | 0
solar | 2008 | mtCO2 | 0.21
windon | 2008 | mtCO2 | 0.51
bioenergy | 2009 | mtCO2 | 6.68
coal | 2009 | mtCO2 | 248.17
gas | 2009 | mtCO2 | 34.61
hydro | 2009 | mtCO2 | 0.45
nuclear | 2009 | mtCO2 | 0.65
oil | 2009 | mtCO2 | 15.29
bioenergy | 2009 | mtCO2 | 0
solar | 2009 | mtCO2 | 0.32
windon | 2009 | mtCO2 | 0.48
bioenergy | 2010 | mtCO2 | 7.33
coal | 2010 | mtCO2 | 257.17
gas | 2010 | mtCO2 | 38.27
hydro | 2010 | mtCO2 | 0.5
nuclear | 2010 | mtCO2 | 0.68
oil | 2010 | mtCO2 | 17.5
bioenergy | 2010 | mtCO2 | 0
solar | 2010 | mtCO2 | 0.57
windon | 2010 | mtCO2 | 0.47
bioenergy | 2011 | mtCO2 | 7.98
coal | 2011 | mtCO2 | 256.93
gas | 2011 | mtCO2 | 36.94
hydro | 2011 | mtCO2 | 0.42
nuclear | 2011 | mtCO2 | 0.52
oil | 2011 | mtCO2 | 16.1
bioenergy | 2011 | mtCO2 | 0
solar | 2011 | mtCO2 | 0.95
windon | 2011 | mtCO2 | 0.61
bioenergy | 2012 | mtCO2 | 9.34
coal | 2012 | mtCO2 | 269.78
gas | 2012 | mtCO2 | 32.75
hydro | 2012 | mtCO2 | 0.52
nuclear | 2012 | mtCO2 | 0.48
oil | 2012 | mtCO2 | 16.3
bioenergy | 2012 | mtCO2 | 0
solar | 2012 | mtCO2 | 1.27
windon | 2012 | mtCO2 | 0.64
bioenergy | 2013 | mtCO2 | 9.84
coal | 2013 | mtCO2 | 280.32
gas | 2013 | mtCO2 | 28.89
hydro | 2013 | mtCO2 | 0.55
nuclear | 2013 | mtCO2 | 0.47
oil | 2013 | mtCO2 | 16.61
bioenergy | 2013 | mtCO2 | 0
solar | 2013 | mtCO2 | 1.46
windon | 2013 | mtCO2 | 0.65
bioenergy | 2014 | mtCO2 | 10.44
coal | 2014 | mtCO2 | 266.65
gas | 2014 | mtCO2 | 26.13
hydro | 2014 | mtCO2 | 0.47
nuclear | 2014 | mtCO2 | 0.47
oil | 2014 | mtCO2 | 16.23
bioenergy | 2014 | mtCO2 | 0
solar | 2014 | mtCO2 | 1.68
windon | 2014 | mtCO2 | 0.72
bioenergy | 2015 | mtCO2 | 10.88
coal | 2015 | mtCO2 | 263.96
gas | 2015 | mtCO2 | 26.51
hydro | 2015 | mtCO2 | 0.45
nuclear | 2015 | mtCO2 | 0.44
oil | 2015 | mtCO2 | 16.83
bioenergy | 2015 | mtCO2 | 0
solar | 2015 | mtCO2 | 1.81
windon | 2015 | mtCO2 | 1
bioenergy | 2016 | mtCO2 | 11.01
coal | 2016 | mtCO2 | 253.51
gas | 2016 | mtCO2 | 34.76
hydro | 2016 | mtCO2 | 0.49
nuclear | 2016 | mtCO2 | 0.41
oil | 2016 | mtCO2 | 16.71
bioenergy | 2016 | mtCO2 | 0.01
solar | 2016 | mtCO2 | 1.78
windon | 2016 | mtCO2 | 0.99
bioenergy | 2017 | mtCO2 | 11.01
coal | 2017 | mtCO2 | 234.03
gas | 2017 | mtCO2 | 37.1
hydro | 2017 | mtCO2 | 0.48
nuclear | 2017 | mtCO2 | 0.37
oil | 2017 | mtCO2 | 16.56
bioenergy | 2017 | mtCO2 | 0.01
solar | 2017 | mtCO2 | 1.84
windon | 2017 | mtCO2 | 1.31
bioenergy | 2018 | mtCO2 | 10.98
coal | 2018 | mtCO2 | 221.42
gas | 2018 | mtCO2 | 35.17
hydro | 2018 | mtCO2 | 0.42
nuclear | 2018 | mtCO2 | 0.37
oil | 2018 | mtCO2 | 15.55
bioenergy | 2018 | mtCO2 | 0.01
solar | 2018 | mtCO2 | 2.11
windon | 2018 | mtCO2 | 1.37
bioenergy | 2019 | mtCO2 | 10.84
coal | 2019 | mtCO2 | 166.58
gas | 2019 | mtCO2 | 38.81
hydro | 2019 | mtCO2 | 0.47
nuclear | 2019 | mtCO2 | 0.36
oil | 2019 | mtCO2 | 14.74
bioenergy | 2019 | mtCO2 | 0.01
solar | 2019 | mtCO2 | 2.15
windon | 2019 | mtCO2 | 1.57
bioenergy | 2020 | mtCO2 | 11.01
coal | 2020 | mtCO2 | 130.84
gas | 2020 | mtCO2 | 40.96
hydro | 2020 | mtCO2 | 0.44
nuclear | 2020 | mtCO2 | 0.31
oil | 2020 | mtCO2 | 14
bioenergy | 2020 | mtCO2 | 0.01
solar | 2020 | mtCO2 | 2.35
windon | 2020 | mtCO2 | 1.65
bioenergy | 2021 | mtCO2 | 10.62
coal | 2021 | mtCO2 | 159.79
gas | 2021 | mtCO2 | 38.94
hydro | 2021 | mtCO2 | 0.47
nuclear | 2021 | mtCO2 | 0.33
oil | 2021 | mtCO2 | 14.63
bioenergy | 2021 | mtCO2 | 0.01
solar | 2021 | mtCO2 | 2.34
windon | 2021 | mtCO2 | 1.43
bioenergy | 2022 | mtCO2 | 10.41
coal | 2022 | mtCO2 | 174.33
gas | 2022 | mtCO2 | 34.09
hydro | 2022 | mtCO2 | 0.42
nuclear | 2022 | mtCO2 | 0.17
oil | 2022 | mtCO2 | 14.18
bioenergy | 2022 | mtCO2 | 0.01
solar | 2022 | mtCO2 | 2.87
windon | 2022 | mtCO2 | 1.55
bioenergy | 2023 | mtCO2 | 9.95
coal | 2023 | mtCO2 | 131.27
gas | 2023 | mtCO2 | 33.52
hydro | 2023 | mtCO2 | 0.46
nuclear | 2023 | mtCO2 | 0.04
oil | 2023 | mtCO2 | 13.25
bioenergy | 2023 | mtCO2 | 0.01
solar | 2023 | mtCO2 | 2.91
windon | 2023 | mtCO2 | 1.71
Export | 2000 | TWh | 42.1
Import | 2000 | TWh | 45.1
Export | 2001 | TWh | 42.1
Import | 2001 | TWh | 45.8
Export | 2002 | TWh | 38.4
Import | 2002 | TWh | 48.4
Export | 2003 | TWh | 52.4
Import | 2003 | TWh | 49.1
Export | 2004 | TWh | 50.8
Import | 2004 | TWh | 48.2
Export | 2005 | TWh | 61.4
Import | 2005 | TWh | 56.9
Export | 2006 | TWh | 65.4
Import | 2006 | TWh | 48.5
Export | 2007 | TWh | 62.5
Import | 2007 | TWh | 46
Export | 2008 | TWh | 61.8
Import | 2008 | TWh | 41.7
Export | 2009 | TWh | 54.1
Import | 2009 | TWh | 41.9
Export | 2010 | TWh | 57.9
Import | 2010 | TWh | 43
Export | 2011 | TWh | 54.8
Import | 2011 | TWh | 51
Export | 2012 | TWh | 66.8
Import | 2012 | TWh | 46.3
Export | 2013 | TWh | 71.4
Import | 2013 | TWh | 39.2
Export | 2014 | TWh | 74.3
Import | 2014 | TWh | 40.4
Export | 2015 | TWh | 85.3
Import | 2015 | TWh | 37
Export | 2016 | TWh | 78.9
Import | 2016 | TWh | 28.3
Export | 2017 | TWh | 80.3
Import | 2017 | TWh | 27.8
Export | 2018 | TWh | 80.5
Import | 2018 | TWh | 31.7
Export | 2019 | TWh | 72.8
Import | 2019 | TWh | 40.1
Export | 2020 | TWh | 66.9
Import | 2020 | TWh | 47.9
Export | 2021 | TWh | 70.3
Import | 2021 | TWh | 51.7
Export | 2022 | TWh | 76.6
Import | 2022 | TWh | 49.3
Export | 2023 | TWh | 60.1
Import | 2023 | TWh | 69.3

## historical_data
EMBER Generation (TWh)
model_fuel | 2000 | 2001 | 2002 | 2003 | 2004 | 2005 | 2006 | 2007 | 2008 | 2009 | 2010 | 2011 | 2012 | 2013 | 2014 | 2015 | 2016 | 2017 | 2018 | 2019 | 2020 | 2021 | 2022 | 2023
bioenergy | 4.33 | 4.59 | 5.31 | 8.95 | 10.64 | 14.71 | 18.94 | 24.62 | 28.04 | 30.91 | 33.95 | 36.91 | 43.23 | 45.59 | 48.39 | 50.46 | 51.1 | 51.08 | 50.97 | 50.33 | 51.16 | 49.34 | 48.35 | 46.25
coal | 296.68 | 293.74 | 299.6 | 304.63 | 298.77 | 288.14 | 288.93 | 297.1 | 275.21 | 253.45 | 262.89 | 262.46 | 276.23 | 288.2 | 274.41 | 272.2 | 261.75 | 241.26 | 228.16 | 171.45 | 134.6 | 164.65 | 179.98 | 135.44
gas | 49.2 | 55.5 | 56.3 | 62.59 | 62.67 | 72.19 | 74.73 | 77.45 | 88.48 | 80.27 | 88.76 | 85.67 | 75.95 | 67 | 60.61 | 61.47 | 80.62 | 86.04 | 81.56 | 90 | 95 | 90.31 | 79.05 | 77.73
hydro | 21.73 | 22.73 | 23.12 | 18.32 | 20.75 | 19.64 | 20.03 | 21.17 | 20.44 | 19.03 | 20.95 | 17.67 | 21.75 | 23 | 19.59 | 18.98 | 20.55 | 20.15 | 17.69 | 19.73 | 18.72 | 19.66 | 17.63 | 19.47
nuclear | 169.61 | 171.3 | 164.84 | 165.06 | 167.07 | 163.05 | 167.27 | 140.53 | 148.49 | 134.93 | 140.56 | 107.97 | 99.46 | 97.29 | 97.13 | 91.79 | 84.63 | 76.32 | 76 | 75.07 | 64.38 | 69.13 | 34.71 | 8.76
oil | 18.05 | 20.52 | 18.53 | 23.08 | 23.12 | 26.53 | 26.71 | 26.58 | 25.74 | 23.23 | 26.59 | 24.47 | 24.77 | 25.25 | 24.67 | 25.57 | 25.39 | 25.16 | 23.63 | 22.4 | 21.28 | 22.24 | 21.55 | 20.14
solar | 0 | 0.1 | 0.2 | 0.31 | 0.56 | 1.31 | 2.27 | 3.14 | 4.51 | 6.72 | 11.96 | 19.99 | 26.74 | 30.62 | 35.45 | 38.08 | 37.56 | 38.76 | 44.32 | 45.22 | 49.5 | 49.34 | 60.3 | 61.22
windon | 9.35 | 10.46 | 15.86 | 19.09 | 26.02 | 27.77 | 31.32 | 40.51 | 41.38 | 39.42 | 38.55 | 49.86 | 51.68 | 52.74 | 58.5 | 80.62 | 79.92 | 105.69 | 109.95 | 125.89 | 132.11 | 114.65 | 124.66 | 137.32
EMBER Capacity (GW)
model_fuel | 2000 | 2001 | 2002 | 2003 | 2004 | 2005 | 2006 | 2007 | 2008 | 2009 | 2010 | 2011 | 2012 | 2013 | 2014 | 2015 | 2016 | 2017 | 2018 | 2019 | 2020 | 2021 | 2022 | 2023
bioenergy | 0.76 | 1.04 | 1.16 | 1.89 | 2.16 | 2.96 | 3.66 | 4.01 | 4.37 | 5.6 | 6.23 | 7.17 | 7.49 | 7.99 | 8.23 | 8.46 | 8.69 | 9.02 | 9.7 | 10.03 | 10.36 | 9.84 | 9.88 | 10
coal | 52.55 | 51.96 | 52.45 | 52.03 | 51.94 | 51.43 | 51.43 | 51.23 | 51.23 | 51.26 | 51.26 | 50.52 | 50.43 | 50.72 | 50.1 | 52.4 | 51.72 | 48.37 | 47.32 | 46.08 | 46.86 | 40.98 | 40.43 | 40.43
gas | 16.02 | 16.21 | 16.33 | 16.66 | 17.28 | 19.13 | 19.61 | 20.96 | 21.8 | 22.21 | 24.56 | 25.45 | 25.68 | 27.01 | 27.25 | 27.55 | 29.31 | 29.54 | 29.62 | 30.03 | 30.77 | 30.79 | 32.4 | 33.95
hydro | 4.83 | 4.83 | 4.94 | 4.95 | 5.19 | 5.21 | 5.19 | 5.14 | 5.16 | 5.34 | 5.41 | 5.62 | 5.61 | 5.59 | 5.58 | 5.59 | 5.63 | 5.63 | 5.33 | 5.38 | 5.45 | 5.49 | 5.62 | 5.74
nuclear | 22.4 | 22.4 | 23.4 | 21.44 | 20.55 | 20.38 | 20.21 | 20.21 | 20.49 | 20.48 | 20.47 | 20.47 | 12.07 | 12.07 | 12.07 | 10.8 | 10.8 | 10.8 | 10.8 | 9.52 | 8.11 | 8.11 | 4.2 | 0
oil | 1.29 | 1.29 | 1.29 | 1.29 | 1.29 | 1.29 | 1.29 | 1.29 | 1.29 | 1.29 | 1.33 | 1.33 | 1.33 | 1.67 | 1.67 | 1.69 | 1.69 | 1.69 | 1.69 | 1.69 | 1.69 | 1.45 | 1.45 | 1.45
solar | 0.11 | 0.19 | 0.26 | 0.44 | 1.11 | 2.06 | 2.9 | 4.17 | 6.12 | 10.57 | 18.01 | 25.92 | 34.08 | 36.71 | 37.9 | 39.22 | 40.68 | 42.29 | 45.16 | 48.91 | 53.67 | 60.04 | 67.48 | 81.74
windon | 6.09 | 8.75 | 12 | 14.38 | 16.42 | 18.25 | 20.47 | 22.12 | 22.79 | 25.73 | 26.9 | 28.71 | 30.98 | 33.48 | 38.61 | 44.58 | 49.44 | 55.58 | 58.72 | 60.74 | 62.2 | 63.71 | 66.16 | 69.46
EMBER Emissions (Mt CO2)
model_fuel | 2000 | 2001 | 2002 | 2003 | 2004 | 2005 | 2006 | 2007 | 2008 | 2009 | 2010 | 2011 | 2012 | 2013 | 2014 | 2015 | 2016 | 2017 | 2018 | 2019 | 2020 | 2021 | 2022 | 2023
bioenergy | 0.94 | 0.99 | 1.15 | 1.93 | 2.3 | 3.18 | 4.09 | 5.32 | 6.06 | 6.68 | 7.33 | 7.98 | 9.34 | 9.84 | 10.44 | 10.88 | 11.02 | 11.02 | 10.99 | 10.85 | 11.02 | 10.63 | 10.42 | 9.96
coal | 290.6 | 287.44 | 293.32 | 297.54 | 291.94 | 281.62 | 282.22 | 290.19 | 269.13 | 248.17 | 257.17 | 256.93 | 269.78 | 280.32 | 266.65 | 263.96 | 253.51 | 234.03 | 221.42 | 166.58 | 130.84 | 159.79 | 174.33 | 131.27
gas | 21.21 | 23.93 | 24.28 | 26.99 | 27.02 | 31.13 | 32.22 | 33.4 | 38.15 | 34.61 | 38.27 | 36.94 | 32.75 | 28.89 | 26.13 | 26.51 | 34.76 | 37.1 | 35.17 | 38.81 | 40.96 | 38.94 | 34.09 | 33.52
hydro | 0.52 | 0.54 | 0.55 | 0.44 | 0.49 | 0.47 | 0.48 | 0.5 | 0.49 | 0.45 | 0.5 | 0.42 | 0.52 | 0.55 | 0.47 | 0.45 | 0.49 | 0.48 | 0.42 | 0.47 | 0.44 | 0.47 | 0.42 | 0.46
nuclear | 0.82 | 0.83 | 0.8 | 0.8 | 0.81 | 0.79 | 0.81 | 0.68 | 0.72 | 0.65 | 0.68 | 0.52 | 0.48 | 0.47 | 0.47 | 0.44 | 0.41 | 0.37 | 0.37 | 0.36 | 0.31 | 0.33 | 0.17 | 0.04
oil | 11.88 | 13.5 | 12.19 | 15.19 | 15.21 | 17.46 | 17.58 | 17.49 | 16.94 | 15.29 | 17.5 | 16.1 | 16.3 | 16.61 | 16.23 | 16.83 | 16.71 | 16.56 | 15.55 | 14.74 | 14 | 14.63 | 14.18 | 13.25
solar | 0 | 0 | 0.01 | 0.01 | 0.03 | 0.06 | 0.11 | 0.15 | 0.21 | 0.32 | 0.57 | 0.95 | 1.27 | 1.46 | 1.68 | 1.81 | 1.78 | 1.84 | 2.11 | 2.15 | 2.35 | 2.34 | 2.87 | 2.91
windon | 0.11 | 0.13 | 0.19 | 0.23 | 0.32 | 0.34 | 0.38 | 0.5 | 0.51 | 0.48 | 0.47 | 0.61 | 0.64 | 0.65 | 0.72 | 1 | 0.99 | 1.31 | 1.37 | 1.57 | 1.65 | 1.43 | 1.55 | 1.71
IRENA Generation (TWh)
model_fuel | 2000 | 2001 | 2002 | 2003 | 2004 | 2005 | 2006 | 2007 | 2008 | 2009 | 2010 | 2011 | 2012 | 2013 | 2014 | 2015 | 2016 | 2017 | 2018 | 2019 | 2020 | 2021 | 2022
bioenergy | 4.331 | 4.59 | 5.309 | 8.949 | 10.635 | 14.708 | 18.936 | 24.617 | 28.017 | 30.885 | 33.923 | 36.89 | 43.203 | 45.514 | 48.288 | 50.326 | 50.929 | 50.916 | 50.794 | 50.127 | 50.931 | 49.0962 | 48.136
coal | 304.162 | 301.647 | 306.593 | 314.555 | 308.383 | 297.753 | 298.419 | 308.291 | 285.439 | 260.253 | 273.457 | 272.381 | 286.113 | 299.01 | 284.91 | 283.71 | 273.196 | 252.823 | 238.974 | 181.807 | 143.699 | 174.864 | 189.467
gas | 52.495 | 58.43 | 54.511 | 64.002 | 64.172 | 73.96 | 76.759 | 79.593 | 90.283 | 82.118 | 90.352 | 87.229 | 77.603 | 68.737 | 62.271 | 63.017 | 82.294 | 87.685 | 83.425 | 90.753 | 96.285 | 97.025 | 86.145
geothermal | [8 empty] | 0.018 | 0.019 | 0.028 | 0.019 | 0.025 | 0.08 | 0.098 | 0.133 | 0.175 | 0.163 | 0.178 | 0.197 | 0.231 | 0.244 | 0.206
hydro | 25.962 | 27.253 | 27.864 | 22.897 | 26.46 | 26.417 | 26.791 | 28.084 | 26.469 | 24.682 | 27.353 | 23.512 | 27.849 | 28.782 | 25.444 | 24.897 | 26.134 | 26.155 | 23.863 | 25.671 | 25.275 | 24.972 | 23.576
nuclear | 169.606 | 171.305 | 164.842 | 165.06 | 167.065 | 163.055 | 167.269 | 140.534 | 148.495 | 134.932 | 140.556 | 107.971 | 99.46 | 97.29 | 97.129 | 91.786 | 84.634 | 76.324 | 76.005 | 75.071 | 64.382 | 69.13 | 34.709
oil | 10.575 | 12.609 | 11.531 | 14.393 | 14.778 | 18.165 | 18.396 | 16.651 | 16.695 | 17.578 | 17.175 | 15.664 | 16 | 15.541 | 15.113 | 15.089 | 15.065 | 14.563 | 13.819 | 13.014 | 13.061 | 12.827 | 12.907
solar | 0.06 | 0.116 | 0.188 | 0.313 | 0.557 | 1.282 | 2.22 | 3.075 | 4.42 | 6.583 | 11.729 | 19.599 | 26.38 | 31.01 | 36.056 | 38.726 | 38.098 | 39.401 | 43.459 | 44.383 | 49.496 | 50.472 | 60.304
windoff | [9 empty] | 0.038 | 0.176 | 0.577 | 0.732 | 0.918 | 1.471 | 8.284 | 12.274 | 17.675 | 19.467 | 24.744 | 27.306 | 24.374 | 25.124
windon | 9.352 | 10.456 | 15.856 | 19.087 | 26.019 | 27.774 | 31.324 | 40.507 | 41.385 | 39.382 | 38.371 | 49.281 | 50.948 | 51.819 | 57.026 | 72.34 | 67.65 | 88.018 | 90.484 | 101.15 | 104.796 | 89.795 | 99.692
IRENA Capacity (GW)
model_fuel | 2000 | 2001 | 2002 | 2003 | 2004 | 2005 | 2006 | 2007 | 2008 | 2009 | 2010 | 2011 | 2012 | 2013 | 2014 | 2015 | 2016 | 2017 | 2018 | 2019 | 2020 | 2021 | 2022 | 2023 | 2024
bioenergy | 0.7665 | 1.0475 | 1.1635 | 1.889 | 2.1655 | 2.961 | 3.6525 | 4.001 | 4.367 | 5.5895 | 6.222 | 7.162 | 7.4705 | 7.964 | 8.202 | 8.429 | 8.6595 | 8.982 | 9.6615 | 9.994 | 10.32 | 9.7915 | 9.83 | 9.8595 | 10.0005
geothermal |  |  |  |  | 0.0002 | 0.0002 | 0.0002 | 0.003 | 0.003 | 0.006 | 0.007 | 0.006 | 0.016 | 0.026 | 0.029 | 0.029 | 0.033 | 0.032 | 0.035 | 0.04 | 0.04 | 0.046 | 0.052 | 0.052 | 0.044
hydro | 9.485 | 9.393 | 9.589 | 9.284 | 10.104 | 10.858 | 10.842 | 10.833 | 10.805 | 11.238 | 11.218 | 11.436 | 11.257 | 11.239 | 11.234 | 11.255 | 11.207 | 11.12 | 10.684 | 10.733 | 10.808 | 10.844 | 10.923 | 10.951 | 11.124
nuclear | 22.396 | 22.396 | 23.403 | 21.439 | 20.552 | 20.378 | 20.208 | 20.208 | 20.486 | 20.48 | 20.467 | 20.467 | 12.068 | 12.068 | 12.074 | 10.799 | 10.799 | 10.799 | 10.799 | 9.525 | 8.113 | 8.113 | 4.205
oil | 80.0275 | 78.3325 | 79.9285 | 73.356 | 75.6675 | 73.984 | 73.8925 | 74.938 | 77.86 | 78.1045 | 80.049 | 82.724 | 82.5365 | 83.824 | 89.453 | 88.941 | 87.4045 | 86.52 | 93.7365 | 91.541 | 88.573 | 90.1045 | 92.3878 | 91.9213 | 91.9353
solar |  |  |  | 0.435 | 1.105 | 2.056 | 2.899 | 4.17 | 6.12 | 10.566 | 18.006 | 25.832 | 33.77 | 36.283 | 37.398 | 38.601 | 39.908 | 41.404 | 44.035 | 47.487 | 51.785 | 57.463 | 61.188 | 74.882 | 89.943
windoff | [9 empty] | 0.035 | 0.08 | 0.188 | 0.268 | 0.508 | 0.994 | 3.283 | 4.152 | 5.406 | 6.393 | 7.555 | 7.787 | 7.807 | 8.216 | 8.473 | 9.215
windon | 6.095 | 8.754 | 12.001 | 14.381 | 16.419 | 18.248 | 20.474 | 22.116 | 22.794 | 25.697 | 26.823 | 28.524 | 30.711 | 32.969 | 37.62 | 41.297 | 45.283 | 50.174 | 52.328 | 53.187 | 54.414 | 55.904 | 57.986 | 61.013 | 63.608
EMBER Utilization Factors
model_fuel | 2000 | 2001 | 2002 | 2003 | 2004 | 2005 | 2006 | 2007 | 2008 | 2009 | 2010 | 2011 | 2012 | 2013 | 2014 | 2015 | 2016 | 2017 | 2018 | 2019 | 2020 | 2021 | 2022 | 2023
bioenergy | 65.04% | 50.38% | 52.26% | 54.06% | 56.23% | 56.73% | 59.07% | 70.09% | 73.25% | 63.01% | 62.21% | 58.77% | 65.89% | 65.14% | 67.12% | 68.09% | 67.13% | 64.65% | 59.98% | 57.28% | 56.37% | 57.24% | 55.86% | 52.8%
coal | 64.45% | 64.53% | 65.21% | 66.84% | 65.66% | 63.96% | 64.13% | 66.2% | 61.32% | 56.44% | 58.55% | 59.31% | 62.53% | 64.87% | 62.53% | 59.3% | 57.77% | 56.94% | 55.04% | 42.47% | 32.79% | 45.87% | 50.82% | 38.24%
gas | 35.06% | 39.08% | 39.36% | 42.89% | 41.4% | 43.08% | 43.5% | 42.18% | 46.33% | 41.26% | 41.26% | 38.43% | 33.76% | 28.32% | 25.39% | 25.47% | 31.4% | 33.25% | 31.43% | 34.21% | 35.24% | 33.48% | 27.85% | 26.14%
hydro | 51.36% | 53.72% | 53.43% | 42.25% | 45.64% | 43.03% | 44.06% | 47.02% | 45.22% | 40.68% | 44.21% | 35.89% | 44.26% | 46.97% | 40.08% | 38.76% | 41.67% | 40.86% | 37.89% | 41.86% | 39.21% | 40.88% | 35.81% | 38.72%
nuclear | 86.44% | 87.3% | 80.42% | 87.88% | 92.81% | 91.33% | 94.48% | 79.38% | 82.73% | 75.21% | 78.39% | 60.21% | 94.07% | 92.01% | 91.86% | 97.02% | 89.45% | 80.67% | 80.33% | 90.02% | 90.62% | 97.31% | 94.34% | 6553500%
oil | 159.7% | 181.6% | 164% | 204.2% | 204.6% | 234.8% | 236.4% | 235.2% | 227.8% | 205.6% | 228.2% | 210% | 212.6% | 172.6% | 168.6% | 172.7% | 171.5% | 169.9% | 159.6% | 151.3% | 143.7% | 175.1% | 169.7% | 158.6%
solar | 0% | 6.008% | 8.781% | 8.043% | 5.759% | 7.259% | 8.936% | 8.596% | 8.412% | 7.258% | 7.581% | 8.804% | 8.957% | 9.522% | 10.68% | 11.08% | 10.54% | 10.46% | 11.2% | 10.55% | 10.53% | 9.381% | 10.2% | 8.55%
windon | 17.53% | 13.65% | 15.09% | 15.15% | 18.09% | 17.37% | 17.47% | 20.91% | 20.73% | 17.49% | 16.36% | 19.83% | 19.04% | 17.98% | 17.3% | 20.64% | 18.45% | 21.71% | 21.37% | 23.66% | 24.25% | 20.54% | 21.51% | 22.57%
IRENA Utilization Factors
model_fuel | 2000 | 2001 | 2002 | 2003 | 2004 | 2005 | 2006 | 2007 | 2008 | 2009 | 2010 | 2011 | 2012 | 2013 | 2014 | 2015 | 2016 | 2017 | 2018 | 2019 | 2020 | 2021 | 2022
bioenergy | 64.5% | 50.02% | 52.09% | 54.08% | 56.06% | 56.7% | 59.18% | 70.24% | 73.24% | 63.08% | 62.24% | 58.8% | 66.02% | 65.24% | 67.21% | 68.16% | 67.14% | 64.71% | 60.02% | 57.26% | 56.34% | 57.24% | 55.9%
geothermal | [8 empty] | 68.49% | 36.15% | 45.66% | 36.15% | 17.84% | 35.12% | 38.58% | 52.35% | 60.54% | 58.15% | 58.06% | 56.22% | 65.92% | 60.55% | 45.22%
hydro | 31.25% | 33.12% | 33.17% | 28.15% | 29.89% | 27.77% | 28.21% | 29.59% | 27.96% | 25.07% | 27.83% | 23.47% | 28.24% | 29.23% | 25.86% | 25.25% | 26.62% | 26.85% | 25.5% | 27.3% | 26.7% | 26.29% | 24.64%
nuclear | 86.45% | 87.32% | 80.41% | 87.89% | 92.8% | 91.34% | 94.49% | 79.39% | 82.75% | 75.21% | 78.4% | 60.22% | 94.08% | 92.03% | 91.83% | 97.03% | 89.47% | 80.68% | 80.34% | 89.97% | 90.59% | 97.27% | 94.23%
oil | 1.508% | 1.838% | 1.647% | 2.24% | 2.229% | 2.803% | 2.842% | 2.536% | 2.448% | 2.569% | 2.449% | 2.162% | 2.213% | 2.116% | 1.929% | 1.937% | 1.968% | 1.921% | 1.683% | 1.623% | 1.683% | 1.625% | 1.595%
solar |  |  |  | 8.214% | 5.754% | 7.118% | 8.742% | 8.418% | 8.245% | 7.112% | 7.436% | 8.661% | 8.917% | 9.757% | 11.01% | 11.45% | 10.9% | 10.86% | 11.27% | 10.67% | 10.91% | 10.03% | 11.25%
windoff | [9 empty] | 12.39% | 25.11% | 35.04% | 31.18% | 20.63% | 16.89% | 28.8% | 33.75% | 37.32% | 34.76% | 37.39% | 40.03% | 35.64% | 34.91%
windon | 17.52% | 13.63% | 15.08% | 15.15% | 18.09% | 17.37% | 17.47% | 20.91% | 20.73% | 17.49% | 16.33% | 19.72% | 18.94% | 17.94% | 17.3% | 20% | 17.05% | 20.03% | 19.74% | 21.71% | 21.99% | 18.34% | 19.63%
Electricity Trade Data (TWh) - Source: UNSD
ISO | attribute | 2000 | 2001 | 2002 | 2003 | 2004 | 2005 | 2006 | 2007 | 2008 | 2009 | 2010 | 2011 | 2012 | 2013 | 2014 | 2015 | 2016 | 2017 | 2018 | 2019 | 2020 | 2021 | 2022 | 2023
DEU | Export | 42.1 | 42.1 | 38.4 | 52.4 | 50.8 | 61.4 | 65.4 | 62.5 | 61.8 | 54.1 | 57.9 | 54.8 | 66.8 | 71.4 | 74.3 | 85.3 | 78.9 | 80.3 | 80.5 | 72.8 | 66.9 | 70.3 | 76.6 | 60.1
DEU | Import | 45.1 | 45.8 | 48.4 | 49.1 | 48.2 | 56.9 | 48.5 | 46 | 41.7 | 41.9 | 43 | 51 | 46.3 | 39.2 | 40.4 | 37 | 28.3 | 27.8 | 31.7 | 40.1 | 47.9 | 51.7 | 49.3 | 69.3

## system_settings
DEU
100 | power plants size threshold for individual representation
1 | efficiency multiplier for gas
1 | efficiency multiplier for coal
Note on A1: Amit Kanudia: 17-07-2025 ISO being processed