## ev_charging_uc
ts_24c | day_night | ts_24c
| D | S03aH03,S03aH05,S01aH05,S03aH04,S02aH04,S02aH05,S04aH02,S01aH02,S04aH04,S02aH02,S02aH03,S04aH03,S03aH02,S01aH04,S04aH05,S01aH03
| N | S02aH06,S03aH06,S03aH01,S01aH01,S04aH01,S04aH06,S02aH01,S01aH06
[7 empty] | 0.75 |  | share of charging at night
~UC_Sets: R_E: AllRegions
~UC_T: LO
| UC_N | Pset_CI | Pset_CO | pset_pn | Cset_CN | TimeSlice | UC_FLO | UC_RHSRT | UC_RHSRT~0
| UC_bev night chg limit | ELC | AuxStoIN | *EV* | AuxStoIN | S02aH06,S03aH06,S03aH01,S01aH01,S04aH01,S04aH06,S02aH01,S01aH06 | 0.25 | 0 | 3 |  | night
|  | ELC | AuxStoIN | *EV* | AuxStoIN | S03aH03,S03aH05,S01aH05,S03aH04,S02aH04,S02aH05,S04aH02,S01aH02,S04aH04,S02aH02,S02aH03,S04aH03,S03aH02,S01aH04,S04aH05,S01aH03 | -0.75 |  |  |  | day
~UC_T: LO
| UC_N | PSET_SET | PSET_PN | Pset_CI | PSET_CO | Cset_CN | TimeSlice | UC_ACT | UC_COMPRD | UC_RHSRTS | UC_RHSRTS~0 | UC_Desc
| UCE_Min-DispatchablePrd | ELE,CHP |  | *,-solar,-wind*,-ELC,-ELCSPV,-elc[_]???[_]*,-e[_]* |  |  | DAYNITE | 1 |  | 0 | 5 | Min dispatchable electricity generation in each grid in each TS
[6 empty] | DEF_E | DAYNITE |  | -1

## timeslice_def
~TimeSlices
ts_24c | season | weekly | daynite | wparent | dparent
| S01 | a | H01 | S01,S02,S03,S04 | a
| S02 |  | H02 |  | a
| S03 |  | H03 |  | a
| S04 |  | H04 |  | a
|  |  | H05 |  | a
|  |  | H06 |  | a

## resource_profiles
~TFM_DINS-AT |  |  |  | ~TFM_DINS-AT |  |  |  | ~TFM_DINS-AT
commodity | timeslice | com_fr | process | commodity | timeslice | com_fr | process | commodity | timeslice | com_fr | process
elc_spv_JPN_001 | S01aH01 | 0 | IMPNRGZ | elc_won_JPN_001 | S01aH01 | 0.097383 | IMPNRGZ | elc_wof_JPN_001 | S01aH01 | 0.11313 | IMPNRGZ
elc_spv_JPN_001 | S01aH02 | 0.013865 | IMPNRGZ | elc_won_JPN_001 | S01aH02 | 0.044986 | IMPNRGZ | elc_wof_JPN_001 | S01aH02 | 0.05367 | IMPNRGZ
elc_spv_JPN_001 | S01aH03 | 0.051076 | IMPNRGZ | elc_won_JPN_001 | S01aH03 | 0.033496 | IMPNRGZ | elc_wof_JPN_001 | S01aH03 | 0.039986 | IMPNRGZ
elc_spv_JPN_001 | S01aH04 | 0.055912 | IMPNRGZ | elc_won_JPN_001 | S01aH04 | 0.034129 | IMPNRGZ | elc_wof_JPN_001 | S01aH04 | 0.037265 | IMPNRGZ
elc_spv_JPN_001 | S01aH05 | 0.027391 | IMPNRGZ | elc_won_JPN_001 | S01aH05 | 0.036901 | IMPNRGZ | elc_wof_JPN_001 | S01aH05 | 0.039473 | IMPNRGZ
elc_spv_JPN_001 | S01aH06 | 0 | IMPNRGZ | elc_won_JPN_001 | S01aH06 | 0.036009 | IMPNRGZ | elc_wof_JPN_001 | S01aH06 | 0.040233 | IMPNRGZ
elc_spv_JPN_001 | S02aH01 | 0 | IMPNRGZ | elc_won_JPN_001 | S02aH01 | 0.0746 | IMPNRGZ | elc_wof_JPN_001 | S02aH01 | 0.066319 | IMPNRGZ
elc_spv_JPN_001 | S02aH02 | 0.03511 | IMPNRGZ | elc_won_JPN_001 | S02aH02 | 0.034264 | IMPNRGZ | elc_wof_JPN_001 | S02aH02 | 0.030073 | IMPNRGZ
elc_spv_JPN_001 | S02aH03 | 0.083386 | IMPNRGZ | elc_won_JPN_001 | S02aH03 | 0.026314 | IMPNRGZ | elc_wof_JPN_001 | S02aH03 | 0.02257 | IMPNRGZ
elc_spv_JPN_001 | S02aH04 | 0.087489 | IMPNRGZ | elc_won_JPN_001 | S02aH04 | 0.027478 | IMPNRGZ | elc_wof_JPN_001 | S02aH04 | 0.021929 | IMPNRGZ
elc_spv_JPN_001 | S02aH05 | 0.055813 | IMPNRGZ | elc_won_JPN_001 | S02aH05 | 0.028412 | IMPNRGZ | elc_wof_JPN_001 | S02aH05 | 0.022535 | IMPNRGZ
elc_spv_JPN_001 | S02aH06 | 0.0036727 | IMPNRGZ | elc_won_JPN_001 | S02aH06 | 0.025239 | IMPNRGZ | elc_wof_JPN_001 | S02aH06 | 0.021511 | IMPNRGZ
elc_spv_JPN_001 | S03aH01 | 0 | IMPNRGZ | elc_won_JPN_001 | S03aH01 | 0.072289 | IMPNRGZ | elc_wof_JPN_001 | S03aH01 | 0.070168 | IMPNRGZ
elc_spv_JPN_001 | S03aH02 | 0.053718 | IMPNRGZ | elc_won_JPN_001 | S03aH02 | 0.030898 | IMPNRGZ | elc_wof_JPN_001 | S03aH02 | 0.029726 | IMPNRGZ
elc_spv_JPN_001 | S03aH03 | 0.098897 | IMPNRGZ | elc_won_JPN_001 | S03aH03 | 0.022219 | IMPNRGZ | elc_wof_JPN_001 | S03aH03 | 0.022435 | IMPNRGZ
elc_spv_JPN_001 | S03aH04 | 0.10401 | IMPNRGZ | elc_won_JPN_001 | S03aH04 | 0.022468 | IMPNRGZ | elc_wof_JPN_001 | S03aH04 | 0.023024 | IMPNRGZ
elc_spv_JPN_001 | S03aH05 | 0.070915 | IMPNRGZ | elc_won_JPN_001 | S03aH05 | 0.021934 | IMPNRGZ | elc_wof_JPN_001 | S03aH05 | 0.022782 | IMPNRGZ
elc_spv_JPN_001 | S03aH06 | 0.0093921 | IMPNRGZ | elc_won_JPN_001 | S03aH06 | 0.020913 | IMPNRGZ | elc_wof_JPN_001 | S03aH06 | 0.020722 | IMPNRGZ
elc_spv_JPN_001 | S04aH01 | 0 | IMPNRGZ | elc_won_JPN_001 | S04aH01 | 0.10675 | IMPNRGZ | elc_wof_JPN_001 | S04aH01 | 0.098659 | IMPNRGZ
elc_spv_JPN_001 | S04aH02 | 0.037166 | IMPNRGZ | elc_won_JPN_001 | S04aH02 | 0.051098 | IMPNRGZ | elc_wof_JPN_001 | S04aH02 | 0.048912 | IMPNRGZ
elc_spv_JPN_001 | S04aH03 | 0.082011 | IMPNRGZ | elc_won_JPN_001 | S04aH03 | 0.038209 | IMPNRGZ | elc_wof_JPN_001 | S04aH03 | 0.038301 | IMPNRGZ
elc_spv_JPN_001 | S04aH04 | 0.082197 | IMPNRGZ | elc_won_JPN_001 | S04aH04 | 0.037168 | IMPNRGZ | elc_wof_JPN_001 | S04aH04 | 0.038168 | IMPNRGZ
elc_spv_JPN_001 | S04aH05 | 0.047521 | IMPNRGZ | elc_won_JPN_001 | S04aH05 | 0.038719 | IMPNRGZ | elc_wof_JPN_001 | S04aH05 | 0.039541 | IMPNRGZ
elc_spv_JPN_001 | S04aH06 | 0.00045655 | IMPNRGZ | elc_won_JPN_001 | S04aH06 | 0.038123 | IMPNRGZ | elc_wof_JPN_001 | S04aH06 | 0.038864 | IMPNRGZ
elc_spv_JPN_002 | S01aH01 | 0 | IMPNRGZ | elc_won_JPN_002 | S01aH01 | 0.090053 | IMPNRGZ | elc_wof_JPN_002 | S01aH01 | 0.10952 | IMPNRGZ
elc_spv_JPN_002 | S01aH02 | 0.012506 | IMPNRGZ | elc_won_JPN_002 | S01aH02 | 0.044604 | IMPNRGZ | elc_wof_JPN_002 | S01aH02 | 0.051936 | IMPNRGZ
elc_spv_JPN_002 | S01aH03 | 0.050217 | IMPNRGZ | elc_won_JPN_002 | S01aH03 | 0.03199 | IMPNRGZ | elc_wof_JPN_002 | S01aH03 | 0.037303 | IMPNRGZ
elc_spv_JPN_002 | S01aH04 | 0.057404 | IMPNRGZ | elc_won_JPN_002 | S01aH04 | 0.033732 | IMPNRGZ | elc_wof_JPN_002 | S01aH04 | 0.035261 | IMPNRGZ
elc_spv_JPN_002 | S01aH05 | 0.031567 | IMPNRGZ | elc_won_JPN_002 | S01aH05 | 0.035245 | IMPNRGZ | elc_wof_JPN_002 | S01aH05 | 0.036932 | IMPNRGZ
elc_spv_JPN_002 | S01aH06 | 0 | IMPNRGZ | elc_won_JPN_002 | S01aH06 | 0.035908 | IMPNRGZ | elc_wof_JPN_002 | S01aH06 | 0.039226 | IMPNRGZ
elc_spv_JPN_002 | S02aH01 | 0 | IMPNRGZ | elc_won_JPN_002 | S02aH01 | 0.080576 | IMPNRGZ | elc_wof_JPN_002 | S02aH01 | 0.067768 | IMPNRGZ
elc_spv_JPN_002 | S02aH02 | 0.028774 | IMPNRGZ | elc_won_JPN_002 | S02aH02 | 0.036384 | IMPNRGZ | elc_wof_JPN_002 | S02aH02 | 0.033023 | IMPNRGZ
elc_spv_JPN_002 | S02aH03 | 0.075275 | IMPNRGZ | elc_won_JPN_002 | S02aH03 | 0.027213 | IMPNRGZ | elc_wof_JPN_002 | S02aH03 | 0.024749 | IMPNRGZ
elc_spv_JPN_002 | S02aH04 | 0.083382 | IMPNRGZ | elc_won_JPN_002 | S02aH04 | 0.029758 | IMPNRGZ | elc_wof_JPN_002 | S02aH04 | 0.024579 | IMPNRGZ
elc_spv_JPN_002 | S02aH05 | 0.055219 | IMPNRGZ | elc_won_JPN_002 | S02aH05 | 0.031251 | IMPNRGZ | elc_wof_JPN_002 | S02aH05 | 0.023946 | IMPNRGZ
elc_spv_JPN_002 | S02aH06 | 0.0045435 | IMPNRGZ | elc_won_JPN_002 | S02aH06 | 0.029712 | IMPNRGZ | elc_wof_JPN_002 | S02aH06 | 0.021743 | IMPNRGZ
elc_spv_JPN_002 | S03aH01 | 0 | IMPNRGZ | elc_won_JPN_002 | S03aH01 | 0.073635 | IMPNRGZ | elc_wof_JPN_002 | S03aH01 | 0.066652 | IMPNRGZ
elc_spv_JPN_002 | S03aH02 | 0.05545 | IMPNRGZ | elc_won_JPN_002 | S03aH02 | 0.03465 | IMPNRGZ | elc_wof_JPN_002 | S03aH02 | 0.02877 | IMPNRGZ
elc_spv_JPN_002 | S03aH03 | 0.10131 | IMPNRGZ | elc_won_JPN_002 | S03aH03 | 0.025561 | IMPNRGZ | elc_wof_JPN_002 | S03aH03 | 0.021352 | IMPNRGZ
elc_spv_JPN_002 | S03aH04 | 0.10669 | IMPNRGZ | elc_won_JPN_002 | S03aH04 | 0.027462 | IMPNRGZ | elc_wof_JPN_002 | S03aH04 | 0.02086 | IMPNRGZ
elc_spv_JPN_002 | S03aH05 | 0.076148 | IMPNRGZ | elc_won_JPN_002 | S03aH05 | 0.027836 | IMPNRGZ | elc_wof_JPN_002 | S03aH05 | 0.02036 | IMPNRGZ
elc_spv_JPN_002 | S03aH06 | 0.011145 | IMPNRGZ | elc_won_JPN_002 | S03aH06 | 0.024962 | IMPNRGZ | elc_wof_JPN_002 | S03aH06 | 0.018732 | IMPNRGZ
elc_spv_JPN_002 | S04aH01 | 0 | IMPNRGZ | elc_won_JPN_002 | S04aH01 | 0.09401 | IMPNRGZ | elc_wof_JPN_002 | S04aH01 | 0.10654 | IMPNRGZ
elc_spv_JPN_002 | S04aH02 | 0.034682 | IMPNRGZ | elc_won_JPN_002 | S04aH02 | 0.045663 | IMPNRGZ | elc_wof_JPN_002 | S04aH02 | 0.052758 | IMPNRGZ
elc_spv_JPN_002 | S04aH03 | 0.080903 | IMPNRGZ | elc_won_JPN_002 | S04aH03 | 0.034899 | IMPNRGZ | elc_wof_JPN_002 | S04aH03 | 0.040235 | IMPNRGZ
elc_spv_JPN_002 | S04aH04 | 0.082905 | IMPNRGZ | elc_won_JPN_002 | S04aH04 | 0.034946 | IMPNRGZ | elc_wof_JPN_002 | S04aH04 | 0.03872 | IMPNRGZ
elc_spv_JPN_002 | S04aH05 | 0.050618 | IMPNRGZ | elc_won_JPN_002 | S04aH05 | 0.035718 | IMPNRGZ | elc_wof_JPN_002 | S04aH05 | 0.03999 | IMPNRGZ
elc_spv_JPN_002 | S04aH06 | 0.0012595 | IMPNRGZ | elc_won_JPN_002 | S04aH06 | 0.034233 | IMPNRGZ | elc_wof_JPN_002 | S04aH06 | 0.039047 | IMPNRGZ
elc_spv_JPN_003 | S01aH01 | 0 | IMPNRGZ | elc_won_JPN_003 | S01aH01 | 0.10316 | IMPNRGZ | elc_wof_JPN_003 | S01aH01 | 0.086345 | IMPNRGZ
elc_spv_JPN_003 | S01aH02 | 0.018339 | IMPNRGZ | elc_won_JPN_003 | S01aH02 | 0.047625 | IMPNRGZ | elc_wof_JPN_003 | S01aH02 | 0.043874 | IMPNRGZ
elc_spv_JPN_003 | S01aH03 | 0.064063 | IMPNRGZ | elc_won_JPN_003 | S01aH03 | 0.03554 | IMPNRGZ | elc_wof_JPN_003 | S01aH03 | 0.033845 | IMPNRGZ
elc_spv_JPN_003 | S01aH04 | 0.064361 | IMPNRGZ | elc_won_JPN_003 | S01aH04 | 0.048528 | IMPNRGZ | elc_wof_JPN_003 | S01aH04 | 0.034098 | IMPNRGZ
elc_spv_JPN_003 | S01aH05 | 0.035951 | IMPNRGZ | elc_won_JPN_003 | S01aH05 | 0.049683 | IMPNRGZ | elc_wof_JPN_003 | S01aH05 | 0.034644 | IMPNRGZ
elc_spv_JPN_003 | S01aH06 | 0 | IMPNRGZ | elc_won_JPN_003 | S01aH06 | 0.038432 | IMPNRGZ | elc_wof_JPN_003 | S01aH06 | 0.035615 | IMPNRGZ
elc_spv_JPN_003 | S02aH01 | 0 | IMPNRGZ | elc_won_JPN_003 | S02aH01 | 0.094282 | IMPNRGZ | elc_wof_JPN_003 | S02aH01 | 0.075527 | IMPNRGZ
elc_spv_JPN_003 | S02aH02 | 0.04945 | IMPNRGZ | elc_won_JPN_003 | S02aH02 | 0.042359 | IMPNRGZ | elc_wof_JPN_003 | S02aH02 | 0.036274 | IMPNRGZ
elc_spv_JPN_003 | S02aH03 | 0.094943 | IMPNRGZ | elc_won_JPN_003 | S02aH03 | 0.033194 | IMPNRGZ | elc_wof_JPN_003 | S02aH03 | 0.027719 | IMPNRGZ
elc_spv_JPN_003 | S02aH04 | 0.099465 | IMPNRGZ | elc_won_JPN_003 | S02aH04 | 0.036941 | IMPNRGZ | elc_wof_JPN_003 | S02aH04 | 0.027455 | IMPNRGZ
elc_spv_JPN_003 | S02aH05 | 0.070671 | IMPNRGZ | elc_won_JPN_003 | S02aH05 | 0.038589 | IMPNRGZ | elc_wof_JPN_003 | S02aH05 | 0.028411 | IMPNRGZ
elc_spv_JPN_003 | S02aH06 | 0.0059855 | IMPNRGZ | elc_won_JPN_003 | S02aH06 | 0.031545 | IMPNRGZ | elc_wof_JPN_003 | S02aH06 | 0.027739 | IMPNRGZ
elc_spv_JPN_003 | S03aH01 | 0 | IMPNRGZ | elc_won_JPN_003 | S03aH01 | 0.050425 | IMPNRGZ | elc_wof_JPN_003 | S03aH01 | 0.080761 | IMPNRGZ
elc_spv_JPN_003 | S03aH02 | 0.038487 | IMPNRGZ | elc_won_JPN_003 | S03aH02 | 0.023649 | IMPNRGZ | elc_wof_JPN_003 | S03aH02 | 0.034947 | IMPNRGZ
elc_spv_JPN_003 | S03aH03 | 0.07809 | IMPNRGZ | elc_won_JPN_003 | S03aH03 | 0.018192 | IMPNRGZ | elc_wof_JPN_003 | S03aH03 | 0.025087 | IMPNRGZ
elc_spv_JPN_003 | S03aH04 | 0.085083 | IMPNRGZ | elc_won_JPN_003 | S03aH04 | 0.022563 | IMPNRGZ | elc_wof_JPN_003 | S03aH04 | 0.025565 | IMPNRGZ
elc_spv_JPN_003 | S03aH05 | 0.058181 | IMPNRGZ | elc_won_JPN_003 | S03aH05 | 0.021393 | IMPNRGZ | elc_wof_JPN_003 | S03aH05 | 0.025822 | IMPNRGZ
elc_spv_JPN_003 | S03aH06 | 0.0068468 | IMPNRGZ | elc_won_JPN_003 | S03aH06 | 0.015323 | IMPNRGZ | elc_wof_JPN_003 | S03aH06 | 0.024408 | IMPNRGZ
elc_spv_JPN_003 | S04aH01 | 0 | IMPNRGZ | elc_won_JPN_003 | S04aH01 | 0.084627 | IMPNRGZ | elc_wof_JPN_003 | S04aH01 | 0.098393 | IMPNRGZ
elc_spv_JPN_003 | S04aH02 | 0.035119 | IMPNRGZ | elc_won_JPN_003 | S04aH02 | 0.038879 | IMPNRGZ | elc_wof_JPN_003 | S04aH02 | 0.047202 | IMPNRGZ
elc_spv_JPN_003 | S04aH03 | 0.077177 | IMPNRGZ | elc_won_JPN_003 | S04aH03 | 0.028915 | IMPNRGZ | elc_wof_JPN_003 | S04aH03 | 0.036441 | IMPNRGZ
elc_spv_JPN_003 | S04aH04 | 0.075825 | IMPNRGZ | elc_won_JPN_003 | S04aH04 | 0.033664 | IMPNRGZ | elc_wof_JPN_003 | S04aH04 | 0.035976 | IMPNRGZ
elc_spv_JPN_003 | S04aH05 | 0.041807 | IMPNRGZ | elc_won_JPN_003 | S04aH05 | 0.033285 | IMPNRGZ | elc_wof_JPN_003 | S04aH05 | 0.036929 | IMPNRGZ
elc_spv_JPN_003 | S04aH06 | 0.00015372 | IMPNRGZ | elc_won_JPN_003 | S04aH06 | 0.029212 | IMPNRGZ | elc_wof_JPN_003 | S04aH06 | 0.036922 | IMPNRGZ
elc_spv_JPN_004 | S01aH01 | 0 | IMPNRGZ | elc_won_JPN_004 | S01aH01 | 0.11369 | IMPNRGZ | elc_wof_JPN_004 | S01aH01 | 0.087687 | IMPNRGZ
elc_spv_JPN_004 | S01aH02 | 0.020732 | IMPNRGZ | elc_won_JPN_004 | S01aH02 | 0.048067 | IMPNRGZ | elc_wof_JPN_004 | S01aH02 | 0.042724 | IMPNRGZ
elc_spv_JPN_004 | S01aH03 | 0.063546 | IMPNRGZ | elc_won_JPN_004 | S01aH03 | 0.038802 | IMPNRGZ | elc_wof_JPN_004 | S01aH03 | 0.032022 | IMPNRGZ
elc_spv_JPN_004 | S01aH04 | 0.064539 | IMPNRGZ | elc_won_JPN_004 | S01aH04 | 0.051601 | IMPNRGZ | elc_wof_JPN_004 | S01aH04 | 0.033392 | IMPNRGZ
elc_spv_JPN_004 | S01aH05 | 0.034548 | IMPNRGZ | elc_won_JPN_004 | S01aH05 | 0.05259 | IMPNRGZ | elc_wof_JPN_004 | S01aH05 | 0.03483 | IMPNRGZ
elc_spv_JPN_004 | S01aH06 | 0 | IMPNRGZ | elc_won_JPN_004 | S01aH06 | 0.04225 | IMPNRGZ | elc_wof_JPN_004 | S01aH06 | 0.035855 | IMPNRGZ
elc_spv_JPN_004 | S02aH01 | 0 | IMPNRGZ | elc_won_JPN_004 | S02aH01 | 0.086929 | IMPNRGZ | elc_wof_JPN_004 | S02aH01 | 0.073959 | IMPNRGZ
elc_spv_JPN_004 | S02aH02 | 0.044437 | IMPNRGZ | elc_won_JPN_004 | S02aH02 | 0.036372 | IMPNRGZ | elc_wof_JPN_004 | S02aH02 | 0.035742 | IMPNRGZ
elc_spv_JPN_004 | S02aH03 | 0.08993 | IMPNRGZ | elc_won_JPN_004 | S02aH03 | 0.032062 | IMPNRGZ | elc_wof_JPN_004 | S02aH03 | 0.027841 | IMPNRGZ
elc_spv_JPN_004 | S02aH04 | 0.092498 | IMPNRGZ | elc_won_JPN_004 | S02aH04 | 0.039779 | IMPNRGZ | elc_wof_JPN_004 | S02aH04 | 0.028788 | IMPNRGZ
elc_spv_JPN_004 | S02aH05 | 0.061071 | IMPNRGZ | elc_won_JPN_004 | S02aH05 | 0.041131 | IMPNRGZ | elc_wof_JPN_004 | S02aH05 | 0.028549 | IMPNRGZ
elc_spv_JPN_004 | S02aH06 | 0.0041156 | IMPNRGZ | elc_won_JPN_004 | S02aH06 | 0.033223 | IMPNRGZ | elc_wof_JPN_004 | S02aH06 | 0.027028 | IMPNRGZ
elc_spv_JPN_004 | S03aH01 | 0 | IMPNRGZ | elc_won_JPN_004 | S03aH01 | 0.03381 | IMPNRGZ | elc_wof_JPN_004 | S03aH01 | 0.07415 | IMPNRGZ
elc_spv_JPN_004 | S03aH02 | 0.043916 | IMPNRGZ | elc_won_JPN_004 | S03aH02 | 0.016348 | IMPNRGZ | elc_wof_JPN_004 | S03aH02 | 0.033608 | IMPNRGZ
elc_spv_JPN_004 | S03aH03 | 0.085855 | IMPNRGZ | elc_won_JPN_004 | S03aH03 | 0.014282 | IMPNRGZ | elc_wof_JPN_004 | S03aH03 | 0.023794 | IMPNRGZ
elc_spv_JPN_004 | S03aH04 | 0.089353 | IMPNRGZ | elc_won_JPN_004 | S03aH04 | 0.019616 | IMPNRGZ | elc_wof_JPN_004 | S03aH04 | 0.024061 | IMPNRGZ
elc_spv_JPN_004 | S03aH05 | 0.058065 | IMPNRGZ | elc_won_JPN_004 | S03aH05 | 0.018731 | IMPNRGZ | elc_wof_JPN_004 | S03aH05 | 0.024865 | IMPNRGZ
elc_spv_JPN_004 | S03aH06 | 0.0067404 | IMPNRGZ | elc_won_JPN_004 | S03aH06 | 0.012396 | IMPNRGZ | elc_wof_JPN_004 | S03aH06 | 0.023035 | IMPNRGZ
elc_spv_JPN_004 | S04aH01 | 0 | IMPNRGZ | elc_won_JPN_004 | S04aH01 | 0.091541 | IMPNRGZ | elc_wof_JPN_004 | S04aH01 | 0.10432 | IMPNRGZ
elc_spv_JPN_004 | S04aH02 | 0.037706 | IMPNRGZ | elc_won_JPN_004 | S04aH02 | 0.040168 | IMPNRGZ | elc_wof_JPN_004 | S04aH02 | 0.05001 | IMPNRGZ
elc_spv_JPN_004 | S04aH03 | 0.080655 | IMPNRGZ | elc_won_JPN_004 | S04aH03 | 0.03098 | IMPNRGZ | elc_wof_JPN_004 | S04aH03 | 0.037807 | IMPNRGZ
elc_spv_JPN_004 | S04aH04 | 0.080198 | IMPNRGZ | elc_won_JPN_004 | S04aH04 | 0.037763 | IMPNRGZ | elc_wof_JPN_004 | S04aH04 | 0.037636 | IMPNRGZ
elc_spv_JPN_004 | S04aH05 | 0.042012 | IMPNRGZ | elc_won_JPN_004 | S04aH05 | 0.037073 | IMPNRGZ | elc_wof_JPN_004 | S04aH05 | 0.039535 | IMPNRGZ
elc_spv_JPN_004 | S04aH06 | 8.3714e-05 | IMPNRGZ | elc_won_JPN_004 | S04aH06 | 0.03079 | IMPNRGZ | elc_wof_JPN_004 | S04aH06 | 0.038756 | IMPNRGZ
elc_spv_JPN_005 | S01aH01 | 0 | IMPNRGZ | elc_won_JPN_005 | S01aH01 | 0.090716 | IMPNRGZ | elc_wof_JPN_005 | S01aH01 | 0.097364 | IMPNRGZ
elc_spv_JPN_005 | S01aH02 | 0.022182 | IMPNRGZ | elc_won_JPN_005 | S01aH02 | 0.039601 | IMPNRGZ | elc_wof_JPN_005 | S01aH02 | 0.046732 | IMPNRGZ
elc_spv_JPN_005 | S01aH03 | 0.068353 | IMPNRGZ | elc_won_JPN_005 | S01aH03 | 0.033637 | IMPNRGZ | elc_wof_JPN_005 | S01aH03 | 0.036138 | IMPNRGZ
elc_spv_JPN_005 | S01aH04 | 0.067056 | IMPNRGZ | elc_won_JPN_005 | S01aH04 | 0.043121 | IMPNRGZ | elc_wof_JPN_005 | S01aH04 | 0.036007 | IMPNRGZ
elc_spv_JPN_005 | S01aH05 | 0.038361 | IMPNRGZ | elc_won_JPN_005 | S01aH05 | 0.040539 | IMPNRGZ | elc_wof_JPN_005 | S01aH05 | 0.037561 | IMPNRGZ
elc_spv_JPN_005 | S01aH06 | 0 | IMPNRGZ | elc_won_JPN_005 | S01aH06 | 0.028627 | IMPNRGZ | elc_wof_JPN_005 | S01aH06 | 0.037967 | IMPNRGZ
elc_spv_JPN_005 | S02aH01 | 0 | IMPNRGZ | elc_won_JPN_005 | S02aH01 | 0.088809 | IMPNRGZ | elc_wof_JPN_005 | S02aH01 | 0.070967 | IMPNRGZ
elc_spv_JPN_005 | S02aH02 | 0.050233 | IMPNRGZ | elc_won_JPN_005 | S02aH02 | 0.035908 | IMPNRGZ | elc_wof_JPN_005 | S02aH02 | 0.032036 | IMPNRGZ
elc_spv_JPN_005 | S02aH03 | 0.094857 | IMPNRGZ | elc_won_JPN_005 | S02aH03 | 0.032305 | IMPNRGZ | elc_wof_JPN_005 | S02aH03 | 0.02477 | IMPNRGZ
elc_spv_JPN_005 | S02aH04 | 0.096469 | IMPNRGZ | elc_won_JPN_005 | S02aH04 | 0.039533 | IMPNRGZ | elc_wof_JPN_005 | S02aH04 | 0.027056 | IMPNRGZ
elc_spv_JPN_005 | S02aH05 | 0.067819 | IMPNRGZ | elc_won_JPN_005 | S02aH05 | 0.040541 | IMPNRGZ | elc_wof_JPN_005 | S02aH05 | 0.028533 | IMPNRGZ
elc_spv_JPN_005 | S02aH06 | 0.0053088 | IMPNRGZ | elc_won_JPN_005 | S02aH06 | 0.02963 | IMPNRGZ | elc_wof_JPN_005 | S02aH06 | 0.026616 | IMPNRGZ
elc_spv_JPN_005 | S03aH01 | 0 | IMPNRGZ | elc_won_JPN_005 | S03aH01 | 0.067241 | IMPNRGZ | elc_wof_JPN_005 | S03aH01 | 0.054905 | IMPNRGZ
elc_spv_JPN_005 | S03aH02 | 0.036815 | IMPNRGZ | elc_won_JPN_005 | S03aH02 | 0.029033 | IMPNRGZ | elc_wof_JPN_005 | S03aH02 | 0.027271 | IMPNRGZ
elc_spv_JPN_005 | S03aH03 | 0.076561 | IMPNRGZ | elc_won_JPN_005 | S03aH03 | 0.025085 | IMPNRGZ | elc_wof_JPN_005 | S03aH03 | 0.020193 | IMPNRGZ
elc_spv_JPN_005 | S03aH04 | 0.080205 | IMPNRGZ | elc_won_JPN_005 | S03aH04 | 0.026763 | IMPNRGZ | elc_wof_JPN_005 | S03aH04 | 0.020798 | IMPNRGZ
elc_spv_JPN_005 | S03aH05 | 0.053046 | IMPNRGZ | elc_won_JPN_005 | S03aH05 | 0.025952 | IMPNRGZ | elc_wof_JPN_005 | S03aH05 | 0.019618 | IMPNRGZ
elc_spv_JPN_005 | S03aH06 | 0.0061033 | IMPNRGZ | elc_won_JPN_005 | S03aH06 | 0.01603 | IMPNRGZ | elc_wof_JPN_005 | S03aH06 | 0.01719 | IMPNRGZ
elc_spv_JPN_005 | S04aH01 | 0 | IMPNRGZ | elc_won_JPN_005 | S04aH01 | 0.090685 | IMPNRGZ | elc_wof_JPN_005 | S04aH01 | 0.11289 | IMPNRGZ
elc_spv_JPN_005 | S04aH02 | 0.037064 | IMPNRGZ | elc_won_JPN_005 | S04aH02 | 0.03394 | IMPNRGZ | elc_wof_JPN_005 | S04aH02 | 0.052344 | IMPNRGZ
elc_spv_JPN_005 | S04aH03 | 0.08031 | IMPNRGZ | elc_won_JPN_005 | S04aH03 | 0.031641 | IMPNRGZ | elc_wof_JPN_005 | S04aH03 | 0.041254 | IMPNRGZ
elc_spv_JPN_005 | S04aH04 | 0.077339 | IMPNRGZ | elc_won_JPN_005 | S04aH04 | 0.039615 | IMPNRGZ | elc_wof_JPN_005 | S04aH04 | 0.043008 | IMPNRGZ
elc_spv_JPN_005 | S04aH05 | 0.041811 | IMPNRGZ | elc_won_JPN_005 | S04aH05 | 0.039003 | IMPNRGZ | elc_wof_JPN_005 | S04aH05 | 0.044719 | IMPNRGZ
elc_spv_JPN_005 | S04aH06 | 0.00010591 | IMPNRGZ | elc_won_JPN_005 | S04aH06 | 0.032044 | IMPNRGZ | elc_wof_JPN_005 | S04aH06 | 0.044065 | IMPNRGZ
elc_spv_JPN_006 | S01aH01 | 0 | IMPNRGZ | elc_won_JPN_006 | S01aH01 | 0.088124 | IMPNRGZ | elc_wof_JPN_006 | S01aH01 | 0.095431 | IMPNRGZ
elc_spv_JPN_006 | S01aH02 | 0.012854 | IMPNRGZ | elc_won_JPN_006 | S01aH02 | 0.042998 | IMPNRGZ | elc_wof_JPN_006 | S01aH02 | 0.048223 | IMPNRGZ
elc_spv_JPN_006 | S01aH03 | 0.072841 | IMPNRGZ | elc_won_JPN_006 | S01aH03 | 0.03651 | IMPNRGZ | elc_wof_JPN_006 | S01aH03 | 0.036761 | IMPNRGZ
elc_spv_JPN_006 | S01aH04 | 0.071033 | IMPNRGZ | elc_won_JPN_006 | S01aH04 | 0.050728 | IMPNRGZ | elc_wof_JPN_006 | S01aH04 | 0.035772 | IMPNRGZ
elc_spv_JPN_006 | S01aH05 | 0.052618 | IMPNRGZ | elc_won_JPN_006 | S01aH05 | 0.045512 | IMPNRGZ | elc_wof_JPN_006 | S01aH05 | 0.036678 | IMPNRGZ
elc_spv_JPN_006 | S01aH06 | 0.0012553 | IMPNRGZ | elc_won_JPN_006 | S01aH06 | 0.032992 | IMPNRGZ | elc_wof_JPN_006 | S01aH06 | 0.037645 | IMPNRGZ
elc_spv_JPN_006 | S02aH01 | 0 | IMPNRGZ | elc_won_JPN_006 | S02aH01 | 0.081526 | IMPNRGZ | elc_wof_JPN_006 | S02aH01 | 0.070655 | IMPNRGZ
elc_spv_JPN_006 | S02aH02 | 0.040537 | IMPNRGZ | elc_won_JPN_006 | S02aH02 | 0.032566 | IMPNRGZ | elc_wof_JPN_006 | S02aH02 | 0.035268 | IMPNRGZ
elc_spv_JPN_006 | S02aH03 | 0.091726 | IMPNRGZ | elc_won_JPN_006 | S02aH03 | 0.033311 | IMPNRGZ | elc_wof_JPN_006 | S02aH03 | 0.027122 | IMPNRGZ
elc_spv_JPN_006 | S02aH04 | 0.094736 | IMPNRGZ | elc_won_JPN_006 | S02aH04 | 0.044501 | IMPNRGZ | elc_wof_JPN_006 | S02aH04 | 0.026583 | IMPNRGZ
elc_spv_JPN_006 | S02aH05 | 0.072881 | IMPNRGZ | elc_won_JPN_006 | S02aH05 | 0.043505 | IMPNRGZ | elc_wof_JPN_006 | S02aH05 | 0.027475 | IMPNRGZ
elc_spv_JPN_006 | S02aH06 | 0.013203 | IMPNRGZ | elc_won_JPN_006 | S02aH06 | 0.028132 | IMPNRGZ | elc_wof_JPN_006 | S02aH06 | 0.025269 | IMPNRGZ
elc_spv_JPN_006 | S03aH01 | 0 | IMPNRGZ | elc_won_JPN_006 | S03aH01 | 0.046342 | IMPNRGZ | elc_wof_JPN_006 | S03aH01 | 0.081734 | IMPNRGZ
elc_spv_JPN_006 | S03aH02 | 0.031403 | IMPNRGZ | elc_won_JPN_006 | S03aH02 | 0.024479 | IMPNRGZ | elc_wof_JPN_006 | S03aH02 | 0.034049 | IMPNRGZ
elc_spv_JPN_006 | S03aH03 | 0.073779 | IMPNRGZ | elc_won_JPN_006 | S03aH03 | 0.028016 | IMPNRGZ | elc_wof_JPN_006 | S03aH03 | 0.024332 | IMPNRGZ
elc_spv_JPN_006 | S03aH04 | 0.080217 | IMPNRGZ | elc_won_JPN_006 | S03aH04 | 0.033528 | IMPNRGZ | elc_wof_JPN_006 | S03aH04 | 0.025301 | IMPNRGZ
elc_spv_JPN_006 | S03aH05 | 0.060094 | IMPNRGZ | elc_won_JPN_006 | S03aH05 | 0.025827 | IMPNRGZ | elc_wof_JPN_006 | S03aH05 | 0.025539 | IMPNRGZ
elc_spv_JPN_006 | S03aH06 | 0.014514 | IMPNRGZ | elc_won_JPN_006 | S03aH06 | 0.01405 | IMPNRGZ | elc_wof_JPN_006 | S03aH06 | 0.024154 | IMPNRGZ
elc_spv_JPN_006 | S04aH01 | 0 | IMPNRGZ | elc_won_JPN_006 | S04aH01 | 0.083677 | IMPNRGZ | elc_wof_JPN_006 | S04aH01 | 0.094733 | IMPNRGZ
elc_spv_JPN_006 | S04aH02 | 0.022169 | IMPNRGZ | elc_won_JPN_006 | S04aH02 | 0.03546 | IMPNRGZ | elc_wof_JPN_006 | S04aH02 | 0.045875 | IMPNRGZ
elc_spv_JPN_006 | S04aH03 | 0.070306 | IMPNRGZ | elc_won_JPN_006 | S04aH03 | 0.035861 | IMPNRGZ | elc_wof_JPN_006 | S04aH03 | 0.034744 | IMPNRGZ
elc_spv_JPN_006 | S04aH04 | 0.071136 | IMPNRGZ | elc_won_JPN_006 | S04aH04 | 0.045068 | IMPNRGZ | elc_wof_JPN_006 | S04aH04 | 0.034309 | IMPNRGZ
elc_spv_JPN_006 | S04aH05 | 0.049985 | IMPNRGZ | elc_won_JPN_006 | S04aH05 | 0.038408 | IMPNRGZ | elc_wof_JPN_006 | S04aH05 | 0.036035 | IMPNRGZ
elc_spv_JPN_006 | S04aH06 | 0.0027115 | IMPNRGZ | elc_won_JPN_006 | S04aH06 | 0.028879 | IMPNRGZ | elc_wof_JPN_006 | S04aH06 | 0.036312 | IMPNRGZ
elc_spv_JPN_007 | S01aH01 | 0 | IMPNRGZ | elc_won_JPN_007 | S01aH01 | 0.1202 | IMPNRGZ | elc_wof_JPN_007 | S01aH01 | 0.098184 | IMPNRGZ
elc_spv_JPN_007 | S01aH02 | 0.011153 | IMPNRGZ | elc_won_JPN_007 | S01aH02 | 0.058314 | IMPNRGZ | elc_wof_JPN_007 | S01aH02 | 0.044766 | IMPNRGZ
elc_spv_JPN_007 | S01aH03 | 0.068841 | IMPNRGZ | elc_won_JPN_007 | S01aH03 | 0.039908 | IMPNRGZ | elc_wof_JPN_007 | S01aH03 | 0.03344 | IMPNRGZ
elc_spv_JPN_007 | S01aH04 | 0.06767 | IMPNRGZ | elc_won_JPN_007 | S01aH04 | 0.047801 | IMPNRGZ | elc_wof_JPN_007 | S01aH04 | 0.034311 | IMPNRGZ
elc_spv_JPN_007 | S01aH05 | 0.049144 | IMPNRGZ | elc_won_JPN_007 | S01aH05 | 0.049198 | IMPNRGZ | elc_wof_JPN_007 | S01aH05 | 0.037481 | IMPNRGZ
elc_spv_JPN_007 | S01aH06 | 0.0018696 | IMPNRGZ | elc_won_JPN_007 | S01aH06 | 0.04491 | IMPNRGZ | elc_wof_JPN_007 | S01aH06 | 0.036017 | IMPNRGZ
elc_spv_JPN_007 | S02aH01 | 0 | IMPNRGZ | elc_won_JPN_007 | S02aH01 | 0.089281 | IMPNRGZ | elc_wof_JPN_007 | S02aH01 | 0.072075 | IMPNRGZ
elc_spv_JPN_007 | S02aH02 | 0.035767 | IMPNRGZ | elc_won_JPN_007 | S02aH02 | 0.041078 | IMPNRGZ | elc_wof_JPN_007 | S02aH02 | 0.033595 | IMPNRGZ
elc_spv_JPN_007 | S02aH03 | 0.091859 | IMPNRGZ | elc_won_JPN_007 | S02aH03 | 0.032018 | IMPNRGZ | elc_wof_JPN_007 | S02aH03 | 0.025482 | IMPNRGZ
elc_spv_JPN_007 | S02aH04 | 0.096529 | IMPNRGZ | elc_won_JPN_007 | S02aH04 | 0.037476 | IMPNRGZ | elc_wof_JPN_007 | S02aH04 | 0.026279 | IMPNRGZ
elc_spv_JPN_007 | S02aH05 | 0.073914 | IMPNRGZ | elc_won_JPN_007 | S02aH05 | 0.040876 | IMPNRGZ | elc_wof_JPN_007 | S02aH05 | 0.026485 | IMPNRGZ
elc_spv_JPN_007 | S02aH06 | 0.014852 | IMPNRGZ | elc_won_JPN_007 | S02aH06 | 0.036672 | IMPNRGZ | elc_wof_JPN_007 | S02aH06 | 0.023997 | IMPNRGZ
elc_spv_JPN_007 | S03aH01 | 0 | IMPNRGZ | elc_won_JPN_007 | S03aH01 | 0.039915 | IMPNRGZ | elc_wof_JPN_007 | S03aH01 | 0.073045 | IMPNRGZ
elc_spv_JPN_007 | S03aH02 | 0.030898 | IMPNRGZ | elc_won_JPN_007 | S03aH02 | 0.015027 | IMPNRGZ | elc_wof_JPN_007 | S03aH02 | 0.03096 | IMPNRGZ
elc_spv_JPN_007 | S03aH03 | 0.075371 | IMPNRGZ | elc_won_JPN_007 | S03aH03 | 0.013434 | IMPNRGZ | elc_wof_JPN_007 | S03aH03 | 0.022304 | IMPNRGZ
elc_spv_JPN_007 | S03aH04 | 0.083268 | IMPNRGZ | elc_won_JPN_007 | S03aH04 | 0.019058 | IMPNRGZ | elc_wof_JPN_007 | S03aH04 | 0.022812 | IMPNRGZ
elc_spv_JPN_007 | S03aH05 | 0.063175 | IMPNRGZ | elc_won_JPN_007 | S03aH05 | 0.023223 | IMPNRGZ | elc_wof_JPN_007 | S03aH05 | 0.022475 | IMPNRGZ
elc_spv_JPN_007 | S03aH06 | 0.016267 | IMPNRGZ | elc_won_JPN_007 | S03aH06 | 0.02021 | IMPNRGZ | elc_wof_JPN_007 | S03aH06 | 0.020474 | IMPNRGZ
elc_spv_JPN_007 | S04aH01 | 0 | IMPNRGZ | elc_won_JPN_007 | S04aH01 | 0.076134 | IMPNRGZ | elc_wof_JPN_007 | S04aH01 | 0.10874 | IMPNRGZ
elc_spv_JPN_007 | S04aH02 | 0.020779 | IMPNRGZ | elc_won_JPN_007 | S04aH02 | 0.035487 | IMPNRGZ | elc_wof_JPN_007 | S04aH02 | 0.051823 | IMPNRGZ
elc_spv_JPN_007 | S04aH03 | 0.071407 | IMPNRGZ | elc_won_JPN_007 | S04aH03 | 0.027264 | IMPNRGZ | elc_wof_JPN_007 | S04aH03 | 0.038621 | IMPNRGZ
elc_spv_JPN_007 | S04aH04 | 0.071713 | IMPNRGZ | elc_won_JPN_007 | S04aH04 | 0.030924 | IMPNRGZ | elc_wof_JPN_007 | S04aH04 | 0.038171 | IMPNRGZ
elc_spv_JPN_007 | S04aH05 | 0.051976 | IMPNRGZ | elc_won_JPN_007 | S04aH05 | 0.032061 | IMPNRGZ | elc_wof_JPN_007 | S04aH05 | 0.039836 | IMPNRGZ
elc_spv_JPN_007 | S04aH06 | 0.0035465 | IMPNRGZ | elc_won_JPN_007 | S04aH06 | 0.029538 | IMPNRGZ | elc_wof_JPN_007 | S04aH06 | 0.038623 | IMPNRGZ
elc_spv_JPN_008 | S01aH01 | 0 | IMPNRGZ | elc_won_JPN_008 | S01aH01 | 0.11119 | IMPNRGZ | elc_wof_JPN_008 | S01aH01 | 0.10961 | IMPNRGZ
elc_spv_JPN_008 | S01aH02 | 0.0098406 | IMPNRGZ | elc_won_JPN_008 | S01aH02 | 0.048552 | IMPNRGZ | elc_wof_JPN_008 | S01aH02 | 0.052726 | IMPNRGZ
elc_spv_JPN_008 | S01aH03 | 0.067613 | IMPNRGZ | elc_won_JPN_008 | S01aH03 | 0.040957 | IMPNRGZ | elc_wof_JPN_008 | S01aH03 | 0.035491 | IMPNRGZ
elc_spv_JPN_008 | S01aH04 | 0.074562 | IMPNRGZ | elc_won_JPN_008 | S01aH04 | 0.061444 | IMPNRGZ | elc_wof_JPN_008 | S01aH04 | 0.037379 | IMPNRGZ
elc_spv_JPN_008 | S01aH05 | 0.061865 | IMPNRGZ | elc_won_JPN_008 | S01aH05 | 0.056494 | IMPNRGZ | elc_wof_JPN_008 | S01aH05 | 0.040767 | IMPNRGZ
elc_spv_JPN_008 | S01aH06 | 0.0045248 | IMPNRGZ | elc_won_JPN_008 | S01aH06 | 0.039267 | IMPNRGZ | elc_wof_JPN_008 | S01aH06 | 0.041661 | IMPNRGZ
elc_spv_JPN_008 | S02aH01 | 0 | IMPNRGZ | elc_won_JPN_008 | S02aH01 | 0.086668 | IMPNRGZ | elc_wof_JPN_008 | S02aH01 | 0.088073 | IMPNRGZ
elc_spv_JPN_008 | S02aH02 | 0.024582 | IMPNRGZ | elc_won_JPN_008 | S02aH02 | 0.038714 | IMPNRGZ | elc_wof_JPN_008 | S02aH02 | 0.040234 | IMPNRGZ
elc_spv_JPN_008 | S02aH03 | 0.083994 | IMPNRGZ | elc_won_JPN_008 | S02aH03 | 0.038623 | IMPNRGZ | elc_wof_JPN_008 | S02aH03 | 0.027744 | IMPNRGZ
elc_spv_JPN_008 | S02aH04 | 0.093456 | IMPNRGZ | elc_won_JPN_008 | S02aH04 | 0.050913 | IMPNRGZ | elc_wof_JPN_008 | S02aH04 | 0.030495 | IMPNRGZ
elc_spv_JPN_008 | S02aH05 | 0.077956 | IMPNRGZ | elc_won_JPN_008 | S02aH05 | 0.050367 | IMPNRGZ | elc_wof_JPN_008 | S02aH05 | 0.031829 | IMPNRGZ
elc_spv_JPN_008 | S02aH06 | 0.019102 | IMPNRGZ | elc_won_JPN_008 | S02aH06 | 0.035742 | IMPNRGZ | elc_wof_JPN_008 | S02aH06 | 0.029757 | IMPNRGZ
elc_spv_JPN_008 | S03aH01 | 0 | IMPNRGZ | elc_won_JPN_008 | S03aH01 | 0.026305 | IMPNRGZ | elc_wof_JPN_008 | S03aH01 | 0.058068 | IMPNRGZ
elc_spv_JPN_008 | S03aH02 | 0.021658 | IMPNRGZ | elc_won_JPN_008 | S03aH02 | 0.012686 | IMPNRGZ | elc_wof_JPN_008 | S03aH02 | 0.025315 | IMPNRGZ
elc_spv_JPN_008 | S03aH03 | 0.069944 | IMPNRGZ | elc_won_JPN_008 | S03aH03 | 0.013131 | IMPNRGZ | elc_wof_JPN_008 | S03aH03 | 0.019152 | IMPNRGZ
elc_spv_JPN_008 | S03aH04 | 0.081799 | IMPNRGZ | elc_won_JPN_008 | S03aH04 | 0.019352 | IMPNRGZ | elc_wof_JPN_008 | S03aH04 | 0.022082 | IMPNRGZ
elc_spv_JPN_008 | S03aH05 | 0.062034 | IMPNRGZ | elc_won_JPN_008 | S03aH05 | 0.019681 | IMPNRGZ | elc_wof_JPN_008 | S03aH05 | 0.023837 | IMPNRGZ
elc_spv_JPN_008 | S03aH06 | 0.017504 | IMPNRGZ | elc_won_JPN_008 | S03aH06 | 0.014103 | IMPNRGZ | elc_wof_JPN_008 | S03aH06 | 0.021577 | IMPNRGZ
elc_spv_JPN_008 | S04aH01 | 0 | IMPNRGZ | elc_won_JPN_008 | S04aH01 | 0.071006 | IMPNRGZ | elc_wof_JPN_008 | S04aH01 | 0.090416 | IMPNRGZ
elc_spv_JPN_008 | S04aH02 | 0.016555 | IMPNRGZ | elc_won_JPN_008 | S04aH02 | 0.032749 | IMPNRGZ | elc_wof_JPN_008 | S04aH02 | 0.04357 | IMPNRGZ
elc_spv_JPN_008 | S04aH03 | 0.072159 | IMPNRGZ | elc_won_JPN_008 | S04aH03 | 0.029652 | IMPNRGZ | elc_wof_JPN_008 | S04aH03 | 0.030675 | IMPNRGZ
elc_spv_JPN_008 | S04aH04 | 0.077507 | IMPNRGZ | elc_won_JPN_008 | S04aH04 | 0.038643 | IMPNRGZ | elc_wof_JPN_008 | S04aH04 | 0.032478 | IMPNRGZ
elc_spv_JPN_008 | S04aH05 | 0.058652 | IMPNRGZ | elc_won_JPN_008 | S04aH05 | 0.036615 | IMPNRGZ | elc_wof_JPN_008 | S04aH05 | 0.034351 | IMPNRGZ
elc_spv_JPN_008 | S04aH06 | 0.0046922 | IMPNRGZ | elc_won_JPN_008 | S04aH06 | 0.027149 | IMPNRGZ | elc_wof_JPN_008 | S04aH06 | 0.032711 | IMPNRGZ
elc_spv_JPN_009 | S01aH01 | 0 | IMPNRGZ | elc_won_JPN_009 | S01aH01 | 0.10462 | IMPNRGZ | elc_wof_JPN_009 | S01aH01 | 0.11188 | IMPNRGZ
elc_spv_JPN_009 | S01aH02 | 0.0097749 | IMPNRGZ | elc_won_JPN_009 | S01aH02 | 0.042132 | IMPNRGZ | elc_wof_JPN_009 | S01aH02 | 0.052534 | IMPNRGZ
elc_spv_JPN_009 | S01aH03 | 0.064991 | IMPNRGZ | elc_won_JPN_009 | S01aH03 | 0.033538 | IMPNRGZ | elc_wof_JPN_009 | S01aH03 | 0.033424 | IMPNRGZ
elc_spv_JPN_009 | S01aH04 | 0.071252 | IMPNRGZ | elc_won_JPN_009 | S01aH04 | 0.050194 | IMPNRGZ | elc_wof_JPN_009 | S01aH04 | 0.033607 | IMPNRGZ
elc_spv_JPN_009 | S01aH05 | 0.057019 | IMPNRGZ | elc_won_JPN_009 | S01aH05 | 0.045408 | IMPNRGZ | elc_wof_JPN_009 | S01aH05 | 0.036976 | IMPNRGZ
elc_spv_JPN_009 | S01aH06 | 0.0036976 | IMPNRGZ | elc_won_JPN_009 | S01aH06 | 0.034853 | IMPNRGZ | elc_wof_JPN_009 | S01aH06 | 0.036183 | IMPNRGZ
elc_spv_JPN_009 | S02aH01 | 0 | IMPNRGZ | elc_won_JPN_009 | S02aH01 | 0.10159 | IMPNRGZ | elc_wof_JPN_009 | S02aH01 | 0.098728 | IMPNRGZ
elc_spv_JPN_009 | S02aH02 | 0.029258 | IMPNRGZ | elc_won_JPN_009 | S02aH02 | 0.051215 | IMPNRGZ | elc_wof_JPN_009 | S02aH02 | 0.045779 | IMPNRGZ
elc_spv_JPN_009 | S02aH03 | 0.088171 | IMPNRGZ | elc_won_JPN_009 | S02aH03 | 0.049238 | IMPNRGZ | elc_wof_JPN_009 | S02aH03 | 0.0304 | IMPNRGZ
elc_spv_JPN_009 | S02aH04 | 0.09684 | IMPNRGZ | elc_won_JPN_009 | S02aH04 | 0.065572 | IMPNRGZ | elc_wof_JPN_009 | S02aH04 | 0.032995 | IMPNRGZ
elc_spv_JPN_009 | S02aH05 | 0.079787 | IMPNRGZ | elc_won_JPN_009 | S02aH05 | 0.05378 | IMPNRGZ | elc_wof_JPN_009 | S02aH05 | 0.036065 | IMPNRGZ
elc_spv_JPN_009 | S02aH06 | 0.019305 | IMPNRGZ | elc_won_JPN_009 | S02aH06 | 0.034176 | IMPNRGZ | elc_wof_JPN_009 | S02aH06 | 0.0325 | IMPNRGZ
elc_spv_JPN_009 | S03aH01 | 0 | IMPNRGZ | elc_won_JPN_009 | S03aH01 | 0.03369 | IMPNRGZ | elc_wof_JPN_009 | S03aH01 | 0.051857 | IMPNRGZ
elc_spv_JPN_009 | S03aH02 | 0.024198 | IMPNRGZ | elc_won_JPN_009 | S03aH02 | 0.017828 | IMPNRGZ | elc_wof_JPN_009 | S03aH02 | 0.021967 | IMPNRGZ
elc_spv_JPN_009 | S03aH03 | 0.071117 | IMPNRGZ | elc_won_JPN_009 | S03aH03 | 0.012225 | IMPNRGZ | elc_wof_JPN_009 | S03aH03 | 0.015742 | IMPNRGZ
elc_spv_JPN_009 | S03aH04 | 0.082577 | IMPNRGZ | elc_won_JPN_009 | S03aH04 | 0.015843 | IMPNRGZ | elc_wof_JPN_009 | S03aH04 | 0.019878 | IMPNRGZ
elc_spv_JPN_009 | S03aH05 | 0.063395 | IMPNRGZ | elc_won_JPN_009 | S03aH05 | 0.012928 | IMPNRGZ | elc_wof_JPN_009 | S03aH05 | 0.022892 | IMPNRGZ
elc_spv_JPN_009 | S03aH06 | 0.0178 | IMPNRGZ | elc_won_JPN_009 | S03aH06 | 0.0097052 | IMPNRGZ | elc_wof_JPN_009 | S03aH06 | 0.019733 | IMPNRGZ
elc_spv_JPN_009 | S04aH01 | 0 | IMPNRGZ | elc_won_JPN_009 | S04aH01 | 0.068181 | IMPNRGZ | elc_wof_JPN_009 | S04aH01 | 0.092361 | IMPNRGZ
elc_spv_JPN_009 | S04aH02 | 0.016606 | IMPNRGZ | elc_won_JPN_009 | S04aH02 | 0.036254 | IMPNRGZ | elc_wof_JPN_009 | S04aH02 | 0.045822 | IMPNRGZ
elc_spv_JPN_009 | S04aH03 | 0.069859 | IMPNRGZ | elc_won_JPN_009 | S04aH03 | 0.033972 | IMPNRGZ | elc_wof_JPN_009 | S04aH03 | 0.03205 | IMPNRGZ
elc_spv_JPN_009 | S04aH04 | 0.074352 | IMPNRGZ | elc_won_JPN_009 | S04aH04 | 0.039247 | IMPNRGZ | elc_wof_JPN_009 | S04aH04 | 0.031818 | IMPNRGZ
elc_spv_JPN_009 | S04aH05 | 0.055595 | IMPNRGZ | elc_won_JPN_009 | S04aH05 | 0.031922 | IMPNRGZ | elc_wof_JPN_009 | S04aH05 | 0.033392 | IMPNRGZ
elc_spv_JPN_009 | S04aH06 | 0.0044062 | IMPNRGZ | elc_won_JPN_009 | S04aH06 | 0.021896 | IMPNRGZ | elc_wof_JPN_009 | S04aH06 | 0.031416 | IMPNRGZ
elc_spv_JPN_010 | S01aH01 | 0 | IMPNRGZ | elc_won_JPN_010 | S01aH01 | 0.11331 | IMPNRGZ | elc_wof_JPN_010 | S01aH01 | 0.084302 | IMPNRGZ
elc_spv_JPN_010 | S01aH02 | 0.0088974 | IMPNRGZ | elc_won_JPN_010 | S01aH02 | 0.050128 | IMPNRGZ | elc_wof_JPN_010 | S01aH02 | 0.04238 | IMPNRGZ
elc_spv_JPN_010 | S01aH03 | 0.061155 | IMPNRGZ | elc_won_JPN_010 | S01aH03 | 0.036617 | IMPNRGZ | elc_wof_JPN_010 | S01aH03 | 0.027987 | IMPNRGZ
elc_spv_JPN_010 | S01aH04 | 0.066131 | IMPNRGZ | elc_won_JPN_010 | S01aH04 | 0.044568 | IMPNRGZ | elc_wof_JPN_010 | S01aH04 | 0.026102 | IMPNRGZ
elc_spv_JPN_010 | S01aH05 | 0.05057 | IMPNRGZ | elc_won_JPN_010 | S01aH05 | 0.045482 | IMPNRGZ | elc_wof_JPN_010 | S01aH05 | 0.027844 | IMPNRGZ
elc_spv_JPN_010 | S01aH06 | 0.0029958 | IMPNRGZ | elc_won_JPN_010 | S01aH06 | 0.039491 | IMPNRGZ | elc_wof_JPN_010 | S01aH06 | 0.028824 | IMPNRGZ
elc_spv_JPN_010 | S02aH01 | 0 | IMPNRGZ | elc_won_JPN_010 | S02aH01 | 0.097029 | IMPNRGZ | elc_wof_JPN_010 | S02aH01 | 0.085565 | IMPNRGZ
elc_spv_JPN_010 | S02aH02 | 0.031693 | IMPNRGZ | elc_won_JPN_010 | S02aH02 | 0.040972 | IMPNRGZ | elc_wof_JPN_010 | S02aH02 | 0.039245 | IMPNRGZ
elc_spv_JPN_010 | S02aH03 | 0.088983 | IMPNRGZ | elc_won_JPN_010 | S02aH03 | 0.031504 | IMPNRGZ | elc_wof_JPN_010 | S02aH03 | 0.026475 | IMPNRGZ
elc_spv_JPN_010 | S02aH04 | 0.097543 | IMPNRGZ | elc_won_JPN_010 | S02aH04 | 0.038424 | IMPNRGZ | elc_wof_JPN_010 | S02aH04 | 0.028393 | IMPNRGZ
elc_spv_JPN_010 | S02aH05 | 0.081471 | IMPNRGZ | elc_won_JPN_010 | S02aH05 | 0.039615 | IMPNRGZ | elc_wof_JPN_010 | S02aH05 | 0.031178 | IMPNRGZ
elc_spv_JPN_010 | S02aH06 | 0.019647 | IMPNRGZ | elc_won_JPN_010 | S02aH06 | 0.034994 | IMPNRGZ | elc_wof_JPN_010 | S02aH06 | 0.029898 | IMPNRGZ
elc_spv_JPN_010 | S03aH01 | 0 | IMPNRGZ | elc_won_JPN_010 | S03aH01 | 0.045662 | IMPNRGZ | elc_wof_JPN_010 | S03aH01 | 0.07699 | IMPNRGZ
elc_spv_JPN_010 | S03aH02 | 0.02707 | IMPNRGZ | elc_won_JPN_010 | S03aH02 | 0.01824 | IMPNRGZ | elc_wof_JPN_010 | S03aH02 | 0.034108 | IMPNRGZ
elc_spv_JPN_010 | S03aH03 | 0.07365 | IMPNRGZ | elc_won_JPN_010 | S03aH03 | 0.014523 | IMPNRGZ | elc_wof_JPN_010 | S03aH03 | 0.025098 | IMPNRGZ
elc_spv_JPN_010 | S03aH04 | 0.084773 | IMPNRGZ | elc_won_JPN_010 | S03aH04 | 0.01856 | IMPNRGZ | elc_wof_JPN_010 | S03aH04 | 0.02906 | IMPNRGZ
elc_spv_JPN_010 | S03aH05 | 0.066361 | IMPNRGZ | elc_won_JPN_010 | S03aH05 | 0.02119 | IMPNRGZ | elc_wof_JPN_010 | S03aH05 | 0.033287 | IMPNRGZ
elc_spv_JPN_010 | S03aH06 | 0.019129 | IMPNRGZ | elc_won_JPN_010 | S03aH06 | 0.018744 | IMPNRGZ | elc_wof_JPN_010 | S03aH06 | 0.03091 | IMPNRGZ
elc_spv_JPN_010 | S04aH01 | 0 | IMPNRGZ | elc_won_JPN_010 | S04aH01 | 0.085874 | IMPNRGZ | elc_wof_JPN_010 | S04aH01 | 0.10021 | IMPNRGZ
elc_spv_JPN_010 | S04aH02 | 0.017733 | IMPNRGZ | elc_won_JPN_010 | S04aH02 | 0.039003 | IMPNRGZ | elc_wof_JPN_010 | S04aH02 | 0.048934 | IMPNRGZ
elc_spv_JPN_010 | S04aH03 | 0.070677 | IMPNRGZ | elc_won_JPN_010 | S04aH03 | 0.028727 | IMPNRGZ | elc_wof_JPN_010 | S04aH03 | 0.035537 | IMPNRGZ
elc_spv_JPN_010 | S04aH04 | 0.072404 | IMPNRGZ | elc_won_JPN_010 | S04aH04 | 0.032453 | IMPNRGZ | elc_wof_JPN_010 | S04aH04 | 0.035873 | IMPNRGZ
elc_spv_JPN_010 | S04aH05 | 0.054725 | IMPNRGZ | elc_won_JPN_010 | S04aH05 | 0.03396 | IMPNRGZ | elc_wof_JPN_010 | S04aH05 | 0.036142 | IMPNRGZ
elc_spv_JPN_010 | S04aH06 | 0.0043925 | IMPNRGZ | elc_won_JPN_010 | S04aH06 | 0.030926 | IMPNRGZ | elc_wof_JPN_010 | S04aH06 | 0.035659 | IMPNRGZ
elc_spv_JPN_011 | S01aH01 | 0 | IMPNRGZ | elc_won_JPN_011 | S01aH01 | 0.11503 | IMPNRGZ | elc_wof_JPN_011 | S01aH01 | 0.097572 | IMPNRGZ
elc_spv_JPN_011 | S01aH02 | 0.0087104 | IMPNRGZ | elc_won_JPN_011 | S01aH02 | 0.045048 | IMPNRGZ | elc_wof_JPN_011 | S01aH02 | 0.044564 | IMPNRGZ
elc_spv_JPN_011 | S01aH03 | 0.058735 | IMPNRGZ | elc_won_JPN_011 | S01aH03 | 0.036165 | IMPNRGZ | elc_wof_JPN_011 | S01aH03 | 0.030235 | IMPNRGZ
elc_spv_JPN_011 | S01aH04 | 0.06549 | IMPNRGZ | elc_won_JPN_011 | S01aH04 | 0.050131 | IMPNRGZ | elc_wof_JPN_011 | S01aH04 | 0.03071 | IMPNRGZ
elc_spv_JPN_011 | S01aH05 | 0.046332 | IMPNRGZ | elc_won_JPN_011 | S01aH05 | 0.049203 | IMPNRGZ | elc_wof_JPN_011 | S01aH05 | 0.03374 | IMPNRGZ
elc_spv_JPN_011 | S01aH06 | 0.0021134 | IMPNRGZ | elc_won_JPN_011 | S01aH06 | 0.039738 | IMPNRGZ | elc_wof_JPN_011 | S01aH06 | 0.034611 | IMPNRGZ
elc_spv_JPN_011 | S02aH01 | 0 | IMPNRGZ | elc_won_JPN_011 | S02aH01 | 0.09714 | IMPNRGZ | elc_wof_JPN_011 | S02aH01 | 0.086876 | IMPNRGZ
elc_spv_JPN_011 | S02aH02 | 0.033774 | IMPNRGZ | elc_won_JPN_011 | S02aH02 | 0.044374 | IMPNRGZ | elc_wof_JPN_011 | S02aH02 | 0.037775 | IMPNRGZ
elc_spv_JPN_011 | S02aH03 | 0.090983 | IMPNRGZ | elc_won_JPN_011 | S02aH03 | 0.037009 | IMPNRGZ | elc_wof_JPN_011 | S02aH03 | 0.025628 | IMPNRGZ
elc_spv_JPN_011 | S02aH04 | 0.098416 | IMPNRGZ | elc_won_JPN_011 | S02aH04 | 0.04267 | IMPNRGZ | elc_wof_JPN_011 | S02aH04 | 0.027601 | IMPNRGZ
elc_spv_JPN_011 | S02aH05 | 0.078233 | IMPNRGZ | elc_won_JPN_011 | S02aH05 | 0.04222 | IMPNRGZ | elc_wof_JPN_011 | S02aH05 | 0.030893 | IMPNRGZ
elc_spv_JPN_011 | S02aH06 | 0.016805 | IMPNRGZ | elc_won_JPN_011 | S02aH06 | 0.03338 | IMPNRGZ | elc_wof_JPN_011 | S02aH06 | 0.029684 | IMPNRGZ
elc_spv_JPN_011 | S03aH01 | 0 | IMPNRGZ | elc_won_JPN_011 | S03aH01 | 0.037426 | IMPNRGZ | elc_wof_JPN_011 | S03aH01 | 0.065941 | IMPNRGZ
elc_spv_JPN_011 | S03aH02 | 0.029872 | IMPNRGZ | elc_won_JPN_011 | S03aH02 | 0.020581 | IMPNRGZ | elc_wof_JPN_011 | S03aH02 | 0.030721 | IMPNRGZ
elc_spv_JPN_011 | S03aH03 | 0.078289 | IMPNRGZ | elc_won_JPN_011 | S03aH03 | 0.015513 | IMPNRGZ | elc_wof_JPN_011 | S03aH03 | 0.022914 | IMPNRGZ
elc_spv_JPN_011 | S03aH04 | 0.089208 | IMPNRGZ | elc_won_JPN_011 | S03aH04 | 0.017494 | IMPNRGZ | elc_wof_JPN_011 | S03aH04 | 0.025728 | IMPNRGZ
elc_spv_JPN_011 | S03aH05 | 0.068952 | IMPNRGZ | elc_won_JPN_011 | S03aH05 | 0.016461 | IMPNRGZ | elc_wof_JPN_011 | S03aH05 | 0.027994 | IMPNRGZ
elc_spv_JPN_011 | S03aH06 | 0.018799 | IMPNRGZ | elc_won_JPN_011 | S03aH06 | 0.01257 | IMPNRGZ | elc_wof_JPN_011 | S03aH06 | 0.025252 | IMPNRGZ
elc_spv_JPN_011 | S04aH01 | 0 | IMPNRGZ | elc_won_JPN_011 | S04aH01 | 0.081056 | IMPNRGZ | elc_wof_JPN_011 | S04aH01 | 0.10155 | IMPNRGZ
elc_spv_JPN_011 | S04aH02 | 0.018248 | IMPNRGZ | elc_won_JPN_011 | S04aH02 | 0.036883 | IMPNRGZ | elc_wof_JPN_011 | S04aH02 | 0.049192 | IMPNRGZ
elc_spv_JPN_011 | S04aH03 | 0.069893 | IMPNRGZ | elc_won_JPN_011 | S04aH03 | 0.030124 | IMPNRGZ | elc_wof_JPN_011 | S04aH03 | 0.035275 | IMPNRGZ
elc_spv_JPN_011 | S04aH04 | 0.071732 | IMPNRGZ | elc_won_JPN_011 | S04aH04 | 0.035072 | IMPNRGZ | elc_wof_JPN_011 | S04aH04 | 0.035014 | IMPNRGZ
elc_spv_JPN_011 | S04aH05 | 0.05179 | IMPNRGZ | elc_won_JPN_011 | S04aH05 | 0.03546 | IMPNRGZ | elc_wof_JPN_011 | S04aH05 | 0.035484 | IMPNRGZ
elc_spv_JPN_011 | S04aH06 | 0.0036259 | IMPNRGZ | elc_won_JPN_011 | S04aH06 | 0.029255 | IMPNRGZ | elc_wof_JPN_011 | S04aH06 | 0.035048 | IMPNRGZ
elc_spv_JPN_012 | S01aH01 | 0 | IMPNRGZ | elc_won_JPN_012 | S01aH01 | 0.096862 | IMPNRGZ | elc_wof_JPN_012 | S01aH01 | 0.091017 | IMPNRGZ
elc_spv_JPN_012 | S01aH02 | 0.015448 | IMPNRGZ | elc_won_JPN_012 | S01aH02 | 0.047697 | IMPNRGZ | elc_wof_JPN_012 | S01aH02 | 0.046018 | IMPNRGZ
elc_spv_JPN_012 | S01aH03 | 0.075855 | IMPNRGZ | elc_won_JPN_012 | S01aH03 | 0.035664 | IMPNRGZ | elc_wof_JPN_012 | S01aH03 | 0.033084 | IMPNRGZ
elc_spv_JPN_012 | S01aH04 | 0.072827 | IMPNRGZ | elc_won_JPN_012 | S01aH04 | 0.049946 | IMPNRGZ | elc_wof_JPN_012 | S01aH04 | 0.034554 | IMPNRGZ
elc_spv_JPN_012 | S01aH05 | 0.038875 | IMPNRGZ | elc_won_JPN_012 | S01aH05 | 0.046927 | IMPNRGZ | elc_wof_JPN_012 | S01aH05 | 0.03568 | IMPNRGZ
elc_spv_JPN_012 | S01aH06 | 0 | IMPNRGZ | elc_won_JPN_012 | S01aH06 | 0.045107 | IMPNRGZ | elc_wof_JPN_012 | S01aH06 | 0.036299 | IMPNRGZ
elc_spv_JPN_012 | S02aH01 | 0 | IMPNRGZ | elc_won_JPN_012 | S02aH01 | 0.10186 | IMPNRGZ | elc_wof_JPN_012 | S02aH01 | 0.080495 | IMPNRGZ
elc_spv_JPN_012 | S02aH02 | 0.050177 | IMPNRGZ | elc_won_JPN_012 | S02aH02 | 0.039937 | IMPNRGZ | elc_wof_JPN_012 | S02aH02 | 0.036721 | IMPNRGZ
elc_spv_JPN_012 | S02aH03 | 0.095856 | IMPNRGZ | elc_won_JPN_012 | S02aH03 | 0.038247 | IMPNRGZ | elc_wof_JPN_012 | S02aH03 | 0.026869 | IMPNRGZ
elc_spv_JPN_012 | S02aH04 | 0.093134 | IMPNRGZ | elc_won_JPN_012 | S02aH04 | 0.057319 | IMPNRGZ | elc_wof_JPN_012 | S02aH04 | 0.028728 | IMPNRGZ
elc_spv_JPN_012 | S02aH05 | 0.062866 | IMPNRGZ | elc_won_JPN_012 | S02aH05 | 0.064346 | IMPNRGZ | elc_wof_JPN_012 | S02aH05 | 0.030945 | IMPNRGZ
elc_spv_JPN_012 | S02aH06 | 0.0063771 | IMPNRGZ | elc_won_JPN_012 | S02aH06 | 0.05548 | IMPNRGZ | elc_wof_JPN_012 | S02aH06 | 0.029795 | IMPNRGZ
elc_spv_JPN_012 | S03aH01 | 0 | IMPNRGZ | elc_won_JPN_012 | S03aH01 | 0.030885 | IMPNRGZ | elc_wof_JPN_012 | S03aH01 | 0.074291 | IMPNRGZ
elc_spv_JPN_012 | S03aH02 | 0.045282 | IMPNRGZ | elc_won_JPN_012 | S03aH02 | 0.0091399 | IMPNRGZ | elc_wof_JPN_012 | S03aH02 | 0.034333 | IMPNRGZ
elc_spv_JPN_012 | S03aH03 | 0.080336 | IMPNRGZ | elc_won_JPN_012 | S03aH03 | 0.0074541 | IMPNRGZ | elc_wof_JPN_012 | S03aH03 | 0.024465 | IMPNRGZ
elc_spv_JPN_012 | S03aH04 | 0.082947 | IMPNRGZ | elc_won_JPN_012 | S03aH04 | 0.012432 | IMPNRGZ | elc_wof_JPN_012 | S03aH04 | 0.025033 | IMPNRGZ
elc_spv_JPN_012 | S03aH05 | 0.060298 | IMPNRGZ | elc_won_JPN_012 | S03aH05 | 0.017313 | IMPNRGZ | elc_wof_JPN_012 | S03aH05 | 0.025438 | IMPNRGZ
elc_spv_JPN_012 | S03aH06 | 0.013169 | IMPNRGZ | elc_won_JPN_012 | S03aH06 | 0.019417 | IMPNRGZ | elc_wof_JPN_012 | S03aH06 | 0.023883 | IMPNRGZ
elc_spv_JPN_012 | S04aH01 | 0 | IMPNRGZ | elc_won_JPN_012 | S04aH01 | 0.071878 | IMPNRGZ | elc_wof_JPN_012 | S04aH01 | 0.094709 | IMPNRGZ
elc_spv_JPN_012 | S04aH02 | 0.030768 | IMPNRGZ | elc_won_JPN_012 | S04aH02 | 0.03099 | IMPNRGZ | elc_wof_JPN_012 | S04aH02 | 0.046377 | IMPNRGZ
elc_spv_JPN_012 | S04aH03 | 0.072343 | IMPNRGZ | elc_won_JPN_012 | S04aH03 | 0.02438 | IMPNRGZ | elc_wof_JPN_012 | S04aH03 | 0.035138 | IMPNRGZ
elc_spv_JPN_012 | S04aH04 | 0.066993 | IMPNRGZ | elc_won_JPN_012 | S04aH04 | 0.029599 | IMPNRGZ | elc_wof_JPN_012 | S04aH04 | 0.0352 | IMPNRGZ
elc_spv_JPN_012 | S04aH05 | 0.035702 | IMPNRGZ | elc_won_JPN_012 | S04aH05 | 0.033128 | IMPNRGZ | elc_wof_JPN_012 | S04aH05 | 0.036049 | IMPNRGZ
elc_spv_JPN_012 | S04aH06 | 0.00074703 | IMPNRGZ | elc_won_JPN_012 | S04aH06 | 0.033993 | IMPNRGZ | elc_wof_JPN_012 | S04aH06 | 0.034878 | IMPNRGZ
elc_spv_JPN_013 | S01aH01 | 0 | IMPNRGZ | elc_won_JPN_013 | S01aH01 | 0.094173 | IMPNRGZ | elc_wof_JPN_013 | S01aH01 | 0.10185 | IMPNRGZ
elc_spv_JPN_013 | S01aH02 | 0.01995 | IMPNRGZ | elc_won_JPN_013 | S01aH02 | 0.047549 | IMPNRGZ | elc_wof_JPN_013 | S01aH02 | 0.051528 | IMPNRGZ
elc_spv_JPN_013 | S01aH03 | 0.085736 | IMPNRGZ | elc_won_JPN_013 | S01aH03 | 0.030412 | IMPNRGZ | elc_wof_JPN_013 | S01aH03 | 0.03626 | IMPNRGZ
elc_spv_JPN_013 | S01aH04 | 0.078312 | IMPNRGZ | elc_won_JPN_013 | S01aH04 | 0.029641 | IMPNRGZ | elc_wof_JPN_013 | S01aH04 | 0.037268 | IMPNRGZ
elc_spv_JPN_013 | S01aH05 | 0.041261 | IMPNRGZ | elc_won_JPN_013 | S01aH05 | 0.029519 | IMPNRGZ | elc_wof_JPN_013 | S01aH05 | 0.039053 | IMPNRGZ
elc_spv_JPN_013 | S01aH06 | 0 | IMPNRGZ | elc_won_JPN_013 | S01aH06 | 0.032185 | IMPNRGZ | elc_wof_JPN_013 | S01aH06 | 0.037613 | IMPNRGZ
elc_spv_JPN_013 | S02aH01 | 0 | IMPNRGZ | elc_won_JPN_013 | S02aH01 | 0.11081 | IMPNRGZ | elc_wof_JPN_013 | S02aH01 | 0.085649 | IMPNRGZ
elc_spv_JPN_013 | S02aH02 | 0.051917 | IMPNRGZ | elc_won_JPN_013 | S02aH02 | 0.045064 | IMPNRGZ | elc_wof_JPN_013 | S02aH02 | 0.036764 | IMPNRGZ
elc_spv_JPN_013 | S02aH03 | 0.096451 | IMPNRGZ | elc_won_JPN_013 | S02aH03 | 0.032287 | IMPNRGZ | elc_wof_JPN_013 | S02aH03 | 0.026029 | IMPNRGZ
elc_spv_JPN_013 | S02aH04 | 0.093611 | IMPNRGZ | elc_won_JPN_013 | S02aH04 | 0.03797 | IMPNRGZ | elc_wof_JPN_013 | S02aH04 | 0.028623 | IMPNRGZ
elc_spv_JPN_013 | S02aH05 | 0.062918 | IMPNRGZ | elc_won_JPN_013 | S02aH05 | 0.044304 | IMPNRGZ | elc_wof_JPN_013 | S02aH05 | 0.032474 | IMPNRGZ
elc_spv_JPN_013 | S02aH06 | 0.0060178 | IMPNRGZ | elc_won_JPN_013 | S02aH06 | 0.044079 | IMPNRGZ | elc_wof_JPN_013 | S02aH06 | 0.030838 | IMPNRGZ
elc_spv_JPN_013 | S03aH01 | 0 | IMPNRGZ | elc_won_JPN_013 | S03aH01 | 0.060597 | IMPNRGZ | elc_wof_JPN_013 | S03aH01 | 0.07442 | IMPNRGZ
elc_spv_JPN_013 | S03aH02 | 0.033866 | IMPNRGZ | elc_won_JPN_013 | S03aH02 | 0.022775 | IMPNRGZ | elc_wof_JPN_013 | S03aH02 | 0.033 | IMPNRGZ
elc_spv_JPN_013 | S03aH03 | 0.071633 | IMPNRGZ | elc_won_JPN_013 | S03aH03 | 0.015715 | IMPNRGZ | elc_wof_JPN_013 | S03aH03 | 0.022172 | IMPNRGZ
elc_spv_JPN_013 | S03aH04 | 0.078633 | IMPNRGZ | elc_won_JPN_013 | S03aH04 | 0.019487 | IMPNRGZ | elc_wof_JPN_013 | S03aH04 | 0.021755 | IMPNRGZ
elc_spv_JPN_013 | S03aH05 | 0.054956 | IMPNRGZ | elc_won_JPN_013 | S03aH05 | 0.024765 | IMPNRGZ | elc_wof_JPN_013 | S03aH05 | 0.022161 | IMPNRGZ
elc_spv_JPN_013 | S03aH06 | 0.01039 | IMPNRGZ | elc_won_JPN_013 | S03aH06 | 0.025668 | IMPNRGZ | elc_wof_JPN_013 | S03aH06 | 0.021025 | IMPNRGZ
elc_spv_JPN_013 | S04aH01 | 0 | IMPNRGZ | elc_won_JPN_013 | S04aH01 | 0.088159 | IMPNRGZ | elc_wof_JPN_013 | S04aH01 | 0.088688 | IMPNRGZ
elc_spv_JPN_013 | S04aH02 | 0.031768 | IMPNRGZ | elc_won_JPN_013 | S04aH02 | 0.03942 | IMPNRGZ | elc_wof_JPN_013 | S04aH02 | 0.043796 | IMPNRGZ
elc_spv_JPN_013 | S04aH03 | 0.075982 | IMPNRGZ | elc_won_JPN_013 | S04aH03 | 0.02799 | IMPNRGZ | elc_wof_JPN_013 | S04aH03 | 0.03202 | IMPNRGZ
elc_spv_JPN_013 | S04aH04 | 0.070433 | IMPNRGZ | elc_won_JPN_013 | S04aH04 | 0.030773 | IMPNRGZ | elc_wof_JPN_013 | S04aH04 | 0.031359 | IMPNRGZ
elc_spv_JPN_013 | S04aH05 | 0.035716 | IMPNRGZ | elc_won_JPN_013 | S04aH05 | 0.033465 | IMPNRGZ | elc_wof_JPN_013 | S04aH05 | 0.033007 | IMPNRGZ
elc_spv_JPN_013 | S04aH06 | 0.0004482 | IMPNRGZ | elc_won_JPN_013 | S04aH06 | 0.033199 | IMPNRGZ | elc_wof_JPN_013 | S04aH06 | 0.03265 | IMPNRGZ
elc_spv_JPN_014 | S01aH01 | 0 | IMPNRGZ | elc_won_JPN_014 | S01aH01 | 0.088826 | IMPNRGZ | elc_wof_JPN_014 | S01aH01 | 0.097188 | IMPNRGZ
elc_spv_JPN_014 | S01aH02 | 0.019347 | IMPNRGZ | elc_won_JPN_014 | S01aH02 | 0.043851 | IMPNRGZ | elc_wof_JPN_014 | S01aH02 | 0.043121 | IMPNRGZ
elc_spv_JPN_014 | S01aH03 | 0.087544 | IMPNRGZ | elc_won_JPN_014 | S01aH03 | 0.039238 | IMPNRGZ | elc_wof_JPN_014 | S01aH03 | 0.030131 | IMPNRGZ
elc_spv_JPN_014 | S01aH04 | 0.080889 | IMPNRGZ | elc_won_JPN_014 | S01aH04 | 0.060051 | IMPNRGZ | elc_wof_JPN_014 | S01aH04 | 0.034332 | IMPNRGZ
elc_spv_JPN_014 | S01aH05 | 0.047173 | IMPNRGZ | elc_won_JPN_014 | S01aH05 | 0.058566 | IMPNRGZ | elc_wof_JPN_014 | S01aH05 | 0.0359 | IMPNRGZ
elc_spv_JPN_014 | S01aH06 | 0 | IMPNRGZ | elc_won_JPN_014 | S01aH06 | 0.045372 | IMPNRGZ | elc_wof_JPN_014 | S01aH06 | 0.032428 | IMPNRGZ
elc_spv_JPN_014 | S02aH01 | 0 | IMPNRGZ | elc_won_JPN_014 | S02aH01 | 0.067992 | IMPNRGZ | elc_wof_JPN_014 | S02aH01 | 0.09645 | IMPNRGZ
elc_spv_JPN_014 | S02aH02 | 0.049749 | IMPNRGZ | elc_won_JPN_014 | S02aH02 | 0.024912 | IMPNRGZ | elc_wof_JPN_014 | S02aH02 | 0.040566 | IMPNRGZ
elc_spv_JPN_014 | S02aH03 | 0.093431 | IMPNRGZ | elc_won_JPN_014 | S02aH03 | 0.033984 | IMPNRGZ | elc_wof_JPN_014 | S02aH03 | 0.029505 | IMPNRGZ
elc_spv_JPN_014 | S02aH04 | 0.092189 | IMPNRGZ | elc_won_JPN_014 | S02aH04 | 0.0637 | IMPNRGZ | elc_wof_JPN_014 | S02aH04 | 0.033406 | IMPNRGZ
elc_spv_JPN_014 | S02aH05 | 0.064808 | IMPNRGZ | elc_won_JPN_014 | S02aH05 | 0.062202 | IMPNRGZ | elc_wof_JPN_014 | S02aH05 | 0.036658 | IMPNRGZ
elc_spv_JPN_014 | S02aH06 | 0.0074492 | IMPNRGZ | elc_won_JPN_014 | S02aH06 | 0.044226 | IMPNRGZ | elc_wof_JPN_014 | S02aH06 | 0.031676 | IMPNRGZ
elc_spv_JPN_014 | S03aH01 | 0 | IMPNRGZ | elc_won_JPN_014 | S03aH01 | 0.028041 | IMPNRGZ | elc_wof_JPN_014 | S03aH01 | 0.072217 | IMPNRGZ
elc_spv_JPN_014 | S03aH02 | 0.037767 | IMPNRGZ | elc_won_JPN_014 | S03aH02 | 0.01651 | IMPNRGZ | elc_wof_JPN_014 | S03aH02 | 0.030118 | IMPNRGZ
elc_spv_JPN_014 | S03aH03 | 0.071399 | IMPNRGZ | elc_won_JPN_014 | S03aH03 | 0.017863 | IMPNRGZ | elc_wof_JPN_014 | S03aH03 | 0.0223 | IMPNRGZ
elc_spv_JPN_014 | S03aH04 | 0.075874 | IMPNRGZ | elc_won_JPN_014 | S03aH04 | 0.027558 | IMPNRGZ | elc_wof_JPN_014 | S03aH04 | 0.025423 | IMPNRGZ
elc_spv_JPN_014 | S03aH05 | 0.054899 | IMPNRGZ | elc_won_JPN_014 | S03aH05 | 0.025957 | IMPNRGZ | elc_wof_JPN_014 | S03aH05 | 0.028138 | IMPNRGZ
elc_spv_JPN_014 | S03aH06 | 0.011152 | IMPNRGZ | elc_won_JPN_014 | S03aH06 | 0.01667 | IMPNRGZ | elc_wof_JPN_014 | S03aH06 | 0.021013 | IMPNRGZ
elc_spv_JPN_014 | S04aH01 | 0 | IMPNRGZ | elc_won_JPN_014 | S04aH01 | 0.067386 | IMPNRGZ | elc_wof_JPN_014 | S04aH01 | 0.09024 | IMPNRGZ
elc_spv_JPN_014 | S04aH02 | 0.030639 | IMPNRGZ | elc_won_JPN_014 | S04aH02 | 0.034764 | IMPNRGZ | elc_wof_JPN_014 | S04aH02 | 0.039091 | IMPNRGZ
elc_spv_JPN_014 | S04aH03 | 0.073605 | IMPNRGZ | elc_won_JPN_014 | S04aH03 | 0.026541 | IMPNRGZ | elc_wof_JPN_014 | S04aH03 | 0.028485 | IMPNRGZ
elc_spv_JPN_014 | S04aH04 | 0.06548 | IMPNRGZ | elc_won_JPN_014 | S04aH04 | 0.039889 | IMPNRGZ | elc_wof_JPN_014 | S04aH04 | 0.030924 | IMPNRGZ
elc_spv_JPN_014 | S04aH05 | 0.035938 | IMPNRGZ | elc_won_JPN_014 | S04aH05 | 0.03719 | IMPNRGZ | elc_wof_JPN_014 | S04aH05 | 0.036199 | IMPNRGZ
elc_spv_JPN_014 | S04aH06 | 0.00066814 | IMPNRGZ | elc_won_JPN_014 | S04aH06 | 0.028713 | IMPNRGZ | elc_wof_JPN_014 | S04aH06 | 0.034491 | IMPNRGZ
elc_spv_JPN_015 | S01aH01 | 0 | IMPNRGZ | elc_won_JPN_015 | S01aH01 | 0.09977 | IMPNRGZ | elc_wof_JPN_015 | S01aH01 | 0.10058 | IMPNRGZ
elc_spv_JPN_015 | S01aH02 | 0.010221 | IMPNRGZ | elc_won_JPN_015 | S01aH02 | 0.050348 | IMPNRGZ | elc_wof_JPN_015 | S01aH02 | 0.048539 | IMPNRGZ
elc_spv_JPN_015 | S01aH03 | 0.064721 | IMPNRGZ | elc_won_JPN_015 | S01aH03 | 0.037732 | IMPNRGZ | elc_wof_JPN_015 | S01aH03 | 0.033706 | IMPNRGZ
elc_spv_JPN_015 | S01aH04 | 0.066078 | IMPNRGZ | elc_won_JPN_015 | S01aH04 | 0.040979 | IMPNRGZ | elc_wof_JPN_015 | S01aH04 | 0.034162 | IMPNRGZ
elc_spv_JPN_015 | S01aH05 | 0.03262 | IMPNRGZ | elc_won_JPN_015 | S01aH05 | 0.041679 | IMPNRGZ | elc_wof_JPN_015 | S01aH05 | 0.036247 | IMPNRGZ
elc_spv_JPN_015 | S01aH06 | 0 | IMPNRGZ | elc_won_JPN_015 | S01aH06 | 0.039587 | IMPNRGZ | elc_wof_JPN_015 | S01aH06 | 0.035257 | IMPNRGZ
elc_spv_JPN_015 | S02aH01 | 0 | IMPNRGZ | elc_won_JPN_015 | S02aH01 | 0.081162 | IMPNRGZ | elc_wof_JPN_015 | S02aH01 | 0.088476 | IMPNRGZ
elc_spv_JPN_015 | S02aH02 | 0.044541 | IMPNRGZ | elc_won_JPN_015 | S02aH02 | 0.035611 | IMPNRGZ | elc_wof_JPN_015 | S02aH02 | 0.037572 | IMPNRGZ
elc_spv_JPN_015 | S02aH03 | 0.09289 | IMPNRGZ | elc_won_JPN_015 | S02aH03 | 0.02929 | IMPNRGZ | elc_wof_JPN_015 | S02aH03 | 0.026229 | IMPNRGZ
elc_spv_JPN_015 | S02aH04 | 0.093782 | IMPNRGZ | elc_won_JPN_015 | S02aH04 | 0.03581 | IMPNRGZ | elc_wof_JPN_015 | S02aH04 | 0.029008 | IMPNRGZ
elc_spv_JPN_015 | S02aH05 | 0.064922 | IMPNRGZ | elc_won_JPN_015 | S02aH05 | 0.038648 | IMPNRGZ | elc_wof_JPN_015 | S02aH05 | 0.032319 | IMPNRGZ
elc_spv_JPN_015 | S02aH06 | 0.0090832 | IMPNRGZ | elc_won_JPN_015 | S02aH06 | 0.035852 | IMPNRGZ | elc_wof_JPN_015 | S02aH06 | 0.031116 | IMPNRGZ
elc_spv_JPN_015 | S03aH01 | 0 | IMPNRGZ | elc_won_JPN_015 | S03aH01 | 0.055968 | IMPNRGZ | elc_wof_JPN_015 | S03aH01 | 0.072953 | IMPNRGZ
elc_spv_JPN_015 | S03aH02 | 0.048034 | IMPNRGZ | elc_won_JPN_015 | S03aH02 | 0.025964 | IMPNRGZ | elc_wof_JPN_015 | S03aH02 | 0.030416 | IMPNRGZ
elc_spv_JPN_015 | S03aH03 | 0.089033 | IMPNRGZ | elc_won_JPN_015 | S03aH03 | 0.020905 | IMPNRGZ | elc_wof_JPN_015 | S03aH03 | 0.020649 | IMPNRGZ
elc_spv_JPN_015 | S03aH04 | 0.094428 | IMPNRGZ | elc_won_JPN_015 | S03aH04 | 0.024888 | IMPNRGZ | elc_wof_JPN_015 | S03aH04 | 0.021545 | IMPNRGZ
elc_spv_JPN_015 | S03aH05 | 0.072978 | IMPNRGZ | elc_won_JPN_015 | S03aH05 | 0.02674 | IMPNRGZ | elc_wof_JPN_015 | S03aH05 | 0.024187 | IMPNRGZ
elc_spv_JPN_015 | S03aH06 | 0.017816 | IMPNRGZ | elc_won_JPN_015 | S03aH06 | 0.024266 | IMPNRGZ | elc_wof_JPN_015 | S03aH06 | 0.02074 | IMPNRGZ
elc_spv_JPN_015 | S04aH01 | 0 | IMPNRGZ | elc_won_JPN_015 | S04aH01 | 0.081829 | IMPNRGZ | elc_wof_JPN_015 | S04aH01 | 0.093407 | IMPNRGZ
elc_spv_JPN_015 | S04aH02 | 0.02516 | IMPNRGZ | elc_won_JPN_015 | S04aH02 | 0.040668 | IMPNRGZ | elc_wof_JPN_015 | S04aH02 | 0.045667 | IMPNRGZ
elc_spv_JPN_015 | S04aH03 | 0.069494 | IMPNRGZ | elc_won_JPN_015 | S04aH03 | 0.030572 | IMPNRGZ | elc_wof_JPN_015 | S04aH03 | 0.033886 | IMPNRGZ
elc_spv_JPN_015 | S04aH04 | 0.065523 | IMPNRGZ | elc_won_JPN_015 | S04aH04 | 0.034058 | IMPNRGZ | elc_wof_JPN_015 | S04aH04 | 0.033383 | IMPNRGZ
elc_spv_JPN_015 | S04aH05 | 0.037409 | IMPNRGZ | elc_won_JPN_015 | S04aH05 | 0.035018 | IMPNRGZ | elc_wof_JPN_015 | S04aH05 | 0.035588 | IMPNRGZ
elc_spv_JPN_015 | S04aH06 | 0.0012667 | IMPNRGZ | elc_won_JPN_015 | S04aH06 | 0.032657 | IMPNRGZ | elc_wof_JPN_015 | S04aH06 | 0.034372 | IMPNRGZ
elc_spv_JPN_016 | S01aH01 | 0 | IMPNRGZ | elc_won_JPN_016 | S01aH01 | 0.099757 | IMPNRGZ | elc_wof_JPN_016 | S01aH01 | 0.11563 | IMPNRGZ
elc_spv_JPN_016 | S01aH02 | 0.010295 | IMPNRGZ | elc_won_JPN_016 | S01aH02 | 0.045922 | IMPNRGZ | elc_wof_JPN_016 | S01aH02 | 0.053541 | IMPNRGZ
elc_spv_JPN_016 | S01aH03 | 0.062838 | IMPNRGZ | elc_won_JPN_016 | S01aH03 | 0.033517 | IMPNRGZ | elc_wof_JPN_016 | S01aH03 | 0.03839 | IMPNRGZ
elc_spv_JPN_016 | S01aH04 | 0.062951 | IMPNRGZ | elc_won_JPN_016 | S01aH04 | 0.040328 | IMPNRGZ | elc_wof_JPN_016 | S01aH04 | 0.040383 | IMPNRGZ
elc_spv_JPN_016 | S01aH05 | 0.031087 | IMPNRGZ | elc_won_JPN_016 | S01aH05 | 0.04245 | IMPNRGZ | elc_wof_JPN_016 | S01aH05 | 0.041601 | IMPNRGZ
elc_spv_JPN_016 | S01aH06 | 0 | IMPNRGZ | elc_won_JPN_016 | S01aH06 | 0.037582 | IMPNRGZ | elc_wof_JPN_016 | S01aH06 | 0.040812 | IMPNRGZ
elc_spv_JPN_016 | S02aH01 | 0 | IMPNRGZ | elc_won_JPN_016 | S02aH01 | 0.09189 | IMPNRGZ | elc_wof_JPN_016 | S02aH01 | 0.10416 | IMPNRGZ
elc_spv_JPN_016 | S02aH02 | 0.044876 | IMPNRGZ | elc_won_JPN_016 | S02aH02 | 0.042655 | IMPNRGZ | elc_wof_JPN_016 | S02aH02 | 0.047751 | IMPNRGZ
elc_spv_JPN_016 | S02aH03 | 0.093733 | IMPNRGZ | elc_won_JPN_016 | S02aH03 | 0.031419 | IMPNRGZ | elc_wof_JPN_016 | S02aH03 | 0.037826 | IMPNRGZ
elc_spv_JPN_016 | S02aH04 | 0.095955 | IMPNRGZ | elc_won_JPN_016 | S02aH04 | 0.034894 | IMPNRGZ | elc_wof_JPN_016 | S02aH04 | 0.041521 | IMPNRGZ
elc_spv_JPN_016 | S02aH05 | 0.066927 | IMPNRGZ | elc_won_JPN_016 | S02aH05 | 0.036422 | IMPNRGZ | elc_wof_JPN_016 | S02aH05 | 0.041345 | IMPNRGZ
elc_spv_JPN_016 | S02aH06 | 0.0091167 | IMPNRGZ | elc_won_JPN_016 | S02aH06 | 0.030423 | IMPNRGZ | elc_wof_JPN_016 | S02aH06 | 0.037186 | IMPNRGZ
elc_spv_JPN_016 | S03aH01 | 0 | IMPNRGZ | elc_won_JPN_016 | S03aH01 | 0.062143 | IMPNRGZ | elc_wof_JPN_016 | S03aH01 | 0.042078 | IMPNRGZ
elc_spv_JPN_016 | S03aH02 | 0.046312 | IMPNRGZ | elc_won_JPN_016 | S03aH02 | 0.033536 | IMPNRGZ | elc_wof_JPN_016 | S03aH02 | 0.019271 | IMPNRGZ
elc_spv_JPN_016 | S03aH03 | 0.087286 | IMPNRGZ | elc_won_JPN_016 | S03aH03 | 0.024687 | IMPNRGZ | elc_wof_JPN_016 | S03aH03 | 0.01279 | IMPNRGZ
elc_spv_JPN_016 | S03aH04 | 0.094074 | IMPNRGZ | elc_won_JPN_016 | S03aH04 | 0.027866 | IMPNRGZ | elc_wof_JPN_016 | S03aH04 | 0.01347 | IMPNRGZ
elc_spv_JPN_016 | S03aH05 | 0.07069 | IMPNRGZ | elc_won_JPN_016 | S03aH05 | 0.026345 | IMPNRGZ | elc_wof_JPN_016 | S03aH05 | 0.014567 | IMPNRGZ
elc_spv_JPN_016 | S03aH06 | 0.01709 | IMPNRGZ | elc_won_JPN_016 | S03aH06 | 0.020629 | IMPNRGZ | elc_wof_JPN_016 | S03aH06 | 0.013416 | IMPNRGZ
elc_spv_JPN_016 | S04aH01 | 0 | IMPNRGZ | elc_won_JPN_016 | S04aH01 | 0.078828 | IMPNRGZ | elc_wof_JPN_016 | S04aH01 | 0.079891 | IMPNRGZ
elc_spv_JPN_016 | S04aH02 | 0.026328 | IMPNRGZ | elc_won_JPN_016 | S04aH02 | 0.037782 | IMPNRGZ | elc_wof_JPN_016 | S04aH02 | 0.038705 | IMPNRGZ
elc_spv_JPN_016 | S04aH03 | 0.071165 | IMPNRGZ | elc_won_JPN_016 | S04aH03 | 0.028367 | IMPNRGZ | elc_wof_JPN_016 | S04aH03 | 0.030379 | IMPNRGZ
elc_spv_JPN_016 | S04aH04 | 0.068518 | IMPNRGZ | elc_won_JPN_016 | S04aH04 | 0.030298 | IMPNRGZ | elc_wof_JPN_016 | S04aH04 | 0.032161 | IMPNRGZ
elc_spv_JPN_016 | S04aH05 | 0.039491 | IMPNRGZ | elc_won_JPN_016 | S04aH05 | 0.03219 | IMPNRGZ | elc_wof_JPN_016 | S04aH05 | 0.032141 | IMPNRGZ
elc_spv_JPN_016 | S04aH06 | 0.0012663 | IMPNRGZ | elc_won_JPN_016 | S04aH06 | 0.03007 | IMPNRGZ | elc_wof_JPN_016 | S04aH06 | 0.030986 | IMPNRGZ
elc_spv_JPN_017 | S01aH01 | 0 | IMPNRGZ | elc_won_JPN_017 | S01aH01 | 0.1219 | IMPNRGZ | elc_wof_JPN_017 | S01aH01 | 0.1097 | IMPNRGZ
elc_spv_JPN_017 | S01aH02 | 0.011199 | IMPNRGZ | elc_won_JPN_017 | S01aH02 | 0.052885 | IMPNRGZ | elc_wof_JPN_017 | S01aH02 | 0.053158 | IMPNRGZ
elc_spv_JPN_017 | S01aH03 | 0.063621 | IMPNRGZ | elc_won_JPN_017 | S01aH03 | 0.038651 | IMPNRGZ | elc_wof_JPN_017 | S01aH03 | 0.039392 | IMPNRGZ
elc_spv_JPN_017 | S01aH04 | 0.066521 | IMPNRGZ | elc_won_JPN_017 | S01aH04 | 0.044093 | IMPNRGZ | elc_wof_JPN_017 | S01aH04 | 0.041575 | IMPNRGZ
elc_spv_JPN_017 | S01aH05 | 0.036326 | IMPNRGZ | elc_won_JPN_017 | S01aH05 | 0.045179 | IMPNRGZ | elc_wof_JPN_017 | S01aH05 | 0.042537 | IMPNRGZ
elc_spv_JPN_017 | S01aH06 | 0 | IMPNRGZ | elc_won_JPN_017 | S01aH06 | 0.043008 | IMPNRGZ | elc_wof_JPN_017 | S01aH06 | 0.040574 | IMPNRGZ
elc_spv_JPN_017 | S02aH01 | 0 | IMPNRGZ | elc_won_JPN_017 | S02aH01 | 0.08195 | IMPNRGZ | elc_wof_JPN_017 | S02aH01 | 0.09633 | IMPNRGZ
elc_spv_JPN_017 | S02aH02 | 0.04142 | IMPNRGZ | elc_won_JPN_017 | S02aH02 | 0.042779 | IMPNRGZ | elc_wof_JPN_017 | S02aH02 | 0.045149 | IMPNRGZ
elc_spv_JPN_017 | S02aH03 | 0.090848 | IMPNRGZ | elc_won_JPN_017 | S02aH03 | 0.034087 | IMPNRGZ | elc_wof_JPN_017 | S02aH03 | 0.033362 | IMPNRGZ
elc_spv_JPN_017 | S02aH04 | 0.095156 | IMPNRGZ | elc_won_JPN_017 | S02aH04 | 0.040237 | IMPNRGZ | elc_wof_JPN_017 | S02aH04 | 0.036452 | IMPNRGZ
elc_spv_JPN_017 | S02aH05 | 0.06793 | IMPNRGZ | elc_won_JPN_017 | S02aH05 | 0.03768 | IMPNRGZ | elc_wof_JPN_017 | S02aH05 | 0.03871 | IMPNRGZ
elc_spv_JPN_017 | S02aH06 | 0.010292 | IMPNRGZ | elc_won_JPN_017 | S02aH06 | 0.029808 | IMPNRGZ | elc_wof_JPN_017 | S02aH06 | 0.03641 | IMPNRGZ
elc_spv_JPN_017 | S03aH01 | 0 | IMPNRGZ | elc_won_JPN_017 | S03aH01 | 0.051489 | IMPNRGZ | elc_wof_JPN_017 | S03aH01 | 0.045131 | IMPNRGZ
elc_spv_JPN_017 | S03aH02 | 0.044746 | IMPNRGZ | elc_won_JPN_017 | S03aH02 | 0.025919 | IMPNRGZ | elc_wof_JPN_017 | S03aH02 | 0.020575 | IMPNRGZ
elc_spv_JPN_017 | S03aH03 | 0.086799 | IMPNRGZ | elc_won_JPN_017 | S03aH03 | 0.019468 | IMPNRGZ | elc_wof_JPN_017 | S03aH03 | 0.015723 | IMPNRGZ
elc_spv_JPN_017 | S03aH04 | 0.094981 | IMPNRGZ | elc_won_JPN_017 | S03aH04 | 0.022713 | IMPNRGZ | elc_wof_JPN_017 | S03aH04 | 0.017619 | IMPNRGZ
elc_spv_JPN_017 | S03aH05 | 0.074118 | IMPNRGZ | elc_won_JPN_017 | S03aH05 | 0.021978 | IMPNRGZ | elc_wof_JPN_017 | S03aH05 | 0.018312 | IMPNRGZ
elc_spv_JPN_017 | S03aH06 | 0.017778 | IMPNRGZ | elc_won_JPN_017 | S03aH06 | 0.018058 | IMPNRGZ | elc_wof_JPN_017 | S03aH06 | 0.017128 | IMPNRGZ
elc_spv_JPN_017 | S04aH01 | 0 | IMPNRGZ | elc_won_JPN_017 | S04aH01 | 0.072946 | IMPNRGZ | elc_wof_JPN_017 | S04aH01 | 0.08978 | IMPNRGZ
elc_spv_JPN_017 | S04aH02 | 0.023951 | IMPNRGZ | elc_won_JPN_017 | S04aH02 | 0.034213 | IMPNRGZ | elc_wof_JPN_017 | S04aH02 | 0.039816 | IMPNRGZ
elc_spv_JPN_017 | S04aH03 | 0.067404 | IMPNRGZ | elc_won_JPN_017 | S04aH03 | 0.027946 | IMPNRGZ | elc_wof_JPN_017 | S04aH03 | 0.028179 | IMPNRGZ
elc_spv_JPN_017 | S04aH04 | 0.065517 | IMPNRGZ | elc_won_JPN_017 | S04aH04 | 0.032023 | IMPNRGZ | elc_wof_JPN_017 | S04aH04 | 0.02995 | IMPNRGZ
elc_spv_JPN_017 | S04aH05 | 0.039927 | IMPNRGZ | elc_won_JPN_017 | S04aH05 | 0.032738 | IMPNRGZ | elc_wof_JPN_017 | S04aH05 | 0.032306 | IMPNRGZ
elc_spv_JPN_017 | S04aH06 | 0.0014677 | IMPNRGZ | elc_won_JPN_017 | S04aH06 | 0.028254 | IMPNRGZ | elc_wof_JPN_017 | S04aH06 | 0.032132 | IMPNRGZ
elc_spv_JPN_018 | S01aH01 | 0 | IMPNRGZ | elc_won_JPN_018 | S01aH01 | 0.097837 | IMPNRGZ | elc_wof_JPN_018 | S01aH01 | 0.11764 | IMPNRGZ
elc_spv_JPN_018 | S01aH02 | 0.011685 | IMPNRGZ | elc_won_JPN_018 | S01aH02 | 0.046059 | IMPNRGZ | elc_wof_JPN_018 | S01aH02 | 0.056771 | IMPNRGZ
elc_spv_JPN_018 | S01aH03 | 0.067964 | IMPNRGZ | elc_won_JPN_018 | S01aH03 | 0.031054 | IMPNRGZ | elc_wof_JPN_018 | S01aH03 | 0.042347 | IMPNRGZ
elc_spv_JPN_018 | S01aH04 | 0.070274 | IMPNRGZ | elc_won_JPN_018 | S01aH04 | 0.034162 | IMPNRGZ | elc_wof_JPN_018 | S01aH04 | 0.045949 | IMPNRGZ
elc_spv_JPN_018 | S01aH05 | 0.038764 | IMPNRGZ | elc_won_JPN_018 | S01aH05 | 0.036378 | IMPNRGZ | elc_wof_JPN_018 | S01aH05 | 0.046099 | IMPNRGZ
elc_spv_JPN_018 | S01aH06 | 0 | IMPNRGZ | elc_won_JPN_018 | S01aH06 | 0.035258 | IMPNRGZ | elc_wof_JPN_018 | S01aH06 | 0.04233 | IMPNRGZ
elc_spv_JPN_018 | S02aH01 | 0 | IMPNRGZ | elc_won_JPN_018 | S02aH01 | 0.08404 | IMPNRGZ | elc_wof_JPN_018 | S02aH01 | 0.097898 | IMPNRGZ
elc_spv_JPN_018 | S02aH02 | 0.041649 | IMPNRGZ | elc_won_JPN_018 | S02aH02 | 0.037381 | IMPNRGZ | elc_wof_JPN_018 | S02aH02 | 0.045473 | IMPNRGZ
elc_spv_JPN_018 | S02aH03 | 0.092315 | IMPNRGZ | elc_won_JPN_018 | S02aH03 | 0.026244 | IMPNRGZ | elc_wof_JPN_018 | S02aH03 | 0.034476 | IMPNRGZ
elc_spv_JPN_018 | S02aH04 | 0.098575 | IMPNRGZ | elc_won_JPN_018 | S02aH04 | 0.031421 | IMPNRGZ | elc_wof_JPN_018 | S02aH04 | 0.038705 | IMPNRGZ
elc_spv_JPN_018 | S02aH05 | 0.071758 | IMPNRGZ | elc_won_JPN_018 | S02aH05 | 0.034569 | IMPNRGZ | elc_wof_JPN_018 | S02aH05 | 0.039345 | IMPNRGZ
elc_spv_JPN_018 | S02aH06 | 0.010317 | IMPNRGZ | elc_won_JPN_018 | S02aH06 | 0.0305 | IMPNRGZ | elc_wof_JPN_018 | S02aH06 | 0.033525 | IMPNRGZ
elc_spv_JPN_018 | S03aH01 | 0 | IMPNRGZ | elc_won_JPN_018 | S03aH01 | 0.060266 | IMPNRGZ | elc_wof_JPN_018 | S03aH01 | 0.04677 | IMPNRGZ
elc_spv_JPN_018 | S03aH02 | 0.037273 | IMPNRGZ | elc_won_JPN_018 | S03aH02 | 0.027454 | IMPNRGZ | elc_wof_JPN_018 | S03aH02 | 0.020852 | IMPNRGZ
elc_spv_JPN_018 | S03aH03 | 0.080042 | IMPNRGZ | elc_won_JPN_018 | S03aH03 | 0.021942 | IMPNRGZ | elc_wof_JPN_018 | S03aH03 | 0.014897 | IMPNRGZ
elc_spv_JPN_018 | S03aH04 | 0.091728 | IMPNRGZ | elc_won_JPN_018 | S03aH04 | 0.027661 | IMPNRGZ | elc_wof_JPN_018 | S03aH04 | 0.017066 | IMPNRGZ
elc_spv_JPN_018 | S03aH05 | 0.071317 | IMPNRGZ | elc_won_JPN_018 | S03aH05 | 0.030109 | IMPNRGZ | elc_wof_JPN_018 | S03aH05 | 0.018659 | IMPNRGZ
elc_spv_JPN_018 | S03aH06 | 0.016946 | IMPNRGZ | elc_won_JPN_018 | S03aH06 | 0.024609 | IMPNRGZ | elc_wof_JPN_018 | S03aH06 | 0.016425 | IMPNRGZ
elc_spv_JPN_018 | S04aH01 | 0 | IMPNRGZ | elc_won_JPN_018 | S04aH01 | 0.096171 | IMPNRGZ | elc_wof_JPN_018 | S04aH01 | 0.077937 | IMPNRGZ
elc_spv_JPN_018 | S04aH02 | 0.0248 | IMPNRGZ | elc_won_JPN_018 | S04aH02 | 0.045753 | IMPNRGZ | elc_wof_JPN_018 | S04aH02 | 0.034058 | IMPNRGZ
elc_spv_JPN_018 | S04aH03 | 0.068976 | IMPNRGZ | elc_won_JPN_018 | S04aH03 | 0.033692 | IMPNRGZ | elc_wof_JPN_018 | S04aH03 | 0.025851 | IMPNRGZ
elc_spv_JPN_018 | S04aH04 | 0.0655 | IMPNRGZ | elc_won_JPN_018 | S04aH04 | 0.0365 | IMPNRGZ | elc_wof_JPN_018 | S04aH04 | 0.029495 | IMPNRGZ
elc_spv_JPN_018 | S04aH05 | 0.038537 | IMPNRGZ | elc_won_JPN_018 | S04aH05 | 0.036916 | IMPNRGZ | elc_wof_JPN_018 | S04aH05 | 0.029761 | IMPNRGZ
elc_spv_JPN_018 | S04aH06 | 0.0015818 | IMPNRGZ | elc_won_JPN_018 | S04aH06 | 0.034024 | IMPNRGZ | elc_wof_JPN_018 | S04aH06 | 0.027673 | IMPNRGZ
elc_spv_JPN_019 | S01aH01 | 0 | IMPNRGZ | elc_won_JPN_019 | S01aH01 | 0.10113 | IMPNRGZ | elc_wof_JPN_019 | S01aH01 | 0.092747 | IMPNRGZ
elc_spv_JPN_019 | S01aH02 | 0.016688 | IMPNRGZ | elc_won_JPN_019 | S01aH02 | 0.047812 | IMPNRGZ | elc_wof_JPN_019 | S01aH02 | 0.044896 | IMPNRGZ
elc_spv_JPN_019 | S01aH03 | 0.077878 | IMPNRGZ | elc_won_JPN_019 | S01aH03 | 0.033866 | IMPNRGZ | elc_wof_JPN_019 | S01aH03 | 0.033383 | IMPNRGZ
elc_spv_JPN_019 | S01aH04 | 0.074526 | IMPNRGZ | elc_won_JPN_019 | S01aH04 | 0.037737 | IMPNRGZ | elc_wof_JPN_019 | S01aH04 | 0.03503 | IMPNRGZ
elc_spv_JPN_019 | S01aH05 | 0.041907 | IMPNRGZ | elc_won_JPN_019 | S01aH05 | 0.03895 | IMPNRGZ | elc_wof_JPN_019 | S01aH05 | 0.035777 | IMPNRGZ
elc_spv_JPN_019 | S01aH06 | 0 | IMPNRGZ | elc_won_JPN_019 | S01aH06 | 0.035171 | IMPNRGZ | elc_wof_JPN_019 | S01aH06 | 0.033818 | IMPNRGZ
elc_spv_JPN_019 | S02aH01 | 0 | IMPNRGZ | elc_won_JPN_019 | S02aH01 | 0.091194 | IMPNRGZ | elc_wof_JPN_019 | S02aH01 | 0.10402 | IMPNRGZ
elc_spv_JPN_019 | S02aH02 | 0.046532 | IMPNRGZ | elc_won_JPN_019 | S02aH02 | 0.037164 | IMPNRGZ | elc_wof_JPN_019 | S02aH02 | 0.048552 | IMPNRGZ
elc_spv_JPN_019 | S02aH03 | 0.090895 | IMPNRGZ | elc_won_JPN_019 | S02aH03 | 0.02731 | IMPNRGZ | elc_wof_JPN_019 | S02aH03 | 0.03843 | IMPNRGZ
elc_spv_JPN_019 | S02aH04 | 0.092548 | IMPNRGZ | elc_won_JPN_019 | S02aH04 | 0.031359 | IMPNRGZ | elc_wof_JPN_019 | S02aH04 | 0.041614 | IMPNRGZ
elc_spv_JPN_019 | S02aH05 | 0.067861 | IMPNRGZ | elc_won_JPN_019 | S02aH05 | 0.035748 | IMPNRGZ | elc_wof_JPN_019 | S02aH05 | 0.043733 | IMPNRGZ
elc_spv_JPN_019 | S02aH06 | 0.008435 | IMPNRGZ | elc_won_JPN_019 | S02aH06 | 0.031957 | IMPNRGZ | elc_wof_JPN_019 | S02aH06 | 0.041953 | IMPNRGZ
elc_spv_JPN_019 | S03aH01 | 0 | IMPNRGZ | elc_won_JPN_019 | S03aH01 | 0.069817 | IMPNRGZ | elc_wof_JPN_019 | S03aH01 | 0.0474 | IMPNRGZ
elc_spv_JPN_019 | S03aH02 | 0.041682 | IMPNRGZ | elc_won_JPN_019 | S03aH02 | 0.029383 | IMPNRGZ | elc_wof_JPN_019 | S03aH02 | 0.022079 | IMPNRGZ
elc_spv_JPN_019 | S03aH03 | 0.076805 | IMPNRGZ | elc_won_JPN_019 | S03aH03 | 0.021367 | IMPNRGZ | elc_wof_JPN_019 | S03aH03 | 0.017497 | IMPNRGZ
elc_spv_JPN_019 | S03aH04 | 0.083671 | IMPNRGZ | elc_won_JPN_019 | S03aH04 | 0.023504 | IMPNRGZ | elc_wof_JPN_019 | S03aH04 | 0.019163 | IMPNRGZ
elc_spv_JPN_019 | S03aH05 | 0.061112 | IMPNRGZ | elc_won_JPN_019 | S03aH05 | 0.02546 | IMPNRGZ | elc_wof_JPN_019 | S03aH05 | 0.021115 | IMPNRGZ
elc_spv_JPN_019 | S03aH06 | 0.013415 | IMPNRGZ | elc_won_JPN_019 | S03aH06 | 0.020117 | IMPNRGZ | elc_wof_JPN_019 | S03aH06 | 0.019941 | IMPNRGZ
elc_spv_JPN_019 | S04aH01 | 0 | IMPNRGZ | elc_won_JPN_019 | S04aH01 | 0.088345 | IMPNRGZ | elc_wof_JPN_019 | S04aH01 | 0.089985 | IMPNRGZ
elc_spv_JPN_019 | S04aH02 | 0.029403 | IMPNRGZ | elc_won_JPN_019 | S04aH02 | 0.040149 | IMPNRGZ | elc_wof_JPN_019 | S04aH02 | 0.040377 | IMPNRGZ
elc_spv_JPN_019 | S04aH03 | 0.073036 | IMPNRGZ | elc_won_JPN_019 | S04aH03 | 0.030724 | IMPNRGZ | elc_wof_JPN_019 | S04aH03 | 0.029895 | IMPNRGZ
elc_spv_JPN_019 | S04aH04 | 0.066446 | IMPNRGZ | elc_won_JPN_019 | S04aH04 | 0.032351 | IMPNRGZ | elc_wof_JPN_019 | S04aH04 | 0.031725 | IMPNRGZ
elc_spv_JPN_019 | S04aH05 | 0.036319 | IMPNRGZ | elc_won_JPN_019 | S04aH05 | 0.035519 | IMPNRGZ | elc_wof_JPN_019 | S04aH05 | 0.033838 | IMPNRGZ
elc_spv_JPN_019 | S04aH06 | 0.0008428 | IMPNRGZ | elc_won_JPN_019 | S04aH06 | 0.033862 | IMPNRGZ | elc_wof_JPN_019 | S04aH06 | 0.033033 | IMPNRGZ
elc_spv_JPN_020 | S01aH01 | 0 | IMPNRGZ | elc_won_JPN_020 | S01aH01 | 0.13734 | IMPNRGZ | elc_wof_JPN_020 | S01aH01 | 0.10267 | IMPNRGZ
elc_spv_JPN_020 | S01aH02 | 0.013625 | IMPNRGZ | elc_won_JPN_020 | S01aH02 | 0.063465 | IMPNRGZ | elc_wof_JPN_020 | S01aH02 | 0.054888 | IMPNRGZ
elc_spv_JPN_020 | S01aH03 | 0.074502 | IMPNRGZ | elc_won_JPN_020 | S01aH03 | 0.046187 | IMPNRGZ | elc_wof_JPN_020 | S01aH03 | 0.043107 | IMPNRGZ
elc_spv_JPN_020 | S01aH04 | 0.074339 | IMPNRGZ | elc_won_JPN_020 | S01aH04 | 0.051781 | IMPNRGZ | elc_wof_JPN_020 | S01aH04 | 0.043844 | IMPNRGZ
elc_spv_JPN_020 | S01aH05 | 0.039554 | IMPNRGZ | elc_won_JPN_020 | S01aH05 | 0.050658 | IMPNRGZ | elc_wof_JPN_020 | S01aH05 | 0.040626 | IMPNRGZ
elc_spv_JPN_020 | S01aH06 | 0 | IMPNRGZ | elc_won_JPN_020 | S01aH06 | 0.049346 | IMPNRGZ | elc_wof_JPN_020 | S01aH06 | 0.036926 | IMPNRGZ
elc_spv_JPN_020 | S02aH01 | 0 | IMPNRGZ | elc_won_JPN_020 | S02aH01 | 0.08607 | IMPNRGZ | elc_wof_JPN_020 | S02aH01 | 0.098256 | IMPNRGZ
elc_spv_JPN_020 | S02aH02 | 0.046112 | IMPNRGZ | elc_won_JPN_020 | S02aH02 | 0.042802 | IMPNRGZ | elc_wof_JPN_020 | S02aH02 | 0.048832 | IMPNRGZ
elc_spv_JPN_020 | S02aH03 | 0.09295 | IMPNRGZ | elc_won_JPN_020 | S02aH03 | 0.035467 | IMPNRGZ | elc_wof_JPN_020 | S02aH03 | 0.036134 | IMPNRGZ
elc_spv_JPN_020 | S02aH04 | 0.09281 | IMPNRGZ | elc_won_JPN_020 | S02aH04 | 0.042018 | IMPNRGZ | elc_wof_JPN_020 | S02aH04 | 0.034839 | IMPNRGZ
elc_spv_JPN_020 | S02aH05 | 0.065292 | IMPNRGZ | elc_won_JPN_020 | S02aH05 | 0.040466 | IMPNRGZ | elc_wof_JPN_020 | S02aH05 | 0.036606 | IMPNRGZ
elc_spv_JPN_020 | S02aH06 | 0.0088173 | IMPNRGZ | elc_won_JPN_020 | S02aH06 | 0.031788 | IMPNRGZ | elc_wof_JPN_020 | S02aH06 | 0.036641 | IMPNRGZ
elc_spv_JPN_020 | S03aH01 | 0 | IMPNRGZ | elc_won_JPN_020 | S03aH01 | 0.036366 | IMPNRGZ | elc_wof_JPN_020 | S03aH01 | 0.050618 | IMPNRGZ
elc_spv_JPN_020 | S03aH02 | 0.044974 | IMPNRGZ | elc_won_JPN_020 | S03aH02 | 0.016053 | IMPNRGZ | elc_wof_JPN_020 | S03aH02 | 0.018457 | IMPNRGZ
elc_spv_JPN_020 | S03aH03 | 0.082527 | IMPNRGZ | elc_won_JPN_020 | S03aH03 | 0.012804 | IMPNRGZ | elc_wof_JPN_020 | S03aH03 | 0.012768 | IMPNRGZ
elc_spv_JPN_020 | S03aH04 | 0.085809 | IMPNRGZ | elc_won_JPN_020 | S03aH04 | 0.014832 | IMPNRGZ | elc_wof_JPN_020 | S03aH04 | 0.014469 | IMPNRGZ
elc_spv_JPN_020 | S03aH05 | 0.06528 | IMPNRGZ | elc_won_JPN_020 | S03aH05 | 0.014447 | IMPNRGZ | elc_wof_JPN_020 | S03aH05 | 0.017893 | IMPNRGZ
elc_spv_JPN_020 | S03aH06 | 0.01549 | IMPNRGZ | elc_won_JPN_020 | S03aH06 | 0.011213 | IMPNRGZ | elc_wof_JPN_020 | S03aH06 | 0.01972 | IMPNRGZ
elc_spv_JPN_020 | S04aH01 | 0 | IMPNRGZ | elc_won_JPN_020 | S04aH01 | 0.075254 | IMPNRGZ | elc_wof_JPN_020 | S04aH01 | 0.091436 | IMPNRGZ
elc_spv_JPN_020 | S04aH02 | 0.026891 | IMPNRGZ | elc_won_JPN_020 | S04aH02 | 0.034103 | IMPNRGZ | elc_wof_JPN_020 | S04aH02 | 0.040191 | IMPNRGZ
elc_spv_JPN_020 | S04aH03 | 0.070055 | IMPNRGZ | elc_won_JPN_020 | S04aH03 | 0.024629 | IMPNRGZ | elc_wof_JPN_020 | S04aH03 | 0.031307 | IMPNRGZ
elc_spv_JPN_020 | S04aH04 | 0.063722 | IMPNRGZ | elc_won_JPN_020 | S04aH04 | 0.027791 | IMPNRGZ | elc_wof_JPN_020 | S04aH04 | 0.030636 | IMPNRGZ
elc_spv_JPN_020 | S04aH05 | 0.036189 | IMPNRGZ | elc_won_JPN_020 | S04aH05 | 0.028013 | IMPNRGZ | elc_wof_JPN_020 | S04aH05 | 0.028778 | IMPNRGZ
elc_spv_JPN_020 | S04aH06 | 0.0010615 | IMPNRGZ | elc_won_JPN_020 | S04aH06 | 0.027109 | IMPNRGZ | elc_wof_JPN_020 | S04aH06 | 0.030361 | IMPNRGZ
elc_spv_JPN_021 | S01aH01 | 0 | IMPNRGZ | elc_won_JPN_021 | S01aH01 | 0.1132 | IMPNRGZ | elc_wof_JPN_021 | S01aH01 | 0.09559 | IMPNRGZ
elc_spv_JPN_021 | S01aH02 | 0.015979 | IMPNRGZ | elc_won_JPN_021 | S01aH02 | 0.053202 | IMPNRGZ | elc_wof_JPN_021 | S01aH02 | 0.048588 | IMPNRGZ
elc_spv_JPN_021 | S01aH03 | 0.077688 | IMPNRGZ | elc_won_JPN_021 | S01aH03 | 0.045885 | IMPNRGZ | elc_wof_JPN_021 | S01aH03 | 0.036808 | IMPNRGZ
elc_spv_JPN_021 | S01aH04 | 0.076814 | IMPNRGZ | elc_won_JPN_021 | S01aH04 | 0.056208 | IMPNRGZ | elc_wof_JPN_021 | S01aH04 | 0.035808 | IMPNRGZ
elc_spv_JPN_021 | S01aH05 | 0.053362 | IMPNRGZ | elc_won_JPN_021 | S01aH05 | 0.051268 | IMPNRGZ | elc_wof_JPN_021 | S01aH05 | 0.034853 | IMPNRGZ
elc_spv_JPN_021 | S01aH06 | 2.3272e-05 | IMPNRGZ | elc_won_JPN_021 | S01aH06 | 0.039745 | IMPNRGZ | elc_wof_JPN_021 | S01aH06 | 0.033367 | IMPNRGZ
elc_spv_JPN_021 | S02aH01 | 0 | IMPNRGZ | elc_won_JPN_021 | S02aH01 | 0.10114 | IMPNRGZ | elc_wof_JPN_021 | S02aH01 | 0.098855 | IMPNRGZ
elc_spv_JPN_021 | S02aH02 | 0.040854 | IMPNRGZ | elc_won_JPN_021 | S02aH02 | 0.045406 | IMPNRGZ | elc_wof_JPN_021 | S02aH02 | 0.047746 | IMPNRGZ
elc_spv_JPN_021 | S02aH03 | 0.089096 | IMPNRGZ | elc_won_JPN_021 | S02aH03 | 0.040179 | IMPNRGZ | elc_wof_JPN_021 | S02aH03 | 0.034661 | IMPNRGZ
elc_spv_JPN_021 | S02aH04 | 0.092797 | IMPNRGZ | elc_won_JPN_021 | S02aH04 | 0.049745 | IMPNRGZ | elc_wof_JPN_021 | S02aH04 | 0.033475 | IMPNRGZ
elc_spv_JPN_021 | S02aH05 | 0.070922 | IMPNRGZ | elc_won_JPN_021 | S02aH05 | 0.051396 | IMPNRGZ | elc_wof_JPN_021 | S02aH05 | 0.034568 | IMPNRGZ
elc_spv_JPN_021 | S02aH06 | 0.011019 | IMPNRGZ | elc_won_JPN_021 | S02aH06 | 0.040839 | IMPNRGZ | elc_wof_JPN_021 | S02aH06 | 0.034374 | IMPNRGZ
elc_spv_JPN_021 | S03aH01 | 0 | IMPNRGZ | elc_won_JPN_021 | S03aH01 | 0.028293 | IMPNRGZ | elc_wof_JPN_021 | S03aH01 | 0.059431 | IMPNRGZ
elc_spv_JPN_021 | S03aH02 | 0.033698 | IMPNRGZ | elc_won_JPN_021 | S03aH02 | 0.011682 | IMPNRGZ | elc_wof_JPN_021 | S03aH02 | 0.025506 | IMPNRGZ
elc_spv_JPN_021 | S03aH03 | 0.074338 | IMPNRGZ | elc_won_JPN_021 | S03aH03 | 0.009997 | IMPNRGZ | elc_wof_JPN_021 | S03aH03 | 0.018017 | IMPNRGZ
elc_spv_JPN_021 | S03aH04 | 0.082214 | IMPNRGZ | elc_won_JPN_021 | S03aH04 | 0.014611 | IMPNRGZ | elc_wof_JPN_021 | S03aH04 | 0.020277 | IMPNRGZ
elc_spv_JPN_021 | S03aH05 | 0.058958 | IMPNRGZ | elc_won_JPN_021 | S03aH05 | 0.015769 | IMPNRGZ | elc_wof_JPN_021 | S03aH05 | 0.0249 | IMPNRGZ
elc_spv_JPN_021 | S03aH06 | 0.011588 | IMPNRGZ | elc_won_JPN_021 | S03aH06 | 0.012087 | IMPNRGZ | elc_wof_JPN_021 | S03aH06 | 0.024457 | IMPNRGZ
elc_spv_JPN_021 | S04aH01 | 0 | IMPNRGZ | elc_won_JPN_021 | S04aH01 | 0.073048 | IMPNRGZ | elc_wof_JPN_021 | S04aH01 | 0.089829 | IMPNRGZ
elc_spv_JPN_021 | S04aH02 | 0.023499 | IMPNRGZ | elc_won_JPN_021 | S04aH02 | 0.029533 | IMPNRGZ | elc_wof_JPN_021 | S04aH02 | 0.042371 | IMPNRGZ
elc_spv_JPN_021 | S04aH03 | 0.068383 | IMPNRGZ | elc_won_JPN_021 | S04aH03 | 0.024388 | IMPNRGZ | elc_wof_JPN_021 | S04aH03 | 0.032428 | IMPNRGZ
elc_spv_JPN_021 | S04aH04 | 0.069976 | IMPNRGZ | elc_won_JPN_021 | S04aH04 | 0.030772 | IMPNRGZ | elc_wof_JPN_021 | S04aH04 | 0.031039 | IMPNRGZ
elc_spv_JPN_021 | S04aH05 | 0.046735 | IMPNRGZ | elc_won_JPN_021 | S04aH05 | 0.031497 | IMPNRGZ | elc_wof_JPN_021 | S04aH05 | 0.030064 | IMPNRGZ
elc_spv_JPN_021 | S04aH06 | 0.0020572 | IMPNRGZ | elc_won_JPN_021 | S04aH06 | 0.030109 | IMPNRGZ | elc_wof_JPN_021 | S04aH06 | 0.032988 | IMPNRGZ
elc_spv_JPN_022 | S01aH01 | 0 | IMPNRGZ | elc_won_JPN_022 | S01aH01 | 0.11645 | IMPNRGZ | elc_wof_JPN_022 | S01aH01 | 0.10348 | IMPNRGZ
elc_spv_JPN_022 | S01aH02 | 0.01691 | IMPNRGZ | elc_won_JPN_022 | S01aH02 | 0.056589 | IMPNRGZ | elc_wof_JPN_022 | S01aH02 | 0.049914 | IMPNRGZ
elc_spv_JPN_022 | S01aH03 | 0.078238 | IMPNRGZ | elc_won_JPN_022 | S01aH03 | 0.054365 | IMPNRGZ | elc_wof_JPN_022 | S01aH03 | 0.036344 | IMPNRGZ
elc_spv_JPN_022 | S01aH04 | 0.076572 | IMPNRGZ | elc_won_JPN_022 | S01aH04 | 0.068964 | IMPNRGZ | elc_wof_JPN_022 | S01aH04 | 0.035883 | IMPNRGZ
elc_spv_JPN_022 | S01aH05 | 0.052507 | IMPNRGZ | elc_won_JPN_022 | S01aH05 | 0.058325 | IMPNRGZ | elc_wof_JPN_022 | S01aH05 | 0.036888 | IMPNRGZ
elc_spv_JPN_022 | S01aH06 | 0 | IMPNRGZ | elc_won_JPN_022 | S01aH06 | 0.044594 | IMPNRGZ | elc_wof_JPN_022 | S01aH06 | 0.037373 | IMPNRGZ
elc_spv_JPN_022 | S02aH01 | 0 | IMPNRGZ | elc_won_JPN_022 | S02aH01 | 0.10392 | IMPNRGZ | elc_wof_JPN_022 | S02aH01 | 0.10056 | IMPNRGZ
elc_spv_JPN_022 | S02aH02 | 0.041531 | IMPNRGZ | elc_won_JPN_022 | S02aH02 | 0.047677 | IMPNRGZ | elc_wof_JPN_022 | S02aH02 | 0.046701 | IMPNRGZ
elc_spv_JPN_022 | S02aH03 | 0.089688 | IMPNRGZ | elc_won_JPN_022 | S02aH03 | 0.049098 | IMPNRGZ | elc_wof_JPN_022 | S02aH03 | 0.035966 | IMPNRGZ
elc_spv_JPN_022 | S02aH04 | 0.093776 | IMPNRGZ | elc_won_JPN_022 | S02aH04 | 0.063097 | IMPNRGZ | elc_wof_JPN_022 | S02aH04 | 0.036727 | IMPNRGZ
elc_spv_JPN_022 | S02aH05 | 0.070204 | IMPNRGZ | elc_won_JPN_022 | S02aH05 | 0.060565 | IMPNRGZ | elc_wof_JPN_022 | S02aH05 | 0.037023 | IMPNRGZ
elc_spv_JPN_022 | S02aH06 | 0.010488 | IMPNRGZ | elc_won_JPN_022 | S02aH06 | 0.043769 | IMPNRGZ | elc_wof_JPN_022 | S02aH06 | 0.037567 | IMPNRGZ
elc_spv_JPN_022 | S03aH01 | 0 | IMPNRGZ | elc_won_JPN_022 | S03aH01 | 0.010421 | IMPNRGZ | elc_wof_JPN_022 | S03aH01 | 0.055119 | IMPNRGZ
elc_spv_JPN_022 | S03aH02 | 0.035149 | IMPNRGZ | elc_won_JPN_022 | S03aH02 | 0.003773 | IMPNRGZ | elc_wof_JPN_022 | S03aH02 | 0.025774 | IMPNRGZ
elc_spv_JPN_022 | S03aH03 | 0.077034 | IMPNRGZ | elc_won_JPN_022 | S03aH03 | 0.0048901 | IMPNRGZ | elc_wof_JPN_022 | S03aH03 | 0.018574 | IMPNRGZ
elc_spv_JPN_022 | S03aH04 | 0.083448 | IMPNRGZ | elc_won_JPN_022 | S03aH04 | 0.0081861 | IMPNRGZ | elc_wof_JPN_022 | S03aH04 | 0.018997 | IMPNRGZ
elc_spv_JPN_022 | S03aH05 | 0.058602 | IMPNRGZ | elc_won_JPN_022 | S03aH05 | 0.00685 | IMPNRGZ | elc_wof_JPN_022 | S03aH05 | 0.019987 | IMPNRGZ
elc_spv_JPN_022 | S03aH06 | 0.010887 | IMPNRGZ | elc_won_JPN_022 | S03aH06 | 0.0055533 | IMPNRGZ | elc_wof_JPN_022 | S03aH06 | 0.019588 | IMPNRGZ
elc_spv_JPN_022 | S04aH01 | 0 | IMPNRGZ | elc_won_JPN_022 | S04aH01 | 0.055308 | IMPNRGZ | elc_wof_JPN_022 | S04aH01 | 0.081487 | IMPNRGZ
elc_spv_JPN_022 | S04aH02 | 0.024769 | IMPNRGZ | elc_won_JPN_022 | S04aH02 | 0.025997 | IMPNRGZ | elc_wof_JPN_022 | S04aH02 | 0.038975 | IMPNRGZ
elc_spv_JPN_022 | S04aH03 | 0.068609 | IMPNRGZ | elc_won_JPN_022 | S04aH03 | 0.023567 | IMPNRGZ | elc_wof_JPN_022 | S04aH03 | 0.030914 | IMPNRGZ
elc_spv_JPN_022 | S04aH04 | 0.067569 | IMPNRGZ | elc_won_JPN_022 | S04aH04 | 0.030622 | IMPNRGZ | elc_wof_JPN_022 | S04aH04 | 0.032094 | IMPNRGZ
elc_spv_JPN_022 | S04aH05 | 0.042262 | IMPNRGZ | elc_won_JPN_022 | S04aH05 | 0.030596 | IMPNRGZ | elc_wof_JPN_022 | S04aH05 | 0.032151 | IMPNRGZ
elc_spv_JPN_022 | S04aH06 | 0.0017561 | IMPNRGZ | elc_won_JPN_022 | S04aH06 | 0.026828 | IMPNRGZ | elc_wof_JPN_022 | S04aH06 | 0.031914 | IMPNRGZ
elc_spv_JPN_023 | S01aH01 | 0 | IMPNRGZ | elc_won_JPN_023 | S01aH01 | 0.13146 | IMPNRGZ | elc_wof_JPN_023 | S01aH01 | 0.09249 | IMPNRGZ
elc_spv_JPN_023 | S01aH02 | 0.016696 | IMPNRGZ | elc_won_JPN_023 | S01aH02 | 0.060512 | IMPNRGZ | elc_wof_JPN_023 | S01aH02 | 0.046653 | IMPNRGZ
elc_spv_JPN_023 | S01aH03 | 0.081179 | IMPNRGZ | elc_won_JPN_023 | S01aH03 | 0.052201 | IMPNRGZ | elc_wof_JPN_023 | S01aH03 | 0.034934 | IMPNRGZ
elc_spv_JPN_023 | S01aH04 | 0.078636 | IMPNRGZ | elc_won_JPN_023 | S01aH04 | 0.069462 | IMPNRGZ | elc_wof_JPN_023 | S01aH04 | 0.034849 | IMPNRGZ
elc_spv_JPN_023 | S01aH05 | 0.054476 | IMPNRGZ | elc_won_JPN_023 | S01aH05 | 0.062859 | IMPNRGZ | elc_wof_JPN_023 | S01aH05 | 0.03444 | IMPNRGZ
elc_spv_JPN_023 | S01aH06 | 1.2746e-05 | IMPNRGZ | elc_won_JPN_023 | S01aH06 | 0.045159 | IMPNRGZ | elc_wof_JPN_023 | S01aH06 | 0.033391 | IMPNRGZ
elc_spv_JPN_023 | S02aH01 | 0 | IMPNRGZ | elc_won_JPN_023 | S02aH01 | 0.094481 | IMPNRGZ | elc_wof_JPN_023 | S02aH01 | 0.10139 | IMPNRGZ
elc_spv_JPN_023 | S02aH02 | 0.043202 | IMPNRGZ | elc_won_JPN_023 | S02aH02 | 0.045003 | IMPNRGZ | elc_wof_JPN_023 | S02aH02 | 0.048726 | IMPNRGZ
elc_spv_JPN_023 | S02aH03 | 0.09377 | IMPNRGZ | elc_won_JPN_023 | S02aH03 | 0.048519 | IMPNRGZ | elc_wof_JPN_023 | S02aH03 | 0.036475 | IMPNRGZ
elc_spv_JPN_023 | S02aH04 | 0.095786 | IMPNRGZ | elc_won_JPN_023 | S02aH04 | 0.065251 | IMPNRGZ | elc_wof_JPN_023 | S02aH04 | 0.038069 | IMPNRGZ
elc_spv_JPN_023 | S02aH05 | 0.072 | IMPNRGZ | elc_won_JPN_023 | S02aH05 | 0.059281 | IMPNRGZ | elc_wof_JPN_023 | S02aH05 | 0.037423 | IMPNRGZ
elc_spv_JPN_023 | S02aH06 | 0.011567 | IMPNRGZ | elc_won_JPN_023 | S02aH06 | 0.036564 | IMPNRGZ | elc_wof_JPN_023 | S02aH06 | 0.036513 | IMPNRGZ
elc_spv_JPN_023 | S03aH01 | 0 | IMPNRGZ | elc_won_JPN_023 | S03aH01 | 0.011277 | IMPNRGZ | elc_wof_JPN_023 | S03aH01 | 0.056999 | IMPNRGZ
elc_spv_JPN_023 | S03aH02 | 0.032932 | IMPNRGZ | elc_won_JPN_023 | S03aH02 | 0.0056124 | IMPNRGZ | elc_wof_JPN_023 | S03aH02 | 0.026145 | IMPNRGZ
elc_spv_JPN_023 | S03aH03 | 0.073182 | IMPNRGZ | elc_won_JPN_023 | S03aH03 | 0.0086266 | IMPNRGZ | elc_wof_JPN_023 | S03aH03 | 0.019399 | IMPNRGZ
elc_spv_JPN_023 | S03aH04 | 0.078186 | IMPNRGZ | elc_won_JPN_023 | S03aH04 | 0.014503 | IMPNRGZ | elc_wof_JPN_023 | S03aH04 | 0.020921 | IMPNRGZ
elc_spv_JPN_023 | S03aH05 | 0.055829 | IMPNRGZ | elc_won_JPN_023 | S03aH05 | 0.010612 | IMPNRGZ | elc_wof_JPN_023 | S03aH05 | 0.022988 | IMPNRGZ
elc_spv_JPN_023 | S03aH06 | 0.011142 | IMPNRGZ | elc_won_JPN_023 | S03aH06 | 0.0055431 | IMPNRGZ | elc_wof_JPN_023 | S03aH06 | 0.021604 | IMPNRGZ
elc_spv_JPN_023 | S04aH01 | 0 | IMPNRGZ | elc_won_JPN_023 | S04aH01 | 0.048501 | IMPNRGZ | elc_wof_JPN_023 | S04aH01 | 0.087193 | IMPNRGZ
elc_spv_JPN_023 | S04aH02 | 0.023201 | IMPNRGZ | elc_won_JPN_023 | S04aH02 | 0.022154 | IMPNRGZ | elc_wof_JPN_023 | S04aH02 | 0.040042 | IMPNRGZ
elc_spv_JPN_023 | S04aH03 | 0.067432 | IMPNRGZ | elc_won_JPN_023 | S04aH03 | 0.020981 | IMPNRGZ | elc_wof_JPN_023 | S04aH03 | 0.03111 | IMPNRGZ
elc_spv_JPN_023 | S04aH04 | 0.066137 | IMPNRGZ | elc_won_JPN_023 | S04aH04 | 0.030481 | IMPNRGZ | elc_wof_JPN_023 | S04aH04 | 0.032234 | IMPNRGZ
elc_spv_JPN_023 | S04aH05 | 0.042877 | IMPNRGZ | elc_won_JPN_023 | S04aH05 | 0.027785 | IMPNRGZ | elc_wof_JPN_023 | S04aH05 | 0.033209 | IMPNRGZ
elc_spv_JPN_023 | S04aH06 | 0.0017573 | IMPNRGZ | elc_won_JPN_023 | S04aH06 | 0.023172 | IMPNRGZ | elc_wof_JPN_023 | S04aH06 | 0.032803 | IMPNRGZ
elc_spv_JPN_024 | S01aH01 | 0 | IMPNRGZ | elc_won_JPN_024 | S01aH01 | 0.10877 | IMPNRGZ | elc_wof_JPN_024 | S01aH01 | 0.095497 | IMPNRGZ
elc_spv_JPN_024 | S01aH02 | 0.0089717 | IMPNRGZ | elc_won_JPN_024 | S01aH02 | 0.05113 | IMPNRGZ | elc_wof_JPN_024 | S01aH02 | 0.049176 | IMPNRGZ
elc_spv_JPN_024 | S01aH03 | 0.056754 | IMPNRGZ | elc_won_JPN_024 | S01aH03 | 0.050763 | IMPNRGZ | elc_wof_JPN_024 | S01aH03 | 0.037678 | IMPNRGZ
elc_spv_JPN_024 | S01aH04 | 0.06467 | IMPNRGZ | elc_won_JPN_024 | S01aH04 | 0.068452 | IMPNRGZ | elc_wof_JPN_024 | S01aH04 | 0.03706 | IMPNRGZ
elc_spv_JPN_024 | S01aH05 | 0.038554 | IMPNRGZ | elc_won_JPN_024 | S01aH05 | 0.055655 | IMPNRGZ | elc_wof_JPN_024 | S01aH05 | 0.034833 | IMPNRGZ
elc_spv_JPN_024 | S01aH06 | 5.8876e-06 | IMPNRGZ | elc_won_JPN_024 | S01aH06 | 0.038217 | IMPNRGZ | elc_wof_JPN_024 | S01aH06 | 0.033358 | IMPNRGZ
elc_spv_JPN_024 | S02aH01 | 0 | IMPNRGZ | elc_won_JPN_024 | S02aH01 | 0.10262 | IMPNRGZ | elc_wof_JPN_024 | S02aH01 | 0.10161 | IMPNRGZ
elc_spv_JPN_024 | S02aH02 | 0.041735 | IMPNRGZ | elc_won_JPN_024 | S02aH02 | 0.044322 | IMPNRGZ | elc_wof_JPN_024 | S02aH02 | 0.048156 | IMPNRGZ
elc_spv_JPN_024 | S02aH03 | 0.097457 | IMPNRGZ | elc_won_JPN_024 | S02aH03 | 0.046859 | IMPNRGZ | elc_wof_JPN_024 | S02aH03 | 0.035827 | IMPNRGZ
elc_spv_JPN_024 | S02aH04 | 0.10425 | IMPNRGZ | elc_won_JPN_024 | S02aH04 | 0.06233 | IMPNRGZ | elc_wof_JPN_024 | S02aH04 | 0.037014 | IMPNRGZ
elc_spv_JPN_024 | S02aH05 | 0.075148 | IMPNRGZ | elc_won_JPN_024 | S02aH05 | 0.057567 | IMPNRGZ | elc_wof_JPN_024 | S02aH05 | 0.038219 | IMPNRGZ
elc_spv_JPN_024 | S02aH06 | 0.012379 | IMPNRGZ | elc_won_JPN_024 | S02aH06 | 0.039051 | IMPNRGZ | elc_wof_JPN_024 | S02aH06 | 0.036291 | IMPNRGZ
elc_spv_JPN_024 | S03aH01 | 0 | IMPNRGZ | elc_won_JPN_024 | S03aH01 | 0.020475 | IMPNRGZ | elc_wof_JPN_024 | S03aH01 | 0.050481 | IMPNRGZ
elc_spv_JPN_024 | S03aH02 | 0.035051 | IMPNRGZ | elc_won_JPN_024 | S03aH02 | 0.0091529 | IMPNRGZ | elc_wof_JPN_024 | S03aH02 | 0.02278 | IMPNRGZ
elc_spv_JPN_024 | S03aH03 | 0.082201 | IMPNRGZ | elc_won_JPN_024 | S03aH03 | 0.010195 | IMPNRGZ | elc_wof_JPN_024 | S03aH03 | 0.016714 | IMPNRGZ
elc_spv_JPN_024 | S03aH04 | 0.090106 | IMPNRGZ | elc_won_JPN_024 | S03aH04 | 0.015433 | IMPNRGZ | elc_wof_JPN_024 | S03aH04 | 0.019436 | IMPNRGZ
elc_spv_JPN_024 | S03aH05 | 0.066573 | IMPNRGZ | elc_won_JPN_024 | S03aH05 | 0.013282 | IMPNRGZ | elc_wof_JPN_024 | S03aH05 | 0.022927 | IMPNRGZ
elc_spv_JPN_024 | S03aH06 | 0.014441 | IMPNRGZ | elc_won_JPN_024 | S03aH06 | 0.008248 | IMPNRGZ | elc_wof_JPN_024 | S03aH06 | 0.020556 | IMPNRGZ
elc_spv_JPN_024 | S04aH01 | 0 | IMPNRGZ | elc_won_JPN_024 | S04aH01 | 0.062574 | IMPNRGZ | elc_wof_JPN_024 | S04aH01 | 0.08787 | IMPNRGZ
elc_spv_JPN_024 | S04aH02 | 0.021491 | IMPNRGZ | elc_won_JPN_024 | S04aH02 | 0.025495 | IMPNRGZ | elc_wof_JPN_024 | S04aH02 | 0.041767 | IMPNRGZ
elc_spv_JPN_024 | S04aH03 | 0.069504 | IMPNRGZ | elc_won_JPN_024 | S04aH03 | 0.02509 | IMPNRGZ | elc_wof_JPN_024 | S04aH03 | 0.0329 | IMPNRGZ
elc_spv_JPN_024 | S04aH04 | 0.072012 | IMPNRGZ | elc_won_JPN_024 | S04aH04 | 0.032527 | IMPNRGZ | elc_wof_JPN_024 | S04aH04 | 0.032816 | IMPNRGZ
elc_spv_JPN_024 | S04aH05 | 0.046625 | IMPNRGZ | elc_won_JPN_024 | S04aH05 | 0.028318 | IMPNRGZ | elc_wof_JPN_024 | S04aH05 | 0.033304 | IMPNRGZ
elc_spv_JPN_024 | S04aH06 | 0.0020732 | IMPNRGZ | elc_won_JPN_024 | S04aH06 | 0.023478 | IMPNRGZ | elc_wof_JPN_024 | S04aH06 | 0.033735 | IMPNRGZ
elc_spv_JPN_025 | S01aH01 | 0 | IMPNRGZ | elc_won_JPN_025 | S01aH01 | 0.10855 | IMPNRGZ | elc_wof_JPN_025 | S01aH01 | 0.13255 | IMPNRGZ
elc_spv_JPN_025 | S01aH02 | 0.0075053 | IMPNRGZ | elc_won_JPN_025 | S01aH02 | 0.050418 | IMPNRGZ | elc_wof_JPN_025 | S01aH02 | 0.06321 | IMPNRGZ
elc_spv_JPN_025 | S01aH03 | 0.05397 | IMPNRGZ | elc_won_JPN_025 | S01aH03 | 0.03873 | IMPNRGZ | elc_wof_JPN_025 | S01aH03 | 0.045113 | IMPNRGZ
elc_spv_JPN_025 | S01aH04 | 0.063024 | IMPNRGZ | elc_won_JPN_025 | S01aH04 | 0.04712 | IMPNRGZ | elc_wof_JPN_025 | S01aH04 | 0.046921 | IMPNRGZ
elc_spv_JPN_025 | S01aH05 | 0.039543 | IMPNRGZ | elc_won_JPN_025 | S01aH05 | 0.043241 | IMPNRGZ | elc_wof_JPN_025 | S01aH05 | 0.047138 | IMPNRGZ
elc_spv_JPN_025 | S01aH06 | 0.00080891 | IMPNRGZ | elc_won_JPN_025 | S01aH06 | 0.035817 | IMPNRGZ | elc_wof_JPN_025 | S01aH06 | 0.048043 | IMPNRGZ
elc_spv_JPN_025 | S02aH01 | 0 | IMPNRGZ | elc_won_JPN_025 | S02aH01 | 0.098838 | IMPNRGZ | elc_wof_JPN_025 | S02aH01 | 0.09194 | IMPNRGZ
elc_spv_JPN_025 | S02aH02 | 0.038904 | IMPNRGZ | elc_won_JPN_025 | S02aH02 | 0.046089 | IMPNRGZ | elc_wof_JPN_025 | S02aH02 | 0.044705 | IMPNRGZ
elc_spv_JPN_025 | S02aH03 | 0.09217 | IMPNRGZ | elc_won_JPN_025 | S02aH03 | 0.040766 | IMPNRGZ | elc_wof_JPN_025 | S02aH03 | 0.035325 | IMPNRGZ
elc_spv_JPN_025 | S02aH04 | 0.099142 | IMPNRGZ | elc_won_JPN_025 | S02aH04 | 0.04871 | IMPNRGZ | elc_wof_JPN_025 | S02aH04 | 0.037076 | IMPNRGZ
elc_spv_JPN_025 | S02aH05 | 0.07784 | IMPNRGZ | elc_won_JPN_025 | S02aH05 | 0.04621 | IMPNRGZ | elc_wof_JPN_025 | S02aH05 | 0.036452 | IMPNRGZ
elc_spv_JPN_025 | S02aH06 | 0.014217 | IMPNRGZ | elc_won_JPN_025 | S02aH06 | 0.035856 | IMPNRGZ | elc_wof_JPN_025 | S02aH06 | 0.032835 | IMPNRGZ
elc_spv_JPN_025 | S03aH01 | 0 | IMPNRGZ | elc_won_JPN_025 | S03aH01 | 0.03584 | IMPNRGZ | elc_wof_JPN_025 | S03aH01 | 0.042831 | IMPNRGZ
elc_spv_JPN_025 | S03aH02 | 0.035708 | IMPNRGZ | elc_won_JPN_025 | S03aH02 | 0.016096 | IMPNRGZ | elc_wof_JPN_025 | S03aH02 | 0.019304 | IMPNRGZ
elc_spv_JPN_025 | S03aH03 | 0.081336 | IMPNRGZ | elc_won_JPN_025 | S03aH03 | 0.01281 | IMPNRGZ | elc_wof_JPN_025 | S03aH03 | 0.013786 | IMPNRGZ
elc_spv_JPN_025 | S03aH04 | 0.090828 | IMPNRGZ | elc_won_JPN_025 | S03aH04 | 0.015861 | IMPNRGZ | elc_wof_JPN_025 | S03aH04 | 0.013794 | IMPNRGZ
elc_spv_JPN_025 | S03aH05 | 0.072562 | IMPNRGZ | elc_won_JPN_025 | S03aH05 | 0.015689 | IMPNRGZ | elc_wof_JPN_025 | S03aH05 | 0.014139 | IMPNRGZ
elc_spv_JPN_025 | S03aH06 | 0.018261 | IMPNRGZ | elc_won_JPN_025 | S03aH06 | 0.012778 | IMPNRGZ | elc_wof_JPN_025 | S03aH06 | 0.01327 | IMPNRGZ
elc_spv_JPN_025 | S04aH01 | 0 | IMPNRGZ | elc_won_JPN_025 | S04aH01 | 0.081336 | IMPNRGZ | elc_wof_JPN_025 | S04aH01 | 0.079345 | IMPNRGZ
elc_spv_JPN_025 | S04aH02 | 0.020611 | IMPNRGZ | elc_won_JPN_025 | S04aH02 | 0.035458 | IMPNRGZ | elc_wof_JPN_025 | S04aH02 | 0.035709 | IMPNRGZ
elc_spv_JPN_025 | S04aH03 | 0.067632 | IMPNRGZ | elc_won_JPN_025 | S04aH03 | 0.031067 | IMPNRGZ | elc_wof_JPN_025 | S04aH03 | 0.026158 | IMPNRGZ
elc_spv_JPN_025 | S04aH04 | 0.073196 | IMPNRGZ | elc_won_JPN_025 | S04aH04 | 0.03652 | IMPNRGZ | elc_wof_JPN_025 | S04aH04 | 0.026055 | IMPNRGZ
elc_spv_JPN_025 | S04aH05 | 0.050152 | IMPNRGZ | elc_won_JPN_025 | S04aH05 | 0.034711 | IMPNRGZ | elc_wof_JPN_025 | S04aH05 | 0.02653 | IMPNRGZ
elc_spv_JPN_025 | S04aH06 | 0.0025888 | IMPNRGZ | elc_won_JPN_025 | S04aH06 | 0.031491 | IMPNRGZ | elc_wof_JPN_025 | S04aH06 | 0.027775 | IMPNRGZ
elc_spv_JPN_026 | S01aH01 | 0 | IMPNRGZ | elc_won_JPN_026 | S01aH01 | 0.10979 | IMPNRGZ | elc_wof_JPN_026 | S01aH01 | 0.14245 | IMPNRGZ
elc_spv_JPN_026 | S01aH02 | 0.0083547 | IMPNRGZ | elc_won_JPN_026 | S01aH02 | 0.052456 | IMPNRGZ | elc_wof_JPN_026 | S01aH02 | 0.065405 | IMPNRGZ
elc_spv_JPN_026 | S01aH03 | 0.057527 | IMPNRGZ | elc_won_JPN_026 | S01aH03 | 0.038821 | IMPNRGZ | elc_wof_JPN_026 | S01aH03 | 0.046266 | IMPNRGZ
elc_spv_JPN_026 | S01aH04 | 0.06634 | IMPNRGZ | elc_won_JPN_026 | S01aH04 | 0.04097 | IMPNRGZ | elc_wof_JPN_026 | S01aH04 | 0.049871 | IMPNRGZ
elc_spv_JPN_026 | S01aH05 | 0.043331 | IMPNRGZ | elc_won_JPN_026 | S01aH05 | 0.042186 | IMPNRGZ | elc_wof_JPN_026 | S01aH05 | 0.051027 | IMPNRGZ
elc_spv_JPN_026 | S01aH06 | 0.00088899 | IMPNRGZ | elc_won_JPN_026 | S01aH06 | 0.040792 | IMPNRGZ | elc_wof_JPN_026 | S01aH06 | 0.051113 | IMPNRGZ
elc_spv_JPN_026 | S02aH01 | 0 | IMPNRGZ | elc_won_JPN_026 | S02aH01 | 0.098107 | IMPNRGZ | elc_wof_JPN_026 | S02aH01 | 0.076726 | IMPNRGZ
elc_spv_JPN_026 | S02aH02 | 0.040508 | IMPNRGZ | elc_won_JPN_026 | S02aH02 | 0.045473 | IMPNRGZ | elc_wof_JPN_026 | S02aH02 | 0.039553 | IMPNRGZ
elc_spv_JPN_026 | S02aH03 | 0.095191 | IMPNRGZ | elc_won_JPN_026 | S02aH03 | 0.034174 | IMPNRGZ | elc_wof_JPN_026 | S02aH03 | 0.031254 | IMPNRGZ
elc_spv_JPN_026 | S02aH04 | 0.09925 | IMPNRGZ | elc_won_JPN_026 | S02aH04 | 0.037579 | IMPNRGZ | elc_wof_JPN_026 | S02aH04 | 0.035559 | IMPNRGZ
elc_spv_JPN_026 | S02aH05 | 0.077025 | IMPNRGZ | elc_won_JPN_026 | S02aH05 | 0.03887 | IMPNRGZ | elc_wof_JPN_026 | S02aH05 | 0.036064 | IMPNRGZ
elc_spv_JPN_026 | S02aH06 | 0.013629 | IMPNRGZ | elc_won_JPN_026 | S02aH06 | 0.035802 | IMPNRGZ | elc_wof_JPN_026 | S02aH06 | 0.029938 | IMPNRGZ
elc_spv_JPN_026 | S03aH01 | 0 | IMPNRGZ | elc_won_JPN_026 | S03aH01 | 0.050554 | IMPNRGZ | elc_wof_JPN_026 | S03aH01 | 0.040068 | IMPNRGZ
elc_spv_JPN_026 | S03aH02 | 0.034816 | IMPNRGZ | elc_won_JPN_026 | S03aH02 | 0.022825 | IMPNRGZ | elc_wof_JPN_026 | S03aH02 | 0.01813 | IMPNRGZ
elc_spv_JPN_026 | S03aH03 | 0.080589 | IMPNRGZ | elc_won_JPN_026 | S03aH03 | 0.016679 | IMPNRGZ | elc_wof_JPN_026 | S03aH03 | 0.014843 | IMPNRGZ
elc_spv_JPN_026 | S03aH04 | 0.086925 | IMPNRGZ | elc_won_JPN_026 | S03aH04 | 0.018702 | IMPNRGZ | elc_wof_JPN_026 | S03aH04 | 0.016423 | IMPNRGZ
elc_spv_JPN_026 | S03aH05 | 0.066345 | IMPNRGZ | elc_won_JPN_026 | S03aH05 | 0.020076 | IMPNRGZ | elc_wof_JPN_026 | S03aH05 | 0.017812 | IMPNRGZ
elc_spv_JPN_026 | S03aH06 | 0.016308 | IMPNRGZ | elc_won_JPN_026 | S03aH06 | 0.01815 | IMPNRGZ | elc_wof_JPN_026 | S03aH06 | 0.0139 | IMPNRGZ
elc_spv_JPN_026 | S04aH01 | 0 | IMPNRGZ | elc_won_JPN_026 | S04aH01 | 0.081353 | IMPNRGZ | elc_wof_JPN_026 | S04aH01 | 0.07648 | IMPNRGZ
elc_spv_JPN_026 | S04aH02 | 0.021649 | IMPNRGZ | elc_won_JPN_026 | S04aH02 | 0.036712 | IMPNRGZ | elc_wof_JPN_026 | S04aH02 | 0.033747 | IMPNRGZ
elc_spv_JPN_026 | S04aH03 | 0.069587 | IMPNRGZ | elc_won_JPN_026 | S04aH03 | 0.027642 | IMPNRGZ | elc_wof_JPN_026 | S04aH03 | 0.02597 | IMPNRGZ
elc_spv_JPN_026 | S04aH04 | 0.071492 | IMPNRGZ | elc_won_JPN_026 | S04aH04 | 0.030841 | IMPNRGZ | elc_wof_JPN_026 | S04aH04 | 0.028895 | IMPNRGZ
elc_spv_JPN_026 | S04aH05 | 0.047632 | IMPNRGZ | elc_won_JPN_026 | S04aH05 | 0.031647 | IMPNRGZ | elc_wof_JPN_026 | S04aH05 | 0.029571 | IMPNRGZ
elc_spv_JPN_026 | S04aH06 | 0.0026105 | IMPNRGZ | elc_won_JPN_026 | S04aH06 | 0.029792 | IMPNRGZ | elc_wof_JPN_026 | S04aH06 | 0.02893 | IMPNRGZ
elc_spv_JPN_027 | S01aH01 | 0 | IMPNRGZ | elc_won_JPN_027 | S01aH01 | 0.11596 | IMPNRGZ | elc_wof_JPN_027 | S01aH01 | 0.12269 | IMPNRGZ
elc_spv_JPN_027 | S01aH02 | 0.011273 | IMPNRGZ | elc_won_JPN_027 | S01aH02 | 0.055221 | IMPNRGZ | elc_wof_JPN_027 | S01aH02 | 0.054423 | IMPNRGZ
elc_spv_JPN_027 | S01aH03 | 0.065164 | IMPNRGZ | elc_won_JPN_027 | S01aH03 | 0.047545 | IMPNRGZ | elc_wof_JPN_027 | S01aH03 | 0.039296 | IMPNRGZ
elc_spv_JPN_027 | S01aH04 | 0.06804 | IMPNRGZ | elc_won_JPN_027 | S01aH04 | 0.055697 | IMPNRGZ | elc_wof_JPN_027 | S01aH04 | 0.042987 | IMPNRGZ
elc_spv_JPN_027 | S01aH05 | 0.037937 | IMPNRGZ | elc_won_JPN_027 | S01aH05 | 0.049825 | IMPNRGZ | elc_wof_JPN_027 | S01aH05 | 0.044918 | IMPNRGZ
elc_spv_JPN_027 | S01aH06 | 0 | IMPNRGZ | elc_won_JPN_027 | S01aH06 | 0.041681 | IMPNRGZ | elc_wof_JPN_027 | S01aH06 | 0.043225 | IMPNRGZ
elc_spv_JPN_027 | S02aH01 | 0 | IMPNRGZ | elc_won_JPN_027 | S02aH01 | 0.10102 | IMPNRGZ | elc_wof_JPN_027 | S02aH01 | 0.08234 | IMPNRGZ
elc_spv_JPN_027 | S02aH02 | 0.042481 | IMPNRGZ | elc_won_JPN_027 | S02aH02 | 0.045264 | IMPNRGZ | elc_wof_JPN_027 | S02aH02 | 0.043129 | IMPNRGZ
elc_spv_JPN_027 | S02aH03 | 0.093046 | IMPNRGZ | elc_won_JPN_027 | S02aH03 | 0.03965 | IMPNRGZ | elc_wof_JPN_027 | S02aH03 | 0.033102 | IMPNRGZ
elc_spv_JPN_027 | S02aH04 | 0.099437 | IMPNRGZ | elc_won_JPN_027 | S02aH04 | 0.047127 | IMPNRGZ | elc_wof_JPN_027 | S02aH04 | 0.0363 | IMPNRGZ
elc_spv_JPN_027 | S02aH05 | 0.072732 | IMPNRGZ | elc_won_JPN_027 | S02aH05 | 0.045251 | IMPNRGZ | elc_wof_JPN_027 | S02aH05 | 0.035223 | IMPNRGZ
elc_spv_JPN_027 | S02aH06 | 0.01031 | IMPNRGZ | elc_won_JPN_027 | S02aH06 | 0.036026 | IMPNRGZ | elc_wof_JPN_027 | S02aH06 | 0.029762 | IMPNRGZ
elc_spv_JPN_027 | S03aH01 | 0 | IMPNRGZ | elc_won_JPN_027 | S03aH01 | 0.032791 | IMPNRGZ | elc_wof_JPN_027 | S03aH01 | 0.054085 | IMPNRGZ
elc_spv_JPN_027 | S03aH02 | 0.038917 | IMPNRGZ | elc_won_JPN_027 | S03aH02 | 0.014437 | IMPNRGZ | elc_wof_JPN_027 | S03aH02 | 0.027966 | IMPNRGZ
elc_spv_JPN_027 | S03aH03 | 0.082614 | IMPNRGZ | elc_won_JPN_027 | S03aH03 | 0.012395 | IMPNRGZ | elc_wof_JPN_027 | S03aH03 | 0.021532 | IMPNRGZ
elc_spv_JPN_027 | S03aH04 | 0.093262 | IMPNRGZ | elc_won_JPN_027 | S03aH04 | 0.015738 | IMPNRGZ | elc_wof_JPN_027 | S03aH04 | 0.023875 | IMPNRGZ
elc_spv_JPN_027 | S03aH05 | 0.070067 | IMPNRGZ | elc_won_JPN_027 | S03aH05 | 0.015179 | IMPNRGZ | elc_wof_JPN_027 | S03aH05 | 0.023441 | IMPNRGZ
elc_spv_JPN_027 | S03aH06 | 0.015447 | IMPNRGZ | elc_won_JPN_027 | S03aH06 | 0.011716 | IMPNRGZ | elc_wof_JPN_027 | S03aH06 | 0.01929 | IMPNRGZ
elc_spv_JPN_027 | S04aH01 | 0 | IMPNRGZ | elc_won_JPN_027 | S04aH01 | 0.075328 | IMPNRGZ | elc_wof_JPN_027 | S04aH01 | 0.072752 | IMPNRGZ
elc_spv_JPN_027 | S04aH02 | 0.025231 | IMPNRGZ | elc_won_JPN_027 | S04aH02 | 0.031426 | IMPNRGZ | elc_wof_JPN_027 | S04aH02 | 0.034238 | IMPNRGZ
elc_spv_JPN_027 | S04aH03 | 0.06968 | IMPNRGZ | elc_won_JPN_027 | S04aH03 | 0.02552 | IMPNRGZ | elc_wof_JPN_027 | S04aH03 | 0.027388 | IMPNRGZ
elc_spv_JPN_027 | S04aH04 | 0.065941 | IMPNRGZ | elc_won_JPN_027 | S04aH04 | 0.030246 | IMPNRGZ | elc_wof_JPN_027 | S04aH04 | 0.029508 | IMPNRGZ
elc_spv_JPN_027 | S04aH05 | 0.037086 | IMPNRGZ | elc_won_JPN_027 | S04aH05 | 0.028945 | IMPNRGZ | elc_wof_JPN_027 | S04aH05 | 0.030609 | IMPNRGZ
elc_spv_JPN_027 | S04aH06 | 0.0013369 | IMPNRGZ | elc_won_JPN_027 | S04aH06 | 0.026021 | IMPNRGZ | elc_wof_JPN_027 | S04aH06 | 0.027924 | IMPNRGZ
elc_spv_JPN_028 | S01aH01 | 0 | IMPNRGZ | elc_won_JPN_028 | S01aH01 | 0.091621 | IMPNRGZ | elc_wof_JPN_028 | S01aH01 | 0.12527 | IMPNRGZ
elc_spv_JPN_028 | S01aH02 | 0.011028 | IMPNRGZ | elc_won_JPN_028 | S01aH02 | 0.043774 | IMPNRGZ | elc_wof_JPN_028 | S01aH02 | 0.058795 | IMPNRGZ
elc_spv_JPN_028 | S01aH03 | 0.067763 | IMPNRGZ | elc_won_JPN_028 | S01aH03 | 0.03447 | IMPNRGZ | elc_wof_JPN_028 | S01aH03 | 0.040785 | IMPNRGZ
elc_spv_JPN_028 | S01aH04 | 0.06919 | IMPNRGZ | elc_won_JPN_028 | S01aH04 | 0.041562 | IMPNRGZ | elc_wof_JPN_028 | S01aH04 | 0.043275 | IMPNRGZ
elc_spv_JPN_028 | S01aH05 | 0.038681 | IMPNRGZ | elc_won_JPN_028 | S01aH05 | 0.034971 | IMPNRGZ | elc_wof_JPN_028 | S01aH05 | 0.044566 | IMPNRGZ
elc_spv_JPN_028 | S01aH06 | 0 | IMPNRGZ | elc_won_JPN_028 | S01aH06 | 0.030335 | IMPNRGZ | elc_wof_JPN_028 | S01aH06 | 0.043517 | IMPNRGZ
elc_spv_JPN_028 | S02aH01 | 0 | IMPNRGZ | elc_won_JPN_028 | S02aH01 | 0.10592 | IMPNRGZ | elc_wof_JPN_028 | S02aH01 | 0.087884 | IMPNRGZ
elc_spv_JPN_028 | S02aH02 | 0.039732 | IMPNRGZ | elc_won_JPN_028 | S02aH02 | 0.053911 | IMPNRGZ | elc_wof_JPN_028 | S02aH02 | 0.044811 | IMPNRGZ
elc_spv_JPN_028 | S02aH03 | 0.092852 | IMPNRGZ | elc_won_JPN_028 | S02aH03 | 0.052161 | IMPNRGZ | elc_wof_JPN_028 | S02aH03 | 0.034606 | IMPNRGZ
elc_spv_JPN_028 | S02aH04 | 0.10071 | IMPNRGZ | elc_won_JPN_028 | S02aH04 | 0.063395 | IMPNRGZ | elc_wof_JPN_028 | S02aH04 | 0.037122 | IMPNRGZ
elc_spv_JPN_028 | S02aH05 | 0.071825 | IMPNRGZ | elc_won_JPN_028 | S02aH05 | 0.055959 | IMPNRGZ | elc_wof_JPN_028 | S02aH05 | 0.036314 | IMPNRGZ
elc_spv_JPN_028 | S02aH06 | 0.010707 | IMPNRGZ | elc_won_JPN_028 | S02aH06 | 0.041276 | IMPNRGZ | elc_wof_JPN_028 | S02aH06 | 0.031611 | IMPNRGZ
elc_spv_JPN_028 | S03aH01 | 0 | IMPNRGZ | elc_won_JPN_028 | S03aH01 | 0.025444 | IMPNRGZ | elc_wof_JPN_028 | S03aH01 | 0.050742 | IMPNRGZ
elc_spv_JPN_028 | S03aH02 | 0.037595 | IMPNRGZ | elc_won_JPN_028 | S03aH02 | 0.011496 | IMPNRGZ | elc_wof_JPN_028 | S03aH02 | 0.024396 | IMPNRGZ
elc_spv_JPN_028 | S03aH03 | 0.082654 | IMPNRGZ | elc_won_JPN_028 | S03aH03 | 0.010789 | IMPNRGZ | elc_wof_JPN_028 | S03aH03 | 0.019359 | IMPNRGZ
elc_spv_JPN_028 | S03aH04 | 0.089879 | IMPNRGZ | elc_won_JPN_028 | S03aH04 | 0.012507 | IMPNRGZ | elc_wof_JPN_028 | S03aH04 | 0.020803 | IMPNRGZ
elc_spv_JPN_028 | S03aH05 | 0.067686 | IMPNRGZ | elc_won_JPN_028 | S03aH05 | 0.01237 | IMPNRGZ | elc_wof_JPN_028 | S03aH05 | 0.021647 | IMPNRGZ
elc_spv_JPN_028 | S03aH06 | 0.015302 | IMPNRGZ | elc_won_JPN_028 | S03aH06 | 0.009344 | IMPNRGZ | elc_wof_JPN_028 | S03aH06 | 0.017941 | IMPNRGZ
elc_spv_JPN_028 | S04aH01 | 0 | IMPNRGZ | elc_won_JPN_028 | S04aH01 | 0.080863 | IMPNRGZ | elc_wof_JPN_028 | S04aH01 | 0.072639 | IMPNRGZ
elc_spv_JPN_028 | S04aH02 | 0.022897 | IMPNRGZ | elc_won_JPN_028 | S04aH02 | 0.037195 | IMPNRGZ | elc_wof_JPN_028 | S04aH02 | 0.033815 | IMPNRGZ
elc_spv_JPN_028 | S04aH03 | 0.069189 | IMPNRGZ | elc_won_JPN_028 | S04aH03 | 0.036076 | IMPNRGZ | elc_wof_JPN_028 | S04aH03 | 0.026025 | IMPNRGZ
elc_spv_JPN_028 | S04aH04 | 0.06853 | IMPNRGZ | elc_won_JPN_028 | S04aH04 | 0.043411 | IMPNRGZ | elc_wof_JPN_028 | S04aH04 | 0.027958 | IMPNRGZ
elc_spv_JPN_028 | S04aH05 | 0.042234 | IMPNRGZ | elc_won_JPN_028 | S04aH05 | 0.038233 | IMPNRGZ | elc_wof_JPN_028 | S04aH05 | 0.028602 | IMPNRGZ
elc_spv_JPN_028 | S04aH06 | 0.0015482 | IMPNRGZ | elc_won_JPN_028 | S04aH06 | 0.032918 | IMPNRGZ | elc_wof_JPN_028 | S04aH06 | 0.027522 | IMPNRGZ
elc_spv_JPN_029 | S01aH01 | 0 | IMPNRGZ | elc_won_JPN_029 | S01aH01 | 0.098351 | IMPNRGZ | elc_wof_JPN_029 | S01aH01 | 0.089264 | IMPNRGZ
elc_spv_JPN_029 | S01aH02 | 0.015145 | IMPNRGZ | elc_won_JPN_029 | S01aH02 | 0.051101 | IMPNRGZ | elc_wof_JPN_029 | S01aH02 | 0.041208 | IMPNRGZ
elc_spv_JPN_029 | S01aH03 | 0.077262 | IMPNRGZ | elc_won_JPN_029 | S01aH03 | 0.040504 | IMPNRGZ | elc_wof_JPN_029 | S01aH03 | 0.029377 | IMPNRGZ
elc_spv_JPN_029 | S01aH04 | 0.071523 | IMPNRGZ | elc_won_JPN_029 | S01aH04 | 0.050436 | IMPNRGZ | elc_wof_JPN_029 | S01aH04 | 0.03007 | IMPNRGZ
elc_spv_JPN_029 | S01aH05 | 0.04358 | IMPNRGZ | elc_won_JPN_029 | S01aH05 | 0.039859 | IMPNRGZ | elc_wof_JPN_029 | S01aH05 | 0.030897 | IMPNRGZ
elc_spv_JPN_029 | S01aH06 | 0 | IMPNRGZ | elc_won_JPN_029 | S01aH06 | 0.03244 | IMPNRGZ | elc_wof_JPN_029 | S01aH06 | 0.029741 | IMPNRGZ
elc_spv_JPN_029 | S02aH01 | 0 | IMPNRGZ | elc_won_JPN_029 | S02aH01 | 0.10052 | IMPNRGZ | elc_wof_JPN_029 | S02aH01 | 0.091558 | IMPNRGZ
elc_spv_JPN_029 | S02aH02 | 0.044144 | IMPNRGZ | elc_won_JPN_029 | S02aH02 | 0.047761 | IMPNRGZ | elc_wof_JPN_029 | S02aH02 | 0.037894 | IMPNRGZ
elc_spv_JPN_029 | S02aH03 | 0.095831 | IMPNRGZ | elc_won_JPN_029 | S02aH03 | 0.047675 | IMPNRGZ | elc_wof_JPN_029 | S02aH03 | 0.027445 | IMPNRGZ
elc_spv_JPN_029 | S02aH04 | 0.09925 | IMPNRGZ | elc_won_JPN_029 | S02aH04 | 0.060241 | IMPNRGZ | elc_wof_JPN_029 | S02aH04 | 0.030387 | IMPNRGZ
elc_spv_JPN_029 | S02aH05 | 0.072607 | IMPNRGZ | elc_won_JPN_029 | S02aH05 | 0.054881 | IMPNRGZ | elc_wof_JPN_029 | S02aH05 | 0.033471 | IMPNRGZ
elc_spv_JPN_029 | S02aH06 | 0.010425 | IMPNRGZ | elc_won_JPN_029 | S02aH06 | 0.041016 | IMPNRGZ | elc_wof_JPN_029 | S02aH06 | 0.032455 | IMPNRGZ
elc_spv_JPN_029 | S03aH01 | 0 | IMPNRGZ | elc_won_JPN_029 | S03aH01 | 0.024008 | IMPNRGZ | elc_wof_JPN_029 | S03aH01 | 0.085401 | IMPNRGZ
elc_spv_JPN_029 | S03aH02 | 0.035239 | IMPNRGZ | elc_won_JPN_029 | S03aH02 | 0.010808 | IMPNRGZ | elc_wof_JPN_029 | S03aH02 | 0.034859 | IMPNRGZ
elc_spv_JPN_029 | S03aH03 | 0.078203 | IMPNRGZ | elc_won_JPN_029 | S03aH03 | 0.010466 | IMPNRGZ | elc_wof_JPN_029 | S03aH03 | 0.026345 | IMPNRGZ
elc_spv_JPN_029 | S03aH04 | 0.082861 | IMPNRGZ | elc_won_JPN_029 | S03aH04 | 0.01351 | IMPNRGZ | elc_wof_JPN_029 | S03aH04 | 0.028925 | IMPNRGZ
elc_spv_JPN_029 | S03aH05 | 0.058082 | IMPNRGZ | elc_won_JPN_029 | S03aH05 | 0.013744 | IMPNRGZ | elc_wof_JPN_029 | S03aH05 | 0.032559 | IMPNRGZ
elc_spv_JPN_029 | S03aH06 | 0.011682 | IMPNRGZ | elc_won_JPN_029 | S03aH06 | 0.010537 | IMPNRGZ | elc_wof_JPN_029 | S03aH06 | 0.029776 | IMPNRGZ
elc_spv_JPN_029 | S04aH01 | 0 | IMPNRGZ | elc_won_JPN_029 | S04aH01 | 0.08017 | IMPNRGZ | elc_wof_JPN_029 | S04aH01 | 0.08891 | IMPNRGZ
elc_spv_JPN_029 | S04aH02 | 0.024908 | IMPNRGZ | elc_won_JPN_029 | S04aH02 | 0.033082 | IMPNRGZ | elc_wof_JPN_029 | S04aH02 | 0.041081 | IMPNRGZ
elc_spv_JPN_029 | S04aH03 | 0.070689 | IMPNRGZ | elc_won_JPN_029 | S04aH03 | 0.032635 | IMPNRGZ | elc_wof_JPN_029 | S04aH03 | 0.03025 | IMPNRGZ
elc_spv_JPN_029 | S04aH04 | 0.067364 | IMPNRGZ | elc_won_JPN_029 | S04aH04 | 0.041184 | IMPNRGZ | elc_wof_JPN_029 | S04aH04 | 0.030885 | IMPNRGZ
elc_spv_JPN_029 | S04aH05 | 0.039984 | IMPNRGZ | elc_won_JPN_029 | S04aH05 | 0.035498 | IMPNRGZ | elc_wof_JPN_029 | S04aH05 | 0.033625 | IMPNRGZ
elc_spv_JPN_029 | S04aH06 | 0.0012204 | IMPNRGZ | elc_won_JPN_029 | S04aH06 | 0.029571 | IMPNRGZ | elc_wof_JPN_029 | S04aH06 | 0.033616 | IMPNRGZ
elc_spv_JPN_030 | S01aH01 | 0 | IMPNRGZ | elc_won_JPN_030 | S01aH01 | 0.0924 | IMPNRGZ | elc_wof_JPN_030 | S01aH01 | 0.094621 | IMPNRGZ
elc_spv_JPN_030 | S01aH02 | 0.015045 | IMPNRGZ | elc_won_JPN_030 | S01aH02 | 0.046766 | IMPNRGZ | elc_wof_JPN_030 | S01aH02 | 0.045979 | IMPNRGZ
elc_spv_JPN_030 | S01aH03 | 0.07428 | IMPNRGZ | elc_won_JPN_030 | S01aH03 | 0.03675 | IMPNRGZ | elc_wof_JPN_030 | S01aH03 | 0.031801 | IMPNRGZ
elc_spv_JPN_030 | S01aH04 | 0.073226 | IMPNRGZ | elc_won_JPN_030 | S01aH04 | 0.039034 | IMPNRGZ | elc_wof_JPN_030 | S01aH04 | 0.035141 | IMPNRGZ
elc_spv_JPN_030 | S01aH05 | 0.046201 | IMPNRGZ | elc_won_JPN_030 | S01aH05 | 0.036004 | IMPNRGZ | elc_wof_JPN_030 | S01aH05 | 0.037174 | IMPNRGZ
elc_spv_JPN_030 | S01aH06 | 0 | IMPNRGZ | elc_won_JPN_030 | S01aH06 | 0.033157 | IMPNRGZ | elc_wof_JPN_030 | S01aH06 | 0.035121 | IMPNRGZ
elc_spv_JPN_030 | S02aH01 | 0 | IMPNRGZ | elc_won_JPN_030 | S02aH01 | 0.10428 | IMPNRGZ | elc_wof_JPN_030 | S02aH01 | 0.089903 | IMPNRGZ
elc_spv_JPN_030 | S02aH02 | 0.047543 | IMPNRGZ | elc_won_JPN_030 | S02aH02 | 0.051903 | IMPNRGZ | elc_wof_JPN_030 | S02aH02 | 0.041683 | IMPNRGZ
elc_spv_JPN_030 | S02aH03 | 0.099963 | IMPNRGZ | elc_won_JPN_030 | S02aH03 | 0.044035 | IMPNRGZ | elc_wof_JPN_030 | S02aH03 | 0.029462 | IMPNRGZ
elc_spv_JPN_030 | S02aH04 | 0.10174 | IMPNRGZ | elc_won_JPN_030 | S02aH04 | 0.046967 | IMPNRGZ | elc_wof_JPN_030 | S02aH04 | 0.030786 | IMPNRGZ
elc_spv_JPN_030 | S02aH05 | 0.073183 | IMPNRGZ | elc_won_JPN_030 | S02aH05 | 0.043447 | IMPNRGZ | elc_wof_JPN_030 | S02aH05 | 0.032193 | IMPNRGZ
elc_spv_JPN_030 | S02aH06 | 0.010795 | IMPNRGZ | elc_won_JPN_030 | S02aH06 | 0.038227 | IMPNRGZ | elc_wof_JPN_030 | S02aH06 | 0.030334 | IMPNRGZ
elc_spv_JPN_030 | S03aH01 | 0 | IMPNRGZ | elc_won_JPN_030 | S03aH01 | 0.041676 | IMPNRGZ | elc_wof_JPN_030 | S03aH01 | 0.074396 | IMPNRGZ
elc_spv_JPN_030 | S03aH02 | 0.03233 | IMPNRGZ | elc_won_JPN_030 | S03aH02 | 0.018875 | IMPNRGZ | elc_wof_JPN_030 | S03aH02 | 0.038094 | IMPNRGZ
elc_spv_JPN_030 | S03aH03 | 0.074624 | IMPNRGZ | elc_won_JPN_030 | S03aH03 | 0.014484 | IMPNRGZ | elc_wof_JPN_030 | S03aH03 | 0.027527 | IMPNRGZ
elc_spv_JPN_030 | S03aH04 | 0.081847 | IMPNRGZ | elc_won_JPN_030 | S03aH04 | 0.016247 | IMPNRGZ | elc_wof_JPN_030 | S03aH04 | 0.028898 | IMPNRGZ
elc_spv_JPN_030 | S03aH05 | 0.056266 | IMPNRGZ | elc_won_JPN_030 | S03aH05 | 0.016727 | IMPNRGZ | elc_wof_JPN_030 | S03aH05 | 0.028724 | IMPNRGZ
elc_spv_JPN_030 | S03aH06 | 0.0099946 | IMPNRGZ | elc_won_JPN_030 | S03aH06 | 0.014548 | IMPNRGZ | elc_wof_JPN_030 | S03aH06 | 0.026336 | IMPNRGZ
elc_spv_JPN_030 | S04aH01 | 0 | IMPNRGZ | elc_won_JPN_030 | S04aH01 | 0.08397 | IMPNRGZ | elc_wof_JPN_030 | S04aH01 | 0.082108 | IMPNRGZ
elc_spv_JPN_030 | S04aH02 | 0.023682 | IMPNRGZ | elc_won_JPN_030 | S04aH02 | 0.04 | IMPNRGZ | elc_wof_JPN_030 | S04aH02 | 0.039043 | IMPNRGZ
elc_spv_JPN_030 | S04aH03 | 0.069127 | IMPNRGZ | elc_won_JPN_030 | S04aH03 | 0.033886 | IMPNRGZ | elc_wof_JPN_030 | S04aH03 | 0.028983 | IMPNRGZ
elc_spv_JPN_030 | S04aH04 | 0.067296 | IMPNRGZ | elc_won_JPN_030 | S04aH04 | 0.037183 | IMPNRGZ | elc_wof_JPN_030 | S04aH04 | 0.029153 | IMPNRGZ
elc_spv_JPN_030 | S04aH05 | 0.04143 | IMPNRGZ | elc_won_JPN_030 | S04aH05 | 0.035858 | IMPNRGZ | elc_wof_JPN_030 | S04aH05 | 0.031271 | IMPNRGZ
elc_spv_JPN_030 | S04aH06 | 0.0014312 | IMPNRGZ | elc_won_JPN_030 | S04aH06 | 0.033578 | IMPNRGZ | elc_wof_JPN_030 | S04aH06 | 0.031267 | IMPNRGZ
|  |  |  | elc_won_JPN_031 | S01aH01 | 0.096845 | IMPNRGZ | elc_wof_JPN_031 | S01aH01 | 0.10733 | IMPNRGZ
|  |  |  | elc_won_JPN_031 | S01aH02 | 0.050649 | IMPNRGZ | elc_wof_JPN_031 | S01aH02 | 0.051463 | IMPNRGZ
|  |  |  | elc_won_JPN_031 | S01aH03 | 0.038078 | IMPNRGZ | elc_wof_JPN_031 | S01aH03 | 0.037694 | IMPNRGZ
|  |  |  | elc_won_JPN_031 | S01aH04 | 0.040235 | IMPNRGZ | elc_wof_JPN_031 | S01aH04 | 0.039244 | IMPNRGZ
|  |  |  | elc_won_JPN_031 | S01aH05 | 0.036424 | IMPNRGZ | elc_wof_JPN_031 | S01aH05 | 0.040583 | IMPNRGZ
|  |  |  | elc_won_JPN_031 | S01aH06 | 0.033488 | IMPNRGZ | elc_wof_JPN_031 | S01aH06 | 0.039644 | IMPNRGZ
|  |  |  | elc_won_JPN_031 | S02aH01 | 0.10094 | IMPNRGZ | elc_wof_JPN_031 | S02aH01 | 0.091493 | IMPNRGZ
|  |  |  | elc_won_JPN_031 | S02aH02 | 0.047815 | IMPNRGZ | elc_wof_JPN_031 | S02aH02 | 0.044809 | IMPNRGZ
|  |  |  | elc_won_JPN_031 | S02aH03 | 0.038618 | IMPNRGZ | elc_wof_JPN_031 | S02aH03 | 0.032847 | IMPNRGZ
|  |  |  | elc_won_JPN_031 | S02aH04 | 0.04169 | IMPNRGZ | elc_wof_JPN_031 | S02aH04 | 0.033647 | IMPNRGZ
|  |  |  | elc_won_JPN_031 | S02aH05 | 0.041626 | IMPNRGZ | elc_wof_JPN_031 | S02aH05 | 0.034089 | IMPNRGZ
|  |  |  | elc_won_JPN_031 | S02aH06 | 0.038352 | IMPNRGZ | elc_wof_JPN_031 | S02aH06 | 0.032123 | IMPNRGZ
|  |  |  | elc_won_JPN_031 | S03aH01 | 0.044547 | IMPNRGZ | elc_wof_JPN_031 | S03aH01 | 0.060678 | IMPNRGZ
|  |  |  | elc_won_JPN_031 | S03aH02 | 0.018704 | IMPNRGZ | elc_wof_JPN_031 | S03aH02 | 0.03075 | IMPNRGZ
|  |  |  | elc_won_JPN_031 | S03aH03 | 0.015146 | IMPNRGZ | elc_wof_JPN_031 | S03aH03 | 0.023653 | IMPNRGZ
|  |  |  | elc_won_JPN_031 | S03aH04 | 0.018065 | IMPNRGZ | elc_wof_JPN_031 | S03aH04 | 0.0249 | IMPNRGZ
|  |  |  | elc_won_JPN_031 | S03aH05 | 0.020324 | IMPNRGZ | elc_wof_JPN_031 | S03aH05 | 0.024495 | IMPNRGZ
|  |  |  | elc_won_JPN_031 | S03aH06 | 0.018362 | IMPNRGZ | elc_wof_JPN_031 | S03aH06 | 0.021848 | IMPNRGZ
|  |  |  | elc_won_JPN_031 | S04aH01 | 0.089748 | IMPNRGZ | elc_wof_JPN_031 | S04aH01 | 0.074777 | IMPNRGZ
|  |  |  | elc_won_JPN_031 | S04aH02 | 0.038822 | IMPNRGZ | elc_wof_JPN_031 | S04aH02 | 0.03711 | IMPNRGZ
|  |  |  | elc_won_JPN_031 | S04aH03 | 0.031944 | IMPNRGZ | elc_wof_JPN_031 | S04aH03 | 0.029596 | IMPNRGZ
|  |  |  | elc_won_JPN_031 | S04aH04 | 0.034444 | IMPNRGZ | elc_wof_JPN_031 | S04aH04 | 0.029727 | IMPNRGZ
|  |  |  | elc_won_JPN_031 | S04aH05 | 0.033365 | IMPNRGZ | elc_wof_JPN_031 | S04aH05 | 0.029304 | IMPNRGZ
|  |  |  | elc_won_JPN_031 | S04aH06 | 0.031765 | IMPNRGZ | elc_wof_JPN_031 | S04aH06 | 0.028194 | IMPNRGZ
[8 empty] | elc_wof_JPN_032 | S01aH01 | 0.12348 | IMPNRGZ
[8 empty] | elc_wof_JPN_032 | S01aH02 | 0.052686 | IMPNRGZ
[8 empty] | elc_wof_JPN_032 | S01aH03 | 0.03799 | IMPNRGZ
[8 empty] | elc_wof_JPN_032 | S01aH04 | 0.041997 | IMPNRGZ
[8 empty] | elc_wof_JPN_032 | S01aH05 | 0.043064 | IMPNRGZ
[8 empty] | elc_wof_JPN_032 | S01aH06 | 0.041581 | IMPNRGZ
[8 empty] | elc_wof_JPN_032 | S02aH01 | 0.09282 | IMPNRGZ
[8 empty] | elc_wof_JPN_032 | S02aH02 | 0.045985 | IMPNRGZ
[8 empty] | elc_wof_JPN_032 | S02aH03 | 0.035183 | IMPNRGZ
[8 empty] | elc_wof_JPN_032 | S02aH04 | 0.035913 | IMPNRGZ
[8 empty] | elc_wof_JPN_032 | S02aH05 | 0.035335 | IMPNRGZ
[8 empty] | elc_wof_JPN_032 | S02aH06 | 0.032128 | IMPNRGZ
[8 empty] | elc_wof_JPN_032 | S03aH01 | 0.045504 | IMPNRGZ
[8 empty] | elc_wof_JPN_032 | S03aH02 | 0.026441 | IMPNRGZ
[8 empty] | elc_wof_JPN_032 | S03aH03 | 0.018972 | IMPNRGZ
[8 empty] | elc_wof_JPN_032 | S03aH04 | 0.016078 | IMPNRGZ
[8 empty] | elc_wof_JPN_032 | S03aH05 | 0.015203 | IMPNRGZ
[8 empty] | elc_wof_JPN_032 | S03aH06 | 0.014401 | IMPNRGZ
[8 empty] | elc_wof_JPN_032 | S04aH01 | 0.08392 | IMPNRGZ
[8 empty] | elc_wof_JPN_032 | S04aH02 | 0.038316 | IMPNRGZ
[8 empty] | elc_wof_JPN_032 | S04aH03 | 0.028007 | IMPNRGZ
[8 empty] | elc_wof_JPN_032 | S04aH04 | 0.02978 | IMPNRGZ
[8 empty] | elc_wof_JPN_032 | S04aH05 | 0.033101 | IMPNRGZ
[8 empty] | elc_wof_JPN_032 | S04aH06 | 0.03212 | IMPNRGZ
[8 empty] | elc_wof_JPN_033 | S01aH01 | 0.11643 | IMPNRGZ
[8 empty] | elc_wof_JPN_033 | S01aH02 | 0.051419 | IMPNRGZ
[8 empty] | elc_wof_JPN_033 | S01aH03 | 0.037642 | IMPNRGZ
[8 empty] | elc_wof_JPN_033 | S01aH04 | 0.040648 | IMPNRGZ
[8 empty] | elc_wof_JPN_033 | S01aH05 | 0.043446 | IMPNRGZ
[8 empty] | elc_wof_JPN_033 | S01aH06 | 0.0429 | IMPNRGZ
[8 empty] | elc_wof_JPN_033 | S02aH01 | 0.090429 | IMPNRGZ
[8 empty] | elc_wof_JPN_033 | S02aH02 | 0.042971 | IMPNRGZ
[8 empty] | elc_wof_JPN_033 | S02aH03 | 0.031538 | IMPNRGZ
[8 empty] | elc_wof_JPN_033 | S02aH04 | 0.032753 | IMPNRGZ
[8 empty] | elc_wof_JPN_033 | S02aH05 | 0.032809 | IMPNRGZ
[8 empty] | elc_wof_JPN_033 | S02aH06 | 0.03024 | IMPNRGZ
[8 empty] | elc_wof_JPN_033 | S03aH01 | 0.052947 | IMPNRGZ
[8 empty] | elc_wof_JPN_033 | S03aH02 | 0.028822 | IMPNRGZ
[8 empty] | elc_wof_JPN_033 | S03aH03 | 0.021884 | IMPNRGZ
[8 empty] | elc_wof_JPN_033 | S03aH04 | 0.022732 | IMPNRGZ
[8 empty] | elc_wof_JPN_033 | S03aH05 | 0.022975 | IMPNRGZ
[8 empty] | elc_wof_JPN_033 | S03aH06 | 0.01948 | IMPNRGZ
[8 empty] | elc_wof_JPN_033 | S04aH01 | 0.079625 | IMPNRGZ
[8 empty] | elc_wof_JPN_033 | S04aH02 | 0.038218 | IMPNRGZ
[8 empty] | elc_wof_JPN_033 | S04aH03 | 0.028972 | IMPNRGZ
[8 empty] | elc_wof_JPN_033 | S04aH04 | 0.029233 | IMPNRGZ
[8 empty] | elc_wof_JPN_033 | S04aH05 | 0.031031 | IMPNRGZ
[8 empty] | elc_wof_JPN_033 | S04aH06 | 0.030855 | IMPNRGZ
[8 empty] | elc_wof_JPN_034 | S01aH01 | 0.089828 | IMPNRGZ
[8 empty] | elc_wof_JPN_034 | S01aH02 | 0.044387 | IMPNRGZ
[8 empty] | elc_wof_JPN_034 | S01aH03 | 0.032166 | IMPNRGZ
[8 empty] | elc_wof_JPN_034 | S01aH04 | 0.035155 | IMPNRGZ
[8 empty] | elc_wof_JPN_034 | S01aH05 | 0.03705 | IMPNRGZ
[8 empty] | elc_wof_JPN_034 | S01aH06 | 0.03486 | IMPNRGZ
[8 empty] | elc_wof_JPN_034 | S02aH01 | 0.080136 | IMPNRGZ
[8 empty] | elc_wof_JPN_034 | S02aH02 | 0.042766 | IMPNRGZ
[8 empty] | elc_wof_JPN_034 | S02aH03 | 0.034371 | IMPNRGZ
[8 empty] | elc_wof_JPN_034 | S02aH04 | 0.034786 | IMPNRGZ
[8 empty] | elc_wof_JPN_034 | S02aH05 | 0.033877 | IMPNRGZ
[8 empty] | elc_wof_JPN_034 | S02aH06 | 0.030925 | IMPNRGZ
[8 empty] | elc_wof_JPN_034 | S03aH01 | 0.049237 | IMPNRGZ
[8 empty] | elc_wof_JPN_034 | S03aH02 | 0.023961 | IMPNRGZ
[8 empty] | elc_wof_JPN_034 | S03aH03 | 0.017064 | IMPNRGZ
[8 empty] | elc_wof_JPN_034 | S03aH04 | 0.018361 | IMPNRGZ
[8 empty] | elc_wof_JPN_034 | S03aH05 | 0.018054 | IMPNRGZ
[8 empty] | elc_wof_JPN_034 | S03aH06 | 0.01541 | IMPNRGZ
[8 empty] | elc_wof_JPN_034 | S04aH01 | 0.1085 | IMPNRGZ
[8 empty] | elc_wof_JPN_034 | S04aH02 | 0.053232 | IMPNRGZ
[8 empty] | elc_wof_JPN_034 | S04aH03 | 0.040428 | IMPNRGZ
[8 empty] | elc_wof_JPN_034 | S04aH04 | 0.041318 | IMPNRGZ
[8 empty] | elc_wof_JPN_034 | S04aH05 | 0.043031 | IMPNRGZ
[8 empty] | elc_wof_JPN_034 | S04aH06 | 0.041094 | IMPNRGZ
[8 empty] | elc_wof_JPN_035 | S01aH01 | 0.10219 | IMPNRGZ
[8 empty] | elc_wof_JPN_035 | S01aH02 | 0.049257 | IMPNRGZ
[8 empty] | elc_wof_JPN_035 | S01aH03 | 0.035755 | IMPNRGZ
[8 empty] | elc_wof_JPN_035 | S01aH04 | 0.037467 | IMPNRGZ
[8 empty] | elc_wof_JPN_035 | S01aH05 | 0.040447 | IMPNRGZ
[8 empty] | elc_wof_JPN_035 | S01aH06 | 0.040975 | IMPNRGZ
[8 empty] | elc_wof_JPN_035 | S02aH01 | 0.087616 | IMPNRGZ
[8 empty] | elc_wof_JPN_035 | S02aH02 | 0.044015 | IMPNRGZ
[8 empty] | elc_wof_JPN_035 | S02aH03 | 0.032265 | IMPNRGZ
[8 empty] | elc_wof_JPN_035 | S02aH04 | 0.032527 | IMPNRGZ
[8 empty] | elc_wof_JPN_035 | S02aH05 | 0.033503 | IMPNRGZ
[8 empty] | elc_wof_JPN_035 | S02aH06 | 0.033599 | IMPNRGZ
[8 empty] | elc_wof_JPN_035 | S03aH01 | 0.034613 | IMPNRGZ
[8 empty] | elc_wof_JPN_035 | S03aH02 | 0.019026 | IMPNRGZ
[8 empty] | elc_wof_JPN_035 | S03aH03 | 0.014053 | IMPNRGZ
[8 empty] | elc_wof_JPN_035 | S03aH04 | 0.013494 | IMPNRGZ
[8 empty] | elc_wof_JPN_035 | S03aH05 | 0.012157 | IMPNRGZ
[8 empty] | elc_wof_JPN_035 | S03aH06 | 0.01154 | IMPNRGZ
[8 empty] | elc_wof_JPN_035 | S04aH01 | 0.11313 | IMPNRGZ
[8 empty] | elc_wof_JPN_035 | S04aH02 | 0.052037 | IMPNRGZ
[8 empty] | elc_wof_JPN_035 | S04aH03 | 0.039082 | IMPNRGZ
[8 empty] | elc_wof_JPN_035 | S04aH04 | 0.038129 | IMPNRGZ
[8 empty] | elc_wof_JPN_035 | S04aH05 | 0.040079 | IMPNRGZ
[8 empty] | elc_wof_JPN_035 | S04aH06 | 0.043042 | IMPNRGZ
[8 empty] | elc_wof_JPN_036 | S01aH01 | 0.094445 | IMPNRGZ
[8 empty] | elc_wof_JPN_036 | S01aH02 | 0.043878 | IMPNRGZ
[8 empty] | elc_wof_JPN_036 | S01aH03 | 0.031644 | IMPNRGZ
[8 empty] | elc_wof_JPN_036 | S01aH04 | 0.033032 | IMPNRGZ
[8 empty] | elc_wof_JPN_036 | S01aH05 | 0.037444 | IMPNRGZ
[8 empty] | elc_wof_JPN_036 | S01aH06 | 0.037096 | IMPNRGZ
[8 empty] | elc_wof_JPN_036 | S02aH01 | 0.081423 | IMPNRGZ
[8 empty] | elc_wof_JPN_036 | S02aH02 | 0.038947 | IMPNRGZ
[8 empty] | elc_wof_JPN_036 | S02aH03 | 0.030952 | IMPNRGZ
[8 empty] | elc_wof_JPN_036 | S02aH04 | 0.032733 | IMPNRGZ
[8 empty] | elc_wof_JPN_036 | S02aH05 | 0.034781 | IMPNRGZ
[8 empty] | elc_wof_JPN_036 | S02aH06 | 0.032134 | IMPNRGZ
[8 empty] | elc_wof_JPN_036 | S03aH01 | 0.036215 | IMPNRGZ
[8 empty] | elc_wof_JPN_036 | S03aH02 | 0.017768 | IMPNRGZ
[8 empty] | elc_wof_JPN_036 | S03aH03 | 0.013109 | IMPNRGZ
[8 empty] | elc_wof_JPN_036 | S03aH04 | 0.013033 | IMPNRGZ
[8 empty] | elc_wof_JPN_036 | S03aH05 | 0.012673 | IMPNRGZ
[8 empty] | elc_wof_JPN_036 | S03aH06 | 0.011345 | IMPNRGZ
[8 empty] | elc_wof_JPN_036 | S04aH01 | 0.12207 | IMPNRGZ
[8 empty] | elc_wof_JPN_036 | S04aH02 | 0.059323 | IMPNRGZ
[8 empty] | elc_wof_JPN_036 | S04aH03 | 0.045943 | IMPNRGZ
[8 empty] | elc_wof_JPN_036 | S04aH04 | 0.045883 | IMPNRGZ
[8 empty] | elc_wof_JPN_036 | S04aH05 | 0.047093 | IMPNRGZ
[8 empty] | elc_wof_JPN_036 | S04aH06 | 0.047031 | IMPNRGZ
[8 empty] | elc_wof_JPN_037 | S01aH01 | 0.10497 | IMPNRGZ
[8 empty] | elc_wof_JPN_037 | S01aH02 | 0.050909 | IMPNRGZ
[8 empty] | elc_wof_JPN_037 | S01aH03 | 0.036074 | IMPNRGZ
[8 empty] | elc_wof_JPN_037 | S01aH04 | 0.035136 | IMPNRGZ
[8 empty] | elc_wof_JPN_037 | S01aH05 | 0.039445 | IMPNRGZ
[8 empty] | elc_wof_JPN_037 | S01aH06 | 0.040727 | IMPNRGZ
[8 empty] | elc_wof_JPN_037 | S02aH01 | 0.070618 | IMPNRGZ
[8 empty] | elc_wof_JPN_037 | S02aH02 | 0.03349 | IMPNRGZ
[8 empty] | elc_wof_JPN_037 | S02aH03 | 0.026661 | IMPNRGZ
[8 empty] | elc_wof_JPN_037 | S02aH04 | 0.027415 | IMPNRGZ
[8 empty] | elc_wof_JPN_037 | S02aH05 | 0.028376 | IMPNRGZ
[8 empty] | elc_wof_JPN_037 | S02aH06 | 0.028328 | IMPNRGZ
[8 empty] | elc_wof_JPN_037 | S03aH01 | 0.033842 | IMPNRGZ
[8 empty] | elc_wof_JPN_037 | S03aH02 | 0.016615 | IMPNRGZ
[8 empty] | elc_wof_JPN_037 | S03aH03 | 0.012556 | IMPNRGZ
[8 empty] | elc_wof_JPN_037 | S03aH04 | 0.011731 | IMPNRGZ
[8 empty] | elc_wof_JPN_037 | S03aH05 | 0.010849 | IMPNRGZ
[8 empty] | elc_wof_JPN_037 | S03aH06 | 0.010636 | IMPNRGZ
[8 empty] | elc_wof_JPN_037 | S04aH01 | 0.12481 | IMPNRGZ
[8 empty] | elc_wof_JPN_037 | S04aH02 | 0.063129 | IMPNRGZ
[8 empty] | elc_wof_JPN_037 | S04aH03 | 0.048563 | IMPNRGZ
[8 empty] | elc_wof_JPN_037 | S04aH04 | 0.047773 | IMPNRGZ
[8 empty] | elc_wof_JPN_037 | S04aH05 | 0.049233 | IMPNRGZ
[8 empty] | elc_wof_JPN_037 | S04aH06 | 0.048114 | IMPNRGZ
[8 empty] | elc_wof_JPN_038 | S01aH01 | 0.098829 | IMPNRGZ
[8 empty] | elc_wof_JPN_038 | S01aH02 | 0.051125 | IMPNRGZ
[8 empty] | elc_wof_JPN_038 | S01aH03 | 0.037772 | IMPNRGZ
[8 empty] | elc_wof_JPN_038 | S01aH04 | 0.03726 | IMPNRGZ
[8 empty] | elc_wof_JPN_038 | S01aH05 | 0.036421 | IMPNRGZ
[8 empty] | elc_wof_JPN_038 | S01aH06 | 0.036108 | IMPNRGZ
[8 empty] | elc_wof_JPN_038 | S02aH01 | 0.086049 | IMPNRGZ
[8 empty] | elc_wof_JPN_038 | S02aH02 | 0.043019 | IMPNRGZ
[8 empty] | elc_wof_JPN_038 | S02aH03 | 0.031798 | IMPNRGZ
[8 empty] | elc_wof_JPN_038 | S02aH04 | 0.032015 | IMPNRGZ
[8 empty] | elc_wof_JPN_038 | S02aH05 | 0.030255 | IMPNRGZ
[8 empty] | elc_wof_JPN_038 | S02aH06 | 0.028729 | IMPNRGZ
[8 empty] | elc_wof_JPN_038 | S03aH01 | 0.063095 | IMPNRGZ
[8 empty] | elc_wof_JPN_038 | S03aH02 | 0.030522 | IMPNRGZ
[8 empty] | elc_wof_JPN_038 | S03aH03 | 0.02208 | IMPNRGZ
[8 empty] | elc_wof_JPN_038 | S03aH04 | 0.022256 | IMPNRGZ
[8 empty] | elc_wof_JPN_038 | S03aH05 | 0.02211 | IMPNRGZ
[8 empty] | elc_wof_JPN_038 | S03aH06 | 0.021887 | IMPNRGZ
[8 empty] | elc_wof_JPN_038 | S04aH01 | 0.089492 | IMPNRGZ
[8 empty] | elc_wof_JPN_038 | S04aH02 | 0.044229 | IMPNRGZ
[8 empty] | elc_wof_JPN_038 | S04aH03 | 0.033307 | IMPNRGZ
[8 empty] | elc_wof_JPN_038 | S04aH04 | 0.034306 | IMPNRGZ
[8 empty] | elc_wof_JPN_038 | S04aH05 | 0.034368 | IMPNRGZ
[8 empty] | elc_wof_JPN_038 | S04aH06 | 0.032966 | IMPNRGZ
[8 empty] | elc_wof_JPN_039 | S01aH01 | 0.11925 | IMPNRGZ
[8 empty] | elc_wof_JPN_039 | S01aH02 | 0.060734 | IMPNRGZ
[8 empty] | elc_wof_JPN_039 | S01aH03 | 0.03984 | IMPNRGZ
[8 empty] | elc_wof_JPN_039 | S01aH04 | 0.040502 | IMPNRGZ
[8 empty] | elc_wof_JPN_039 | S01aH05 | 0.043218 | IMPNRGZ
[8 empty] | elc_wof_JPN_039 | S01aH06 | 0.044055 | IMPNRGZ
[8 empty] | elc_wof_JPN_039 | S02aH01 | 0.084391 | IMPNRGZ
[8 empty] | elc_wof_JPN_039 | S02aH02 | 0.039678 | IMPNRGZ
[8 empty] | elc_wof_JPN_039 | S02aH03 | 0.028479 | IMPNRGZ
[8 empty] | elc_wof_JPN_039 | S02aH04 | 0.030142 | IMPNRGZ
[8 empty] | elc_wof_JPN_039 | S02aH05 | 0.033123 | IMPNRGZ
[8 empty] | elc_wof_JPN_039 | S02aH06 | 0.032675 | IMPNRGZ
[8 empty] | elc_wof_JPN_039 | S03aH01 | 0.052884 | IMPNRGZ
[8 empty] | elc_wof_JPN_039 | S03aH02 | 0.021642 | IMPNRGZ
[8 empty] | elc_wof_JPN_039 | S03aH03 | 0.017257 | IMPNRGZ
[8 empty] | elc_wof_JPN_039 | S03aH04 | 0.020681 | IMPNRGZ
[8 empty] | elc_wof_JPN_039 | S03aH05 | 0.024493 | IMPNRGZ
[8 empty] | elc_wof_JPN_039 | S03aH06 | 0.023566 | IMPNRGZ
[8 empty] | elc_wof_JPN_039 | S04aH01 | 0.08109 | IMPNRGZ
[8 empty] | elc_wof_JPN_039 | S04aH02 | 0.038037 | IMPNRGZ
[8 empty] | elc_wof_JPN_039 | S04aH03 | 0.029246 | IMPNRGZ
[8 empty] | elc_wof_JPN_039 | S04aH04 | 0.030739 | IMPNRGZ
[8 empty] | elc_wof_JPN_039 | S04aH05 | 0.032572 | IMPNRGZ
[8 empty] | elc_wof_JPN_039 | S04aH06 | 0.031706 | IMPNRGZ
[8 empty] | elc_wof_JPN_040 | S01aH01 | 0.097133 | IMPNRGZ
[8 empty] | elc_wof_JPN_040 | S01aH02 | 0.051152 | IMPNRGZ
[8 empty] | elc_wof_JPN_040 | S01aH03 | 0.037337 | IMPNRGZ
[8 empty] | elc_wof_JPN_040 | S01aH04 | 0.03707 | IMPNRGZ
[8 empty] | elc_wof_JPN_040 | S01aH05 | 0.036711 | IMPNRGZ
[8 empty] | elc_wof_JPN_040 | S01aH06 | 0.035943 | IMPNRGZ
[8 empty] | elc_wof_JPN_040 | S02aH01 | 0.084666 | IMPNRGZ
[8 empty] | elc_wof_JPN_040 | S02aH02 | 0.039784 | IMPNRGZ
[8 empty] | elc_wof_JPN_040 | S02aH03 | 0.03077 | IMPNRGZ
[8 empty] | elc_wof_JPN_040 | S02aH04 | 0.031683 | IMPNRGZ
[8 empty] | elc_wof_JPN_040 | S02aH05 | 0.031461 | IMPNRGZ
[8 empty] | elc_wof_JPN_040 | S02aH06 | 0.031156 | IMPNRGZ
[8 empty] | elc_wof_JPN_040 | S03aH01 | 0.062409 | IMPNRGZ
[8 empty] | elc_wof_JPN_040 | S03aH02 | 0.030594 | IMPNRGZ
[8 empty] | elc_wof_JPN_040 | S03aH03 | 0.023502 | IMPNRGZ
[8 empty] | elc_wof_JPN_040 | S03aH04 | 0.02308 | IMPNRGZ
[8 empty] | elc_wof_JPN_040 | S03aH05 | 0.023351 | IMPNRGZ
[8 empty] | elc_wof_JPN_040 | S03aH06 | 0.02285 | IMPNRGZ
[8 empty] | elc_wof_JPN_040 | S04aH01 | 0.089077 | IMPNRGZ
[8 empty] | elc_wof_JPN_040 | S04aH02 | 0.043325 | IMPNRGZ
[8 empty] | elc_wof_JPN_040 | S04aH03 | 0.033619 | IMPNRGZ
[8 empty] | elc_wof_JPN_040 | S04aH04 | 0.034516 | IMPNRGZ
[8 empty] | elc_wof_JPN_040 | S04aH05 | 0.034692 | IMPNRGZ
[8 empty] | elc_wof_JPN_040 | S04aH06 | 0.03412 | IMPNRGZ
[8 empty] | elc_wof_JPN_041 | S01aH01 | 0.11522 | IMPNRGZ
[8 empty] | elc_wof_JPN_041 | S01aH02 | 0.058275 | IMPNRGZ
[8 empty] | elc_wof_JPN_041 | S01aH03 | 0.040794 | IMPNRGZ
[8 empty] | elc_wof_JPN_041 | S01aH04 | 0.042008 | IMPNRGZ
[8 empty] | elc_wof_JPN_041 | S01aH05 | 0.042799 | IMPNRGZ
[8 empty] | elc_wof_JPN_041 | S01aH06 | 0.039477 | IMPNRGZ
[8 empty] | elc_wof_JPN_041 | S02aH01 | 0.099084 | IMPNRGZ
[8 empty] | elc_wof_JPN_041 | S02aH02 | 0.046615 | IMPNRGZ
[8 empty] | elc_wof_JPN_041 | S02aH03 | 0.032826 | IMPNRGZ
[8 empty] | elc_wof_JPN_041 | S02aH04 | 0.033512 | IMPNRGZ
[8 empty] | elc_wof_JPN_041 | S02aH05 | 0.038369 | IMPNRGZ
[8 empty] | elc_wof_JPN_041 | S02aH06 | 0.037932 | IMPNRGZ
[8 empty] | elc_wof_JPN_041 | S03aH01 | 0.04758 | IMPNRGZ
[8 empty] | elc_wof_JPN_041 | S03aH02 | 0.023272 | IMPNRGZ
[8 empty] | elc_wof_JPN_041 | S03aH03 | 0.017091 | IMPNRGZ
[8 empty] | elc_wof_JPN_041 | S03aH04 | 0.01752 | IMPNRGZ
[8 empty] | elc_wof_JPN_041 | S03aH05 | 0.019409 | IMPNRGZ
[8 empty] | elc_wof_JPN_041 | S03aH06 | 0.017851 | IMPNRGZ
[8 empty] | elc_wof_JPN_041 | S04aH01 | 0.083724 | IMPNRGZ
[8 empty] | elc_wof_JPN_041 | S04aH02 | 0.036939 | IMPNRGZ
[8 empty] | elc_wof_JPN_041 | S04aH03 | 0.024716 | IMPNRGZ
[8 empty] | elc_wof_JPN_041 | S04aH04 | 0.025605 | IMPNRGZ
[8 empty] | elc_wof_JPN_041 | S04aH05 | 0.02906 | IMPNRGZ
[8 empty] | elc_wof_JPN_041 | S04aH06 | 0.030322 | IMPNRGZ
[8 empty] | elc_wof_JPN_042 | S01aH01 | 0.11161 | IMPNRGZ
[8 empty] | elc_wof_JPN_042 | S01aH02 | 0.054969 | IMPNRGZ
[8 empty] | elc_wof_JPN_042 | S01aH03 | 0.041818 | IMPNRGZ
[8 empty] | elc_wof_JPN_042 | S01aH04 | 0.045649 | IMPNRGZ
[8 empty] | elc_wof_JPN_042 | S01aH05 | 0.044989 | IMPNRGZ
[8 empty] | elc_wof_JPN_042 | S01aH06 | 0.039888 | IMPNRGZ
[8 empty] | elc_wof_JPN_042 | S02aH01 | 0.097626 | IMPNRGZ
[8 empty] | elc_wof_JPN_042 | S02aH02 | 0.043323 | IMPNRGZ
[8 empty] | elc_wof_JPN_042 | S02aH03 | 0.034249 | IMPNRGZ
[8 empty] | elc_wof_JPN_042 | S02aH04 | 0.039807 | IMPNRGZ
[8 empty] | elc_wof_JPN_042 | S02aH05 | 0.042648 | IMPNRGZ
[8 empty] | elc_wof_JPN_042 | S02aH06 | 0.037339 | IMPNRGZ
[8 empty] | elc_wof_JPN_042 | S03aH01 | 0.042094 | IMPNRGZ
[8 empty] | elc_wof_JPN_042 | S03aH02 | 0.01918 | IMPNRGZ
[8 empty] | elc_wof_JPN_042 | S03aH03 | 0.016054 | IMPNRGZ
[8 empty] | elc_wof_JPN_042 | S03aH04 | 0.01899 | IMPNRGZ
[8 empty] | elc_wof_JPN_042 | S03aH05 | 0.02001 | IMPNRGZ
[8 empty] | elc_wof_JPN_042 | S03aH06 | 0.01698 | IMPNRGZ
[8 empty] | elc_wof_JPN_042 | S04aH01 | 0.084734 | IMPNRGZ
[8 empty] | elc_wof_JPN_042 | S04aH02 | 0.035762 | IMPNRGZ
[8 empty] | elc_wof_JPN_042 | S04aH03 | 0.024847 | IMPNRGZ
[8 empty] | elc_wof_JPN_042 | S04aH04 | 0.02716 | IMPNRGZ
[8 empty] | elc_wof_JPN_042 | S04aH05 | 0.030214 | IMPNRGZ
[8 empty] | elc_wof_JPN_042 | S04aH06 | 0.030056 | IMPNRGZ
[8 empty] | elc_wof_JPN_043 | S01aH01 | 0.11172 | IMPNRGZ
[8 empty] | elc_wof_JPN_043 | S01aH02 | 0.057416 | IMPNRGZ
[8 empty] | elc_wof_JPN_043 | S01aH03 | 0.037429 | IMPNRGZ
[8 empty] | elc_wof_JPN_043 | S01aH04 | 0.036606 | IMPNRGZ
[8 empty] | elc_wof_JPN_043 | S01aH05 | 0.037913 | IMPNRGZ
[8 empty] | elc_wof_JPN_043 | S01aH06 | 0.036482 | IMPNRGZ
[8 empty] | elc_wof_JPN_043 | S02aH01 | 0.10383 | IMPNRGZ
[8 empty] | elc_wof_JPN_043 | S02aH02 | 0.048578 | IMPNRGZ
[8 empty] | elc_wof_JPN_043 | S02aH03 | 0.032033 | IMPNRGZ
[8 empty] | elc_wof_JPN_043 | S02aH04 | 0.034721 | IMPNRGZ
[8 empty] | elc_wof_JPN_043 | S02aH05 | 0.04036 | IMPNRGZ
[8 empty] | elc_wof_JPN_043 | S02aH06 | 0.039735 | IMPNRGZ
[8 empty] | elc_wof_JPN_043 | S03aH01 | 0.048083 | IMPNRGZ
[8 empty] | elc_wof_JPN_043 | S03aH02 | 0.021587 | IMPNRGZ
[8 empty] | elc_wof_JPN_043 | S03aH03 | 0.015695 | IMPNRGZ
[8 empty] | elc_wof_JPN_043 | S03aH04 | 0.017902 | IMPNRGZ
[8 empty] | elc_wof_JPN_043 | S03aH05 | 0.021463 | IMPNRGZ
[8 empty] | elc_wof_JPN_043 | S03aH06 | 0.019407 | IMPNRGZ
[8 empty] | elc_wof_JPN_043 | S04aH01 | 0.085557 | IMPNRGZ
[8 empty] | elc_wof_JPN_043 | S04aH02 | 0.038887 | IMPNRGZ
[8 empty] | elc_wof_JPN_043 | S04aH03 | 0.025928 | IMPNRGZ
[8 empty] | elc_wof_JPN_043 | S04aH04 | 0.027594 | IMPNRGZ
[8 empty] | elc_wof_JPN_043 | S04aH05 | 0.030445 | IMPNRGZ
[8 empty] | elc_wof_JPN_043 | S04aH06 | 0.030634 | IMPNRGZ
[8 empty] | elc_wof_JPN_044 | S01aH01 | 0.094676 | IMPNRGZ
[8 empty] | elc_wof_JPN_044 | S01aH02 | 0.051002 | IMPNRGZ
[8 empty] | elc_wof_JPN_044 | S01aH03 | 0.033635 | IMPNRGZ
[8 empty] | elc_wof_JPN_044 | S01aH04 | 0.02976 | IMPNRGZ
[8 empty] | elc_wof_JPN_044 | S01aH05 | 0.02865 | IMPNRGZ
[8 empty] | elc_wof_JPN_044 | S01aH06 | 0.029984 | IMPNRGZ
[8 empty] | elc_wof_JPN_044 | S02aH01 | 0.10513 | IMPNRGZ
[8 empty] | elc_wof_JPN_044 | S02aH02 | 0.046394 | IMPNRGZ
[8 empty] | elc_wof_JPN_044 | S02aH03 | 0.032723 | IMPNRGZ
[8 empty] | elc_wof_JPN_044 | S02aH04 | 0.034342 | IMPNRGZ
[8 empty] | elc_wof_JPN_044 | S02aH05 | 0.036963 | IMPNRGZ
[8 empty] | elc_wof_JPN_044 | S02aH06 | 0.037781 | IMPNRGZ
[8 empty] | elc_wof_JPN_044 | S03aH01 | 0.065611 | IMPNRGZ
[8 empty] | elc_wof_JPN_044 | S03aH02 | 0.028195 | IMPNRGZ
[8 empty] | elc_wof_JPN_044 | S03aH03 | 0.019355 | IMPNRGZ
[8 empty] | elc_wof_JPN_044 | S03aH04 | 0.020902 | IMPNRGZ
[8 empty] | elc_wof_JPN_044 | S03aH05 | 0.024154 | IMPNRGZ
[8 empty] | elc_wof_JPN_044 | S03aH06 | 0.023579 | IMPNRGZ
[8 empty] | elc_wof_JPN_044 | S04aH01 | 0.088021 | IMPNRGZ
[8 empty] | elc_wof_JPN_044 | S04aH02 | 0.043945 | IMPNRGZ
[8 empty] | elc_wof_JPN_044 | S04aH03 | 0.03074 | IMPNRGZ
[8 empty] | elc_wof_JPN_044 | S04aH04 | 0.030961 | IMPNRGZ
[8 empty] | elc_wof_JPN_044 | S04aH05 | 0.032045 | IMPNRGZ
[8 empty] | elc_wof_JPN_044 | S04aH06 | 0.031453 | IMPNRGZ

## firmness
~TFM_DINS-TSL: attribute=FLO_EMIS; other_indexes=ACT | [25 empty] | ~TFM_INS-TSL: attribute=FLO_SHAR; limtype=FX | [25 empty] | ~TFM_INS-TSL: attribute=FLO_SHAR; limtype=FX | [25 empty] | ~TFM_DINS-TSL: attribute=NCAP_PKCNT | [24 empty] | ~TFM_DINS-AT
process | commodity | S01aH01 | S01aH02 | S01aH03 | S01aH04 | S01aH05 | S01aH06 | S02aH01 | S02aH02 | S02aH03 | S02aH04 | S02aH05 | S02aH06 | S03aH01 | S03aH02 | S03aH03 | S03aH04 | S03aH05 | S03aH06 | S04aH01 | S04aH02 | S04aH03 | S04aH04 | S04aH05 | S04aH06 | process | commodity | S01aH01 | S01aH02 | S01aH03 | S01aH04 | S01aH05 | S01aH06 | S02aH01 | S02aH02 | S02aH03 | S02aH04 | S02aH05 | S02aH06 | S03aH01 | S03aH02 | S03aH03 | S03aH04 | S03aH05 | S03aH06 | S04aH01 | S04aH02 | S04aH03 | S04aH04 | S04aH05 | S04aH06 | process | commodity | S01aH01 | S01aH02 | S01aH03 | S01aH04 | S01aH05 | S01aH06 | S02aH01 | S02aH02 | S02aH03 | S02aH04 | S02aH05 | S02aH06 | S03aH01 | S03aH02 | S03aH03 | S03aH04 | S03aH05 | S03aH06 | S04aH01 | S04aH02 | S04aH03 | S04aH04 | S04aH05 | S04aH06 | process | S01aH01 | S01aH02 | S01aH03 | S01aH04 | S01aH05 | S01aH06 | S02aH01 | S02aH02 | S02aH03 | S02aH04 | S02aH05 | S02aH06 | S03aH01 | S03aH02 | S03aH03 | S03aH04 | S03aH05 | S03aH06 | S04aH01 | S04aH02 | S04aH03 | S04aH04 | S04aH05 | S04aH06 | process | commodity | other_indexes | ncap_com
distr_solelc_spv_JPN_001 | DEF_E | 0 | 0.63463 | 0.23448 | 0.20104 | 0.40748 | 0 | 0 | 0.48778 | 0.17421 | 0.165 | 0.27515 | 0.80806 | 0 | 0.34673 | 0.07768 | 0.069629 | 0.14293 | 0.68903 | 0 | 0.46897 | 0.13488 | 0.14044 | 0.28744 | 0.97036 | distr_sol* | ELC4H | 0 | 0.51628 | 0.061785 | 0.010479 | 0.020544 | 0.076586 | 0 | 0.24956 | 0.045898 | 0.0040868 | 0.0031135 | 0.21989 | 0 | 0.21159 | 0.044188 | 0.0045008 | 0.0067583 | 0.18457 | 0 | 0.35537 | 0.067832 | 0.0048534 | 0.0078111 | 0.33674 | distr_sol* | ELC8H | 0 | 0 | 0 | 0.044403 | 0.11504 | 0.085203 | 0 | 0 | 0.0056922 | 0.038775 | 0.074831 | 0.046033 | 0 | 0 | 0.0071203 | 0.034256 | 0.058285 | 0.019176 | 0 | 0 | 0.0018578 | 0.060075 | 0.12221 | 0 | distr_solelc_spv_JPN_001 | 0 | 0.061928 | 0.30416 | 0.33297 | 0.16312 | 0 | 0 | 0.15341 | 0.48578 | 0.50969 | 0.32515 | 0.021396 | 0 | 0.23471 | 0.57615 | 0.60595 | 0.41313 | 0.054716 | 0 | 0.16417 | 0.48302 | 0.48412 | 0.27989 | 0.002689 | distr_solelc_spv_JPN_001 | DEF_C | OUT | 0.54021
distr_solelc_spv_JPN_002 | DEF_E | 0 | 0.6114 | 0.2226 | 0.20123 | 0.36948 | 0 | 0 | 0.49869 | 0.17582 | 0.1582 | 0.24599 | 0.75894 | 0 | 0.32159 | 0.054941 | 0.049111 | 0.10984 | 0.67579 | 0 | 0.48135 | 0.13032 | 0.12691 | 0.26977 | 0.95235 | distr_won* | ELC4H | 0.0071054 | 0.0031047 | 0.0019395 | 0.0036279 | 0.0023176 | 0.0047973 | 0.0059034 | 0.0033431 | 0.0088139 | 0.012433 | 0.0013468 | 0.002996 | 0.00098193 | 1.3345e-06 | 0.010511 | 0.0075765 | 0.00065431 | 0.00051191 | 0.0043373 | 0.0032737 | 0.0010786 | 0.0030511 | 0 | 0.0024771 | distr_won* | ELC8H | 0.016227 | 0.014474 | 0.010061 | 0.0039275 | 0.0098118 | 0.011891 | 0.02135 | 0.026016 | 0.0080161 | 0.011693 | 0.026208 | 0.025399 | 0.0033132 | 0.010636 | 0.0024257 | 0.010637 | 0.016702 | 0.0067367 | 0.014403 | 0.016656 | 0.015262 | 0.0027176 | 0.0018944 | 0.015663 | distr_solelc_spv_JPN_002 | 0 | 0.056423 | 0.30209 | 0.34532 | 0.1899 | 0 | 0 | 0.127 | 0.44298 | 0.49069 | 0.32496 | 0.026738 | 0 | 0.24474 | 0.59619 | 0.62787 | 0.44812 | 0.065587 | 0 | 0.15476 | 0.48134 | 0.49325 | 0.30115 | 0.0074934 | distr_solelc_spv_JPN_002 | DEF_C | OUT | 0.5201
distr_solelc_spv_JPN_003 | DEF_E | 0 | 0.63602 | 0.20125 | 0.19193 | 0.38719 | 0 | 0 | 0.43684 | 0.15949 | 0.1433 | 0.20642 | 0.78187 | 0 | 0.40555 | 0.17293 | 0.14677 | 0.21179 | 0.7089 | 0 | 0.49019 | 0.15247 | 0.15283 | 0.32321 | 0.96703 | distr_wof* | ELC4H | 0.0017237 | 0.00059761 | 0.0012506 | 0.00072986 | 0.0013143 | 0.0032746 | 0.0013087 | 0.0012311 | 0.00032965 | 0.0028671 | 0.0037175 | 0.00017213 | 0.0011038 | 0.0002064 | 1.9826e-05 | 0 | 0 | 0.00013512 | 0.0010749 | 0.0007187 | 0.00028735 | 0.00020056 | 0.00010593 | 0.00046742 | distr_wof* | ELC8H | 0.0076681 | 0.0064047 | 0.0044298 | 0.0047657 | 0.0038615 | 0.0046326 | 0.0055936 | 0.0092914 | 0.007379 | 0.0050912 | 0.0062821 | 0.019553 | 0.002855 | 0.0056498 | 0.0020281 | 0.00045132 | 0.0013133 | 2.2661e-05 | 0.0051476 | 0.0030742 | 0.0041815 | 0.0050138 | 0.001765 | 0.0025354 | distr_solelc_spv_JPN_003 | 0 | 0.081923 | 0.38157 | 0.38335 | 0.21413 | 0 | 0 | 0.2161 | 0.5532 | 0.57955 | 0.41178 | 0.034875 | 0 | 0.16819 | 0.45501 | 0.49575 | 0.339 | 0.039894 | 0 | 0.15516 | 0.45463 | 0.44666 | 0.24627 | 0.00090553 | distr_solelc_spv_JPN_003 | DEF_C | OUT | 0.53682
distr_solelc_spv_JPN_004 | DEF_E | 0 | 0.59042 | 0.21174 | 0.19908 | 0.38344 | 0 | 0 | 0.4502 | 0.17406 | 0.16289 | 0.2377 | 0.81341 | 0 | 0.37322 | 0.13023 | 0.13081 | 0.2146 | 0.70753 | 0 | 0.46542 | 0.12699 | 0.13275 | 0.31437 | 0.98535 | [52 empty] | distr_solelc_spv_JPN_004 | 0 | 0.093366 | 0.38158 | 0.38754 | 0.20745 | 0 | 0 | 0.19577 | 0.52827 | 0.54335 | 0.35874 | 0.024176 | 0 | 0.19348 | 0.50433 | 0.52488 | 0.34109 | 0.039595 | 0 | 0.16795 | 0.47899 | 0.47628 | 0.2495 | 0.00049715 | distr_solelc_spv_JPN_004 | DEF_C | OUT | 0.46733
distr_solelc_spv_JPN_005 | DEF_E | 0 | 0.58877 | 0.20233 | 0.1893 | 0.37642 | 0 | 0 | 0.44738 | 0.1676 | 0.15883 | 0.21816 | 0.79723 | 0 | 0.41699 | 0.18284 | 0.16453 | 0.22214 | 0.71904 | 0 | 0.48225 | 0.15042 | 0.15014 | 0.32018 | 0.98332 | [52 empty] | distr_solelc_spv_JPN_005 | 0 | 0.096957 | 0.39837 | 0.39081 | 0.22357 | 0 | 0 | 0.21479 | 0.54081 | 0.55 | 0.38666 | 0.030268 | 0 | 0.15742 | 0.4365 | 0.45727 | 0.30243 | 0.034797 | 0 | 0.16023 | 0.46291 | 0.44578 | 0.241 | 0.00061046 | distr_solelc_spv_JPN_005 | DEF_C | OUT | 0.51352
distr_solelc_spv_JPN_006 | DEF_E | 0 | 0.77326 | 0.158 | 0.1233 | 0.22704 | 0.96382 | 0 | 0.48034 | 0.14477 | 0.12898 | 0.20761 | 0.65208 | 0 | 0.42647 | 0.14593 | 0.1167 | 0.17863 | 0.50847 | 0 | 0.61707 | 0.17246 | 0.12889 | 0.22605 | 0.8925 | [52 empty] | distr_solelc_spv_JPN_006 | 0 | 0.062923 | 0.47543 | 0.46363 | 0.34344 | 0.0081936 | 0 | 0.19413 | 0.58568 | 0.6049 | 0.46535 | 0.084305 | 0 | 0.15038 | 0.47108 | 0.51219 | 0.38371 | 0.092672 | 0 | 0.10733 | 0.45384 | 0.4592 | 0.32267 | 0.017503 | distr_solelc_spv_JPN_006 | DEF_C | OUT | 0.56916
distr_solelc_spv_JPN_007 | DEF_E | 0 | 0.77618 | 0.15079 | 0.11439 | 0.20047 | 0.92568 | 0 | 0.5027 | 0.1493 | 0.13476 | 0.20976 | 0.61692 | 0 | 0.45057 | 0.15179 | 0.11556 | 0.17675 | 0.48735 | 0 | 0.63712 | 0.17675 | 0.14559 | 0.23612 | 0.87401 | [52 empty] | distr_solelc_spv_JPN_007 | 0 | 0.052594 | 0.43282 | 0.42546 | 0.30898 | 0.011755 | 0 | 0.16499 | 0.56499 | 0.59371 | 0.45462 | 0.091347 | 0 | 0.14253 | 0.46358 | 0.51215 | 0.38856 | 0.10005 | 0 | 0.096905 | 0.44402 | 0.44592 | 0.3232 | 0.022053 | distr_solelc_spv_JPN_007 | DEF_C | OUT | 0.52932
distr_solelc_spv_JPN_008 | DEF_E | 0 | 0.78385 | 0.20733 | 0.1642 | 0.2413 | 0.88206 | 0 | 0.62194 | 0.20187 | 0.16615 | 0.20433 | 0.56625 | 0 | 0.54552 | 0.19959 | 0.16533 | 0.21089 | 0.49847 | 0 | 0.66795 | 0.17916 | 0.14505 | 0.22456 | 0.83473 | [52 empty] | distr_solelc_spv_JPN_008 | 0 | 0.045241 | 0.41446 | 0.45706 | 0.37923 | 0.027736 | 0 | 0.11056 | 0.50368 | 0.56042 | 0.46747 | 0.11455 | 0 | 0.097406 | 0.41943 | 0.49052 | 0.37199 | 0.10497 | 0 | 0.075272 | 0.43746 | 0.46988 | 0.35558 | 0.028446 | distr_solelc_spv_JPN_008 | DEF_C | OUT | 0.51342
distr_solelc_spv_JPN_009 | DEF_E | 0 | 0.77171 | 0.1841 | 0.14229 | 0.2346 | 0.88721 | 0 | 0.56566 | 0.17228 | 0.14546 | 0.18684 | 0.56208 | 0 | 0.50851 | 0.19163 | 0.14586 | 0.18331 | 0.47269 | 0 | 0.66555 | 0.19487 | 0.15916 | 0.23028 | 0.83804 | [52 empty] | distr_solelc_spv_JPN_009 | 0 | 0.045272 | 0.40134 | 0.44 | 0.35211 | 0.022834 | 0 | 0.13256 | 0.53265 | 0.58502 | 0.482 | 0.11662 | 0 | 0.10963 | 0.42962 | 0.49885 | 0.38297 | 0.10753 | 0 | 0.076065 | 0.42666 | 0.4541 | 0.33954 | 0.026911 | distr_solelc_spv_JPN_009 | DEF_C | OUT | 0.53541
distr_solelc_spv_JPN_010 | DEF_E | 0 | 0.77473 | 0.17812 | 0.13104 | 0.23211 | 0.89028 | 0 | 0.55393 | 0.17214 | 0.14681 | 0.1885 | 0.55864 | 0 | 0.49469 | 0.18245 | 0.13476 | 0.16747 | 0.46099 | 0 | 0.67084 | 0.19089 | 0.17114 | 0.2378 | 0.84626 | [52 empty] | distr_solelc_spv_JPN_010 | 0 | 0.040506 | 0.37122 | 0.40142 | 0.30696 | 0.018185 | 0 | 0.14115 | 0.52839 | 0.57923 | 0.48379 | 0.11667 | 0 | 0.12056 | 0.43734 | 0.50339 | 0.39406 | 0.11359 | 0 | 0.079843 | 0.4243 | 0.43467 | 0.32854 | 0.02637 | distr_solelc_spv_JPN_010 | DEF_C | OUT | 0.53885
distr_solelc_spv_JPN_011 | DEF_E | 0 | 0.77177 | 0.16693 | 0.13186 | 0.235 | 0.91684 | 0 | 0.51964 | 0.16629 | 0.14276 | 0.197 | 0.57889 | 0 | 0.47387 | 0.15999 | 0.1157 | 0.16209 | 0.46538 | 0 | 0.64492 | 0.17476 | 0.15674 | 0.24838 | 0.86143 | [52 empty] | distr_solelc_spv_JPN_011 | 0 | 0.039265 | 0.35302 | 0.39362 | 0.27847 | 0.012702 | 0 | 0.14893 | 0.53496 | 0.57866 | 0.45999 | 0.098809 | 0 | 0.13173 | 0.46032 | 0.52452 | 0.40542 | 0.11053 | 0 | 0.081355 | 0.41546 | 0.4264 | 0.30786 | 0.021553 | distr_solelc_spv_JPN_011 | DEF_C | OUT | 0.53555
distr_solelc_spv_JPN_012 | DEF_E | 0 | 0.73391 | 0.16934 | 0.14571 | 0.36724 | 0 | 0 | 0.44191 | 0.17865 | 0.15607 | 0.25981 | 0.73114 | 0 | 0.36791 | 0.17344 | 0.15228 | 0.2095 | 0.54457 | 0 | 0.58306 | 0.20012 | 0.19701 | 0.39949 | 0.95983 | [52 empty] | distr_solelc_spv_JPN_012 | 0 | 0.066214 | 0.43351 | 0.4162 | 0.22217 | 0 | 0 | 0.21039 | 0.53591 | 0.52069 | 0.35147 | 0.035652 | 0 | 0.18987 | 0.44914 | 0.46373 | 0.33711 | 0.073625 | 0 | 0.13043 | 0.4089 | 0.37865 | 0.2018 | 0.0042223 | distr_solelc_spv_JPN_012 | DEF_C | OUT | 0.49276
distr_solelc_spv_JPN_013 | DEF_E | 0 | 0.73166 | 0.14153 | 0.12941 | 0.36295 | 0 | 0 | 0.45572 | 0.1941 | 0.17266 | 0.27356 | 0.7641 | 0 | 0.40395 | 0.18541 | 0.16925 | 0.24056 | 0.57037 | 0 | 0.58846 | 0.19545 | 0.19862 | 0.42043 | 0.97045 | [52 empty] | distr_solelc_spv_JPN_013 | 0 | 0.083452 | 0.47818 | 0.43677 | 0.23013 | 0 | 0 | 0.21245 | 0.52625 | 0.51075 | 0.34329 | 0.032834 | 0 | 0.13858 | 0.39084 | 0.42903 | 0.29985 | 0.05669 | 0 | 0.13143 | 0.41913 | 0.38852 | 0.19701 | 0.0024723 | distr_solelc_spv_JPN_013 | DEF_C | OUT | 0.5046
distr_solelc_spv_JPN_014 | DEF_E | 0 | 0.73697 | 0.13472 | 0.13207 | 0.3459 | 0 | 0 | 0.45303 | 0.18348 | 0.15584 | 0.26159 | 0.7443 | 0 | 0.41204 | 0.20902 | 0.16859 | 0.23688 | 0.57111 | 0 | 0.59244 | 0.20197 | 0.20697 | 0.39274 | 0.95598 | [52 empty] | distr_solelc_spv_JPN_014 | 0 | 0.084042 | 0.50705 | 0.46851 | 0.27322 | 0 | 0 | 0.21141 | 0.52939 | 0.52235 | 0.36721 | 0.042208 | 0 | 0.16049 | 0.40455 | 0.42991 | 0.31106 | 0.06319 | 0 | 0.13163 | 0.42164 | 0.37509 | 0.20586 | 0.0038273 | distr_solelc_spv_JPN_014 | DEF_C | OUT | 0.51064
distr_solelc_spv_JPN_015 | DEF_E | 0 | 0.74547 | 0.17965 | 0.15575 | 0.36444 | 0 | 0 | 0.46857 | 0.18003 | 0.16108 | 0.26476 | 0.69745 | 0 | 0.37838 | 0.15687 | 0.12204 | 0.17944 | 0.51009 | 0 | 0.60105 | 0.19466 | 0.17627 | 0.36019 | 0.94918 | [52 empty] | distr_solelc_spv_JPN_015 | 0 | 0.041798 | 0.35291 | 0.36031 | 0.17787 | 0 | 0 | 0.17819 | 0.49549 | 0.50025 | 0.34631 | 0.048452 | 0 | 0.19217 | 0.47492 | 0.5037 | 0.38928 | 0.095033 | 0 | 0.10176 | 0.37477 | 0.35335 | 0.20174 | 0.0068314 | distr_solelc_spv_JPN_015 | DEF_C | OUT | 0.46104
distr_solelc_spv_JPN_016 | DEF_E | 0 | 0.75561 | 0.19055 | 0.16274 | 0.3791 | 0 | 0 | 0.45779 | 0.17233 | 0.14005 | 0.24181 | 0.69672 | 0 | 0.36911 | 0.15796 | 0.12425 | 0.19612 | 0.52237 | 0 | 0.58967 | 0.18917 | 0.17668 | 0.35679 | 0.94737 | [52 empty] | distr_solelc_spv_JPN_016 | 0 | 0.042974 | 0.34974 | 0.35037 | 0.17303 | 0 | 0 | 0.18326 | 0.51035 | 0.52245 | 0.3644 | 0.049638 | 0 | 0.18912 | 0.47525 | 0.51221 | 0.38489 | 0.093051 | 0 | 0.10869 | 0.39174 | 0.37716 | 0.21738 | 0.0069706 | distr_solelc_spv_JPN_016 | DEF_C | OUT | 0.46198
distr_solelc_spv_JPN_017 | DEF_E | 0 | 0.75626 | 0.17691 | 0.14088 | 0.32712 | 0 | 0 | 0.46514 | 0.18441 | 0.15501 | 0.24498 | 0.67365 | 0 | 0.37252 | 0.15154 | 0.12736 | 0.18265 | 0.50433 | 0 | 0.60878 | 0.19714 | 0.17508 | 0.34271 | 0.94234 | [52 empty] | distr_solelc_spv_JPN_017 | 0 | 0.047506 | 0.35985 | 0.37625 | 0.20546 | 0 | 0 | 0.17189 | 0.50267 | 0.52651 | 0.37587 | 0.056947 | 0 | 0.18569 | 0.48027 | 0.52554 | 0.4101 | 0.098368 | 0 | 0.10048 | 0.37705 | 0.3665 | 0.22335 | 0.0082103 | distr_solelc_spv_JPN_017 | DEF_C | OUT | 0.45236
distr_solelc_spv_JPN_018 | DEF_E | 0 | 0.76171 | 0.18595 | 0.14632 | 0.35947 | 0 | 0 | 0.48952 | 0.18748 | 0.15177 | 0.24528 | 0.68247 | 0 | 0.40023 | 0.17384 | 0.1406 | 0.19127 | 0.51369 | 0 | 0.61455 | 0.20873 | 0.19719 | 0.36113 | 0.93621 | [52 empty] | distr_solelc_spv_JPN_018 | 0 | 0.049387 | 0.38301 | 0.39602 | 0.21845 | 0 | 0 | 0.1722 | 0.50892 | 0.54343 | 0.3956 | 0.056876 | 0 | 0.15411 | 0.44127 | 0.50569 | 0.39317 | 0.093423 | 0 | 0.10367 | 0.38444 | 0.36506 | 0.21479 | 0.008816 | distr_solelc_spv_JPN_018 | DEF_C | OUT | 0.49208
distr_solelc_spv_JPN_019 | DEF_E | 0 | 0.74461 | 0.15189 | 0.13841 | 0.33415 | 0 | 0 | 0.45554 | 0.18954 | 0.1666 | 0.2519 | 0.72387 | 0 | 0.38409 | 0.18101 | 0.14608 | 0.21591 | 0.537 | 0 | 0.59777 | 0.20287 | 0.20484 | 0.37895 | 0.95493 | [52 empty] | distr_solelc_spv_JPN_019 | 0 | 0.072015 | 0.4481 | 0.42881 | 0.24113 | 0 | 0 | 0.19644 | 0.51163 | 0.52093 | 0.38198 | 0.047479 | 0 | 0.17596 | 0.43232 | 0.47097 | 0.34399 | 0.075508 | 0 | 0.12549 | 0.41562 | 0.37812 | 0.20668 | 0.0047961 | distr_solelc_spv_JPN_019 | DEF_C | OUT | 0.49318
distr_solelc_spv_JPN_020 | DEF_E | 0 | 0.73496 | 0.15059 | 0.12569 | 0.32429 | 0 | 0 | 0.44986 | 0.18121 | 0.15668 | 0.24399 | 0.69281 | 0 | 0.37069 | 0.16527 | 0.13305 | 0.18751 | 0.51393 | 0 | 0.59619 | 0.19816 | 0.18599 | 0.35978 | 0.94872 | [52 empty] | distr_solelc_spv_JPN_020 | 0 | 0.057259 | 0.41747 | 0.41656 | 0.22164 | 0 | 0 | 0.18958 | 0.50952 | 0.50876 | 0.35791 | 0.048334 | 0 | 0.1849 | 0.45239 | 0.47038 | 0.35785 | 0.08491 | 0 | 0.11177 | 0.38824 | 0.35314 | 0.20056 | 0.0058829 | distr_solelc_spv_JPN_020 | DEF_C | OUT | 0.47114
distr_solelc_spv_JPN_021 | DEF_E | 0 | 0.75731 | 0.1751 | 0.14037 | 0.27596 | 0.99259 | 0 | 0.47564 | 0.16956 | 0.14319 | 0.21374 | 0.68425 | 0 | 0.4516 | 0.1758 | 0.14254 | 0.19559 | 0.55006 | 0 | 0.60019 | 0.20837 | 0.17236 | 0.28576 | 0.91311 | [52 empty] | distr_solelc_spv_JPN_021 | 0 | 0.072727 | 0.47145 | 0.46615 | 0.32383 | 0.00014123 | 0 | 0.1819 | 0.52893 | 0.5509 | 0.42103 | 0.065413 | 0 | 0.15004 | 0.44131 | 0.48807 | 0.35001 | 0.068795 | 0 | 0.10578 | 0.41042 | 0.41999 | 0.2805 | 0.012347 | distr_solelc_spv_JPN_021 | DEF_C | OUT | 0.50615
distr_solelc_spv_JPN_022 | DEF_E | 0 | 0.75271 | 0.1692 | 0.14518 | 0.29291 | 0 | 0 | 0.4777 | 0.17575 | 0.14277 | 0.21184 | 0.70648 | 0 | 0.43205 | 0.15768 | 0.13672 | 0.19877 | 0.56006 | 0 | 0.58928 | 0.2121 | 0.1908 | 0.3194 | 0.9276 | [52 empty] | distr_solelc_spv_JPN_022 | 0 | 0.077166 | 0.47603 | 0.46589 | 0.31947 | 0 | 0 | 0.1854 | 0.53383 | 0.55816 | 0.41785 | 0.062423 | 0 | 0.15691 | 0.45851 | 0.49668 | 0.3488 | 0.064797 | 0 | 0.11179 | 0.41285 | 0.40659 | 0.25431 | 0.010567 | distr_solelc_spv_JPN_022 | DEF_C | OUT | 0.49957
distr_solelc_spv_JPN_023 | DEF_E | 0 | 0.75023 | 0.13898 | 0.11936 | 0.27207 | 0.99259 | 0 | 0.46519 | 0.15785 | 0.13445 | 0.20822 | 0.67255 | 0 | 0.43917 | 0.17234 | 0.14086 | 0.19438 | 0.54312 | 0 | 0.61763 | 0.22721 | 0.18194 | 0.29624 | 0.91446 | [52 empty] | distr_solelc_spv_JPN_023 | 0 | 0.075855 | 0.49175 | 0.47635 | 0.33 | 7.7211e-05 | 0 | 0.19201 | 0.55568 | 0.56762 | 0.42667 | 0.068547 | 0 | 0.14637 | 0.43367 | 0.46333 | 0.33084 | 0.066029 | 0 | 0.10425 | 0.40399 | 0.39623 | 0.25688 | 0.010528 | distr_solelc_spv_JPN_023 | DEF_C | OUT | 0.5356
distr_solelc_spv_JPN_024 | DEF_E | 0 | 0.75427 | 0.21174 | 0.15873 | 0.33371 | 0.99259 | 0 | 0.47439 | 0.15451 | 0.13647 | 0.22936 | 0.65604 | 0 | 0.42909 | 0.17221 | 0.14079 | 0.19881 | 0.52847 | 0 | 0.59805 | 0.20488 | 0.19091 | 0.31704 | 0.91739 | [52 empty] | distr_solelc_spv_JPN_024 | 0 | 0.036928 | 0.31147 | 0.35492 | 0.21159 | 3.2312e-05 | 0 | 0.16805 | 0.52323 | 0.55969 | 0.40345 | 0.066461 | 0 | 0.14113 | 0.44132 | 0.48376 | 0.35742 | 0.077532 | 0 | 0.087487 | 0.37725 | 0.39087 | 0.25307 | 0.011253 | distr_solelc_spv_JPN_024 | DEF_C | OUT | 0.4934
distr_solelc_spv_JPN_025 | DEF_E | 0 | 0.78704 | 0.23634 | 0.17406 | 0.32412 | 0.97407 | 0 | 0.50151 | 0.16726 | 0.14225 | 0.21052 | 0.64635 | 0 | 0.43613 | 0.16767 | 0.14903 | 0.18405 | 0.50299 | 0 | 0.65099 | 0.20612 | 0.16553 | 0.28309 | 0.9076 | [52 empty] | distr_solelc_spv_JPN_025 | 0 | 0.034424 | 0.33006 | 0.38543 | 0.24183 | 0.0049469 | 0 | 0.17456 | 0.55141 | 0.59313 | 0.46569 | 0.085052 | 0 | 0.16022 | 0.4866 | 0.54339 | 0.43411 | 0.10925 | 0 | 0.093497 | 0.40906 | 0.44271 | 0.30334 | 0.015658 | distr_solelc_spv_JPN_025 | DEF_C | OUT | 0.55137
distr_solelc_spv_JPN_026 | DEF_E | 0 | 0.77115 | 0.19419 | 0.14516 | 0.27346 | 0.95952 | 0 | 0.47885 | 0.14596 | 0.13845 | 0.20988 | 0.63301 | 0 | 0.42389 | 0.15258 | 0.12615 | 0.17379 | 0.48412 | 0 | 0.6305 | 0.1943 | 0.14923 | 0.25709 | 0.89286 | [52 empty] | distr_solelc_spv_JPN_026 | 0 | 0.038443 | 0.35293 | 0.407 | 0.26584 | 0.005454 | 0 | 0.18234 | 0.57131 | 0.59567 | 0.46228 | 0.081798 | 0 | 0.15672 | 0.48367 | 0.5217 | 0.39818 | 0.097876 | 0 | 0.098518 | 0.42223 | 0.43379 | 0.28902 | 0.01584 | distr_solelc_spv_JPN_026 | DEF_C | OUT | 0.53093
distr_solelc_spv_JPN_027 | DEF_E | 0 | 0.7574 | 0.19176 | 0.15272 | 0.35826 | 0 | 0 | 0.47325 | 0.16638 | 0.14148 | 0.22277 | 0.68396 | 0 | 0.39399 | 0.1702 | 0.13252 | 0.1945 | 0.52392 | 0 | 0.60008 | 0.20141 | 0.20183 | 0.3792 | 0.93416 | [52 empty] | distr_solelc_spv_JPN_027 | 0 | 0.047388 | 0.36523 | 0.38135 | 0.21263 | 0 | 0 | 0.17469 | 0.51016 | 0.5452 | 0.39878 | 0.056529 | 0 | 0.16003 | 0.45296 | 0.51135 | 0.38417 | 0.084693 | 0 | 0.10489 | 0.38625 | 0.36552 | 0.20557 | 0.0074106 | distr_solelc_spv_JPN_027 | DEF_C | OUT | 0.50393
distr_solelc_spv_JPN_028 | DEF_E | 0 | 0.75905 | 0.17995 | 0.16003 | 0.35007 | 0 | 0 | 0.47989 | 0.16961 | 0.15091 | 0.23532 | 0.67438 | 0 | 0.42437 | 0.18851 | 0.14838 | 0.20264 | 0.52924 | 0 | 0.60357 | 0.21039 | 0.219 | 0.36435 | 0.93475 | [52 empty] | distr_solelc_spv_JPN_028 | 0 | 0.044755 | 0.36667 | 0.3744 | 0.20931 | 0 | 0 | 0.15774 | 0.49151 | 0.53309 | 0.38021 | 0.056679 | 0 | 0.14926 | 0.43753 | 0.47578 | 0.3583 | 0.081003 | 0 | 0.091902 | 0.37028 | 0.36675 | 0.22602 | 0.0082855 | distr_solelc_spv_JPN_028 | DEF_C | OUT | 0.47501
distr_solelc_spv_JPN_029 | DEF_E | 0 | 0.74825 | 0.15853 | 0.14411 | 0.32727 | 0 | 0 | 0.45187 | 0.15761 | 0.14251 | 0.22099 | 0.69336 | 0 | 0.40788 | 0.17941 | 0.14923 | 0.22002 | 0.55407 | 0 | 0.59319 | 0.20558 | 0.21338 | 0.37788 | 0.93111 | [52 empty] | distr_solelc_spv_JPN_029 | 0 | 0.06335 | 0.43089 | 0.39889 | 0.24305 | 0 | 0 | 0.18063 | 0.52284 | 0.54149 | 0.39613 | 0.056877 | 0 | 0.14419 | 0.42666 | 0.45207 | 0.31689 | 0.063736 | 0 | 0.10304 | 0.38991 | 0.37156 | 0.22054 | 0.0067316 | distr_solelc_spv_JPN_029 | DEF_C | OUT | 0.46842
distr_solelc_spv_JPN_030 | DEF_E | 0 | 0.74723 | 0.17178 | 0.1424 | 0.31441 | 0 | 0 | 0.45132 | 0.12868 | 0.1268 | 0.21239 | 0.68761 | 0 | 0.43287 | 0.18673 | 0.1434 | 0.22079 | 0.56116 | 0 | 0.59674 | 0.20046 | 0.19163 | 0.34227 | 0.93281 | [52 empty] | distr_solelc_spv_JPN_030 | 0 | 0.064935 | 0.42746 | 0.42139 | 0.26587 | 0 | 0 | 0.20073 | 0.56275 | 0.57273 | 0.41199 | 0.060771 | 0 | 0.1365 | 0.4201 | 0.46076 | 0.31676 | 0.056265 | 0 | 0.10109 | 0.39343 | 0.38301 | 0.2358 | 0.0081454 | distr_solelc_spv_JPN_030 | DEF_C | OUT | 0.52682
distr_wofelc_wof_JPN_001 | DEF_E | 0.24672 | 0.26916 | 0.26652 | 0.28247 | 0.26206 | 0.2649 | 0.33718 | 0.36807 | 0.35576 | 0.35294 | 0.34219 | 0.32562 | 0.34979 | 0.40723 | 0.40005 | 0.39196 | 0.38833 | 0.40369 | 0.29996 | 0.30629 | 0.30063 | 0.31692 | 0.29886 | 0.29889 | [52 empty] | distr_wofelc_wof_JPN_001 | 0.61129 | 0.58 | 0.57616 | 0.53696 | 0.56877 | 0.57971 | 0.35056 | 0.31793 | 0.31814 | 0.30911 | 0.31764 | 0.30321 | 0.3709 | 0.31425 | 0.31624 | 0.32454 | 0.32113 | 0.29209 | 0.52723 | 0.52277 | 0.54582 | 0.54392 | 0.56349 | 0.55384 | distr_wonelc_won_JPN_001 | DEF_C | OUT | 0.60782
distr_wofelc_wof_JPN_002 | DEF_E | 0.27082 | 0.27833 | 0.28146 | 0.28712 | 0.27991 | 0.26996 | 0.32573 | 0.34246 | 0.34012 | 0.32906 | 0.32846 | 0.33829 | 0.39544 | 0.47034 | 0.47084 | 0.47741 | 0.46484 | 0.47293 | 0.30121 | 0.30761 | 0.29968 | 0.31115 | 0.30481 | 0.31478 | [52 empty] | distr_wofelc_wof_JPN_002 | 0.56868 | 0.53936 | 0.51653 | 0.48825 | 0.51139 | 0.54316 | 0.34424 | 0.33549 | 0.33525 | 0.33294 | 0.32436 | 0.29453 | 0.33857 | 0.29228 | 0.28924 | 0.28257 | 0.27579 | 0.25375 | 0.54716 | 0.54188 | 0.55101 | 0.53026 | 0.54765 | 0.53474 | distr_wonelc_won_JPN_002 | DEF_C | OUT | 0.50917
distr_wofelc_wof_JPN_003 | DEF_E | 0.32406 | 0.31385 | 0.31318 | 0.3116 | 0.29215 | 0.28075 | 0.36592 | 0.37697 | 0.36281 | 0.36181 | 0.34864 | 0.35247 | 0.35988 | 0.38176 | 0.40049 | 0.39775 | 0.39432 | 0.39445 | 0.32949 | 0.33306 | 0.33386 | 0.34806 | 0.34405 | 0.34066 | [52 empty] | distr_wofelc_wof_JPN_003 | 0.4728 | 0.48048 | 0.49421 | 0.49789 | 0.50587 | 0.52005 | 0.40458 | 0.38862 | 0.39596 | 0.39218 | 0.40584 | 0.39623 | 0.43261 | 0.3744 | 0.35835 | 0.36519 | 0.36885 | 0.34866 | 0.53285 | 0.51125 | 0.52626 | 0.51955 | 0.53331 | 0.53321 | distr_wonelc_won_JPN_003 | DEF_C | OUT | 0.31288
distr_wofelc_wof_JPN_004 | DEF_E | 0.35196 | 0.34328 | 0.34406 | 0.34153 | 0.31971 | 0.30821 | 0.38103 | 0.37353 | 0.37604 | 0.37775 | 0.37601 | 0.38237 | 0.41768 | 0.42627 | 0.44619 | 0.46667 | 0.47559 | 0.46177 | 0.32188 | 0.32512 | 0.32985 | 0.33306 | 0.32448 | 0.32631 | [52 empty] | distr_wofelc_wof_JPN_004 | 0.44891 | 0.43745 | 0.43716 | 0.45586 | 0.47549 | 0.48949 | 0.3704 | 0.358 | 0.37181 | 0.38447 | 0.38127 | 0.36096 | 0.37136 | 0.33663 | 0.31778 | 0.32134 | 0.33207 | 0.30763 | 0.52822 | 0.50642 | 0.51046 | 0.50816 | 0.5338 | 0.52328 | distr_wonelc_won_JPN_004 | DEF_C | OUT | 0.27721
distr_wofelc_wof_JPN_005 | DEF_E | 0.31747 | 0.33422 | 0.3335 | 0.33591 | 0.31793 | 0.30572 | 0.34456 | 0.34438 | 0.36236 | 0.35991 | 0.35635 | 0.36274 | 0.49067 | 0.50304 | 0.51168 | 0.52624 | 0.52127 | 0.53123 | 0.32021 | 0.32676 | 0.31774 | 0.32793 | 0.32938 | 0.32112 | [52 empty] | distr_wofelc_wof_JPN_005 | 0.42485 | 0.40783 | 0.4205 | 0.41898 | 0.43706 | 0.44179 | 0.30294 | 0.2735 | 0.28195 | 0.30798 | 0.32479 | 0.30297 | 0.23437 | 0.23282 | 0.22986 | 0.23675 | 0.22332 | 0.19568 | 0.48718 | 0.45179 | 0.47476 | 0.49495 | 0.51464 | 0.50711 | distr_wonelc_won_JPN_005 | DEF_C | OUT | 0.20379
distr_wofelc_wof_JPN_006 | DEF_E | 0.28666 | 0.26237 | 0.25339 | 0.26588 | 0.27134 | 0.27123 | 0.34966 | 0.34653 | 0.33526 | 0.33065 | 0.33181 | 0.34127 | 0.3235 | 0.37709 | 0.37955 | 0.36924 | 0.36347 | 0.36804 | 0.31764 | 0.32792 | 0.32469 | 0.33529 | 0.32393 | 0.31873 | [52 empty] | distr_wofelc_wof_JPN_006 | 0.54319 | 0.54897 | 0.55798 | 0.54297 | 0.55672 | 0.5714 | 0.39342 | 0.39276 | 0.40273 | 0.39471 | 0.40797 | 0.37521 | 0.45511 | 0.37919 | 0.36129 | 0.37568 | 0.37922 | 0.35866 | 0.53329 | 0.5165 | 0.52156 | 0.51503 | 0.54095 | 0.54511 | distr_wonelc_won_JPN_006 | DEF_C | OUT | 0.19677
distr_wofelc_wof_JPN_007 | DEF_E | 0.29433 | 0.30355 | 0.30892 | 0.31865 | 0.311 | 0.29838 | 0.34953 | 0.37474 | 0.35757 | 0.36295 | 0.34617 | 0.34361 | 0.41233 | 0.46418 | 0.48645 | 0.47891 | 0.48038 | 0.48299 | 0.29731 | 0.3116 | 0.31246 | 0.33746 | 0.32839 | 0.32261 | [52 empty] | distr_wofelc_wof_JPN_007 | 0.49319 | 0.44974 | 0.44793 | 0.4596 | 0.50205 | 0.48244 | 0.35417 | 0.33017 | 0.3339 | 0.34436 | 0.34706 | 0.31445 | 0.35894 | 0.30427 | 0.29226 | 0.29892 | 0.29451 | 0.26829 | 0.54023 | 0.51491 | 0.51165 | 0.50568 | 0.52773 | 0.51166 | distr_wonelc_won_JPN_007 | DEF_C | OUT | 0.53017
distr_wofelc_wof_JPN_008 | DEF_E | 0.32577 | 0.33206 | 0.36566 | 0.36102 | 0.33008 | 0.32011 | 0.41104 | 0.40868 | 0.43852 | 0.4158 | 0.42137 | 0.4362 | 0.4324 | 0.46506 | 0.46562 | 0.41995 | 0.40077 | 0.3945 | 0.37886 | 0.37658 | 0.40144 | 0.39733 | 0.37755 | 0.38766 | [52 empty] | distr_wofelc_wof_JPN_008 | 0.4167 | 0.40088 | 0.35978 | 0.37892 | 0.41327 | 0.42233 | 0.32753 | 0.29925 | 0.27514 | 0.30242 | 0.31565 | 0.2951 | 0.21595 | 0.18828 | 0.18993 | 0.21899 | 0.23639 | 0.21398 | 0.33994 | 0.32762 | 0.30755 | 0.32563 | 0.3444 | 0.32795 | distr_wonelc_won_JPN_008 | DEF_C | OUT | 0.3414
distr_wofelc_wof_JPN_009 | DEF_E | 0.30066 | 0.31459 | 0.34935 | 0.36863 | 0.34564 | 0.3319 | 0.4073 | 0.40845 | 0.43293 | 0.40294 | 0.38165 | 0.39944 | 0.45061 | 0.52175 | 0.5405 | 0.45721 | 0.37002 | 0.37678 | 0.33476 | 0.36448 | 0.37551 | 0.37107 | 0.36038 | 0.36046 | [52 empty] | distr_wofelc_wof_JPN_009 | 0.41889 | 0.39338 | 0.33371 | 0.33554 | 0.36918 | 0.36125 | 0.3616 | 0.33535 | 0.29692 | 0.32226 | 0.35225 | 0.31743 | 0.18993 | 0.16091 | 0.15376 | 0.19415 | 0.22358 | 0.19274 | 0.342 | 0.33935 | 0.31647 | 0.31418 | 0.32972 | 0.31021 | distr_wonelc_won_JPN_009 | DEF_C | OUT | 0.2116
distr_wofelc_wof_JPN_010 | DEF_E | 0.35518 | 0.3321 | 0.37137 | 0.41915 | 0.42936 | 0.38233 | 0.36325 | 0.39594 | 0.42509 | 0.41162 | 0.39441 | 0.36303 | 0.35002 | 0.40937 | 0.42072 | 0.39731 | 0.32995 | 0.31863 | 0.38787 | 0.3751 | 0.37878 | 0.38199 | 0.37506 | 0.37809 | [52 empty] | distr_wofelc_wof_JPN_010 | 0.33058 | 0.33238 | 0.29266 | 0.27294 | 0.29117 | 0.30141 | 0.32824 | 0.3011 | 0.27084 | 0.29045 | 0.31894 | 0.30585 | 0.29534 | 0.26169 | 0.25675 | 0.29727 | 0.34052 | 0.3162 | 0.38865 | 0.37956 | 0.36753 | 0.371 | 0.37378 | 0.36879 | distr_wonelc_won_JPN_010 | DEF_C | OUT | 0.36136
distr_wofelc_wof_JPN_011 | DEF_E | 0.34397 | 0.33531 | 0.34615 | 0.3506 | 0.34272 | 0.33754 | 0.38515 | 0.39303 | 0.41002 | 0.40913 | 0.38339 | 0.37816 | 0.42657 | 0.4874 | 0.49844 | 0.45665 | 0.41108 | 0.41262 | 0.35108 | 0.34988 | 0.35798 | 0.37207 | 0.37519 | 0.37045 | [52 empty] | distr_wofelc_wof_JPN_011 | 0.39676 | 0.36242 | 0.32785 | 0.333 | 0.36586 | 0.3753 | 0.34558 | 0.30053 | 0.27185 | 0.29278 | 0.3277 | 0.31488 | 0.2623 | 0.24441 | 0.24307 | 0.27292 | 0.29695 | 0.26786 | 0.40839 | 0.39566 | 0.3783 | 0.37549 | 0.38054 | 0.37587 | distr_wonelc_won_JPN_011 | DEF_C | OUT | 0.36
distr_wofelc_wof_JPN_012 | DEF_E | 0.33224 | 0.31208 | 0.31745 | 0.30908 | 0.29489 | 0.28505 | 0.35118 | 0.37097 | 0.37421 | 0.36379 | 0.36083 | 0.37089 | 0.39482 | 0.40089 | 0.41154 | 0.40162 | 0.38865 | 0.40543 | 0.31995 | 0.32594 | 0.33229 | 0.34285 | 0.33522 | 0.33868 | [52 empty] | distr_wofelc_wof_JPN_012 | 0.49323 | 0.49875 | 0.47809 | 0.49933 | 0.51561 | 0.52456 | 0.42673 | 0.38933 | 0.37983 | 0.40612 | 0.43746 | 0.4212 | 0.39384 | 0.36402 | 0.34585 | 0.35388 | 0.35961 | 0.33762 | 0.50759 | 0.49712 | 0.50219 | 0.50308 | 0.51521 | 0.49847 | distr_wonelc_won_JPN_012 | DEF_C | OUT | 0.24983
distr_wofelc_wof_JPN_013 | DEF_E | 0.34289 | 0.3148 | 0.32504 | 0.33318 | 0.31877 | 0.32746 | 0.37795 | 0.40351 | 0.41011 | 0.42179 | 0.40163 | 0.40505 | 0.41167 | 0.42039 | 0.41565 | 0.40982 | 0.39728 | 0.41984 | 0.38518 | 0.38196 | 0.38106 | 0.41137 | 0.41072 | 0.40277 | [52 empty] | distr_wofelc_wof_JPN_013 | 0.49501 | 0.50088 | 0.46995 | 0.48302 | 0.50615 | 0.48749 | 0.40723 | 0.3496 | 0.33002 | 0.36291 | 0.41174 | 0.391 | 0.35384 | 0.3138 | 0.28111 | 0.27583 | 0.28098 | 0.26658 | 0.42631 | 0.42104 | 0.41044 | 0.40198 | 0.42309 | 0.41852 | distr_wonelc_won_JPN_013 | DEF_C | OUT | 0.39356
distr_wofelc_wof_JPN_014 | DEF_E | 0.40209 | 0.38411 | 0.39746 | 0.40625 | 0.4099 | 0.39373 | 0.40988 | 0.46885 | 0.50094 | 0.44224 | 0.40796 | 0.41923 | 0.38863 | 0.41709 | 0.43702 | 0.42338 | 0.3751 | 0.35545 | 0.40832 | 0.42696 | 0.43019 | 0.40842 | 0.36453 | 0.37558 | [52 empty] | distr_wofelc_wof_JPN_014 | 0.33726 | 0.29928 | 0.27883 | 0.31771 | 0.33221 | 0.30008 | 0.32743 | 0.27542 | 0.2671 | 0.30242 | 0.33186 | 0.28675 | 0.24516 | 0.20448 | 0.20187 | 0.23015 | 0.25472 | 0.19023 | 0.30971 | 0.26832 | 0.2607 | 0.28302 | 0.3313 | 0.31566 | distr_wonelc_won_JPN_014 | DEF_C | OUT | 0.1879
distr_wofelc_wof_JPN_015 | DEF_E | 0.32207 | 0.29899 | 0.34667 | 0.35139 | 0.3439 | 0.34913 | 0.35191 | 0.42084 | 0.4322 | 0.4071 | 0.37267 | 0.36308 | 0.37896 | 0.41669 | 0.42019 | 0.40262 | 0.36758 | 0.36805 | 0.33686 | 0.32489 | 0.31908 | 0.32607 | 0.33155 | 0.34525 | [52 empty] | distr_wofelc_wof_JPN_015 | 0.50647 | 0.48885 | 0.45263 | 0.45875 | 0.48674 | 0.47345 | 0.43585 | 0.37017 | 0.34456 | 0.38107 | 0.42456 | 0.40875 | 0.35938 | 0.29967 | 0.27126 | 0.28303 | 0.31773 | 0.27245 | 0.4652 | 0.45488 | 0.45004 | 0.44335 | 0.47264 | 0.4565 | distr_wonelc_won_JPN_015 | DEF_C | OUT | 0.45652
distr_wofelc_wof_JPN_016 | DEF_E | 0.28017 | 0.30837 | 0.32453 | 0.31605 | 0.28577 | 0.26338 | 0.31694 | 0.32873 | 0.3292 | 0.29632 | 0.3016 | 0.3154 | 0.45916 | 0.47014 | 0.48803 | 0.46533 | 0.43587 | 0.44863 | 0.38333 | 0.39563 | 0.39501 | 0.377 | 0.38036 | 0.37525 | [52 empty] | distr_wofelc_wof_JPN_016 | 0.49008 | 0.45387 | 0.43392 | 0.45644 | 0.47021 | 0.46129 | 0.43191 | 0.39599 | 0.41824 | 0.4591 | 0.45715 | 0.41116 | 0.17447 | 0.15981 | 0.14142 | 0.14894 | 0.16106 | 0.14835 | 0.3349 | 0.3245 | 0.33959 | 0.35952 | 0.35928 | 0.34638 | distr_wonelc_won_JPN_016 | DEF_C | OUT | 0.45274
distr_wofelc_wof_JPN_017 | DEF_E | 0.22485 | 0.23791 | 0.25659 | 0.25722 | 0.22942 | 0.21159 | 0.26958 | 0.28761 | 0.27721 | 0.25803 | 0.23844 | 0.24727 | 0.41511 | 0.43375 | 0.45211 | 0.43941 | 0.42031 | 0.41687 | 0.29143 | 0.31394 | 0.34144 | 0.32 | 0.29796 | 0.2962 | [52 empty] | distr_wofelc_wof_JPN_017 | 0.59838 | 0.57993 | 0.573 | 0.60475 | 0.61875 | 0.59019 | 0.51403 | 0.48184 | 0.47472 | 0.5187 | 0.55083 | 0.5181 | 0.24082 | 0.21958 | 0.22374 | 0.25071 | 0.26057 | 0.24372 | 0.48434 | 0.4296 | 0.40538 | 0.43087 | 0.46475 | 0.46226 | distr_wonelc_won_JPN_017 | DEF_C | OUT | 0.41283
distr_wofelc_wof_JPN_018 | DEF_E | 0.23619 | 0.24898 | 0.27 | 0.25194 | 0.2276 | 0.22576 | 0.28547 | 0.30174 | 0.32311 | 0.29443 | 0.26738 | 0.28714 | 0.42241 | 0.42341 | 0.42138 | 0.38692 | 0.35736 | 0.37645 | 0.34871 | 0.39703 | 0.40188 | 0.35701 | 0.35937 | 0.37923 | [52 empty] | distr_wofelc_wof_JPN_018 | 0.56225 | 0.54268 | 0.53973 | 0.58563 | 0.58755 | 0.53951 | 0.45773 | 0.42523 | 0.42986 | 0.48259 | 0.49057 | 0.418 | 0.21868 | 0.19499 | 0.18575 | 0.21278 | 0.23265 | 0.20479 | 0.36841 | 0.32198 | 0.32586 | 0.3718 | 0.37515 | 0.34883 | distr_wonelc_won_JPN_018 | DEF_C | OUT | 0.34316
distr_wofelc_wof_JPN_019 | DEF_E | 0.28984 | 0.3303 | 0.34408 | 0.3146 | 0.29612 | 0.29177 | 0.2658 | 0.28648 | 0.27397 | 0.23411 | 0.21099 | 0.21749 | 0.3931 | 0.41082 | 0.41974 | 0.38348 | 0.35103 | 0.35513 | 0.30181 | 0.34838 | 0.36196 | 0.34731 | 0.2973 | 0.28781 | [52 empty] | distr_wofelc_wof_JPN_019 | 0.47979 | 0.46451 | 0.46052 | 0.48323 | 0.49354 | 0.46652 | 0.5264 | 0.49142 | 0.51862 | 0.56159 | 0.59019 | 0.56616 | 0.23988 | 0.22347 | 0.23612 | 0.25861 | 0.28496 | 0.2691 | 0.46039 | 0.41316 | 0.40787 | 0.43284 | 0.46166 | 0.45068 | distr_wonelc_won_JPN_019 | DEF_C | OUT | 0.40406
distr_wofelc_wof_JPN_020 | DEF_E | 0.41939 | 0.43148 | 0.45017 | 0.46037 | 0.4548 | 0.44594 | 0.45947 | 0.44725 | 0.49501 | 0.49949 | 0.48547 | 0.46424 | 0.48173 | 0.52754 | 0.57145 | 0.49538 | 0.43396 | 0.4567 | 0.45438 | 0.46262 | 0.45898 | 0.47242 | 0.46957 | 0.45692 | [52 empty] | distr_wofelc_wof_JPN_020 | 0.34222 | 0.36592 | 0.38317 | 0.38972 | 0.36112 | 0.32823 | 0.3204 | 0.31847 | 0.31421 | 0.30295 | 0.31831 | 0.31862 | 0.16506 | 0.12037 | 0.11102 | 0.12581 | 0.15559 | 0.17148 | 0.30144 | 0.265 | 0.27523 | 0.26932 | 0.25299 | 0.26691 | distr_wonelc_won_JPN_020 | DEF_C | OUT | 0.43775
distr_wofelc_wof_JPN_021 | DEF_E | 0.30346 | 0.31475 | 0.3056 | 0.32124 | 0.33226 | 0.33618 | 0.31124 | 0.29995 | 0.31347 | 0.32627 | 0.33168 | 0.34391 | 0.39825 | 0.42196 | 0.4516 | 0.42919 | 0.38514 | 0.38859 | 0.32144 | 0.30383 | 0.30888 | 0.3376 | 0.33674 | 0.32135 | [52 empty] | distr_wofelc_wof_JPN_021 | 0.5271 | 0.53584 | 0.54124 | 0.52654 | 0.51249 | 0.49064 | 0.53325 | 0.51511 | 0.49858 | 0.48153 | 0.49725 | 0.49446 | 0.32059 | 0.27517 | 0.25917 | 0.29167 | 0.35818 | 0.35181 | 0.48989 | 0.46214 | 0.47159 | 0.45139 | 0.43721 | 0.47974 | distr_wonelc_won_JPN_021 | DEF_C | OUT | 0.43599
distr_wofelc_wof_JPN_022 | DEF_E | 0.23754 | 0.242 | 0.26939 | 0.27852 | 0.26227 | 0.24708 | 0.29358 | 0.30656 | 0.29521 | 0.27782 | 0.27789 | 0.28032 | 0.42139 | 0.44618 | 0.44621 | 0.44223 | 0.43336 | 0.41984 | 0.32805 | 0.35307 | 0.33577 | 0.32977 | 0.32404 | 0.32441 | [52 empty] | distr_wofelc_wof_JPN_022 | 0.61075 | 0.58917 | 0.57199 | 0.56474 | 0.58055 | 0.58818 | 0.58057 | 0.53927 | 0.55375 | 0.56546 | 0.57001 | 0.57839 | 0.31823 | 0.29762 | 0.28597 | 0.29248 | 0.30773 | 0.30158 | 0.47564 | 0.455 | 0.48119 | 0.49955 | 0.50044 | 0.49675 | distr_wonelc_won_JPN_022 | DEF_C | OUT | 0.26562
distr_wofelc_wof_JPN_023 | DEF_E | 0.30468 | 0.3036 | 0.29542 | 0.30548 | 0.31433 | 0.32007 | 0.30475 | 0.30571 | 0.29527 | 0.27625 | 0.27878 | 0.27832 | 0.34353 | 0.39 | 0.39532 | 0.3486 | 0.31937 | 0.33813 | 0.31643 | 0.3359 | 0.36153 | 0.35605 | 0.33526 | 0.34592 | [52 empty] | distr_wofelc_wof_JPN_023 | 0.521 | 0.5256 | 0.52477 | 0.52348 | 0.51734 | 0.50159 | 0.55871 | 0.53702 | 0.536 | 0.55942 | 0.54993 | 0.53655 | 0.3141 | 0.28814 | 0.28506 | 0.30743 | 0.3378 | 0.31747 | 0.48576 | 0.44616 | 0.46218 | 0.47889 | 0.49336 | 0.48733 | distr_wonelc_won_JPN_023 | DEF_C | OUT | 0.34624
distr_wofelc_wof_JPN_024 | DEF_E | 0.34536 | 0.34805 | 0.3383 | 0.34024 | 0.3598 | 0.37011 | 0.32312 | 0.34362 | 0.33739 | 0.32795 | 0.31812 | 0.33175 | 0.41611 | 0.44336 | 0.4573 | 0.4199 | 0.38979 | 0.41894 | 0.3316 | 0.32802 | 0.35863 | 0.38802 | 0.3785 | 0.35249 | [52 empty] | distr_wofelc_wof_JPN_024 | 0.46182 | 0.47563 | 0.4859 | 0.47793 | 0.44921 | 0.43019 | 0.48069 | 0.45564 | 0.45198 | 0.46696 | 0.48215 | 0.45783 | 0.23882 | 0.21554 | 0.21085 | 0.2452 | 0.28923 | 0.25932 | 0.42027 | 0.39953 | 0.41961 | 0.41854 | 0.42477 | 0.43026 | distr_wonelc_won_JPN_024 | DEF_C | OUT | 0.42198
distr_wofelc_wof_JPN_025 | DEF_E | 0.25975 | 0.27659 | 0.28651 | 0.2644 | 0.266 | 0.26217 | 0.32157 | 0.32929 | 0.33939 | 0.35591 | 0.36679 | 0.36753 | 0.48096 | 0.46826 | 0.4989 | 0.51855 | 0.47498 | 0.49424 | 0.41695 | 0.42322 | 0.44355 | 0.43612 | 0.44231 | 0.4357 | [52 empty] | distr_wofelc_wof_JPN_025 | 0.60381 | 0.57591 | 0.54803 | 0.56999 | 0.57263 | 0.58362 | 0.40973 | 0.39845 | 0.4198 | 0.4406 | 0.43319 | 0.39021 | 0.19087 | 0.17206 | 0.16383 | 0.16393 | 0.16803 | 0.1577 | 0.35748 | 0.32177 | 0.31428 | 0.31304 | 0.31874 | 0.3337 | distr_wonelc_won_JPN_025 | DEF_C | OUT | 0.40149
distr_wofelc_wof_JPN_026 | DEF_E | 0.3154 | 0.33153 | 0.33409 | 0.33209 | 0.32707 | 0.32145 | 0.41009 | 0.42069 | 0.43052 | 0.42585 | 0.41979 | 0.45397 | 0.49724 | 0.51021 | 0.5448 | 0.52813 | 0.48542 | 0.50084 | 0.47906 | 0.49382 | 0.51778 | 0.51469 | 0.46146 | 0.45173 | [52 empty] | distr_wofelc_wof_JPN_026 | 0.49409 | 0.4537 | 0.42792 | 0.46126 | 0.47195 | 0.47275 | 0.26033 | 0.26841 | 0.28278 | 0.32174 | 0.3263 | 0.27088 | 0.13595 | 0.12303 | 0.1343 | 0.1486 | 0.16116 | 0.12577 | 0.26235 | 0.23152 | 0.23756 | 0.26432 | 0.2705 | 0.26464 | distr_wonelc_won_JPN_026 | DEF_C | OUT | 0.65938
distr_wofelc_wof_JPN_027 | DEF_E | 0.30445 | 0.32596 | 0.34003 | 0.32747 | 0.31558 | 0.33314 | 0.38639 | 0.37916 | 0.38056 | 0.36344 | 0.35196 | 0.37809 | 0.47652 | 0.49798 | 0.52153 | 0.49014 | 0.47551 | 0.50024 | 0.42954 | 0.43562 | 0.47372 | 0.47404 | 0.43695 | 0.42726 | [52 empty] | distr_wofelc_wof_JPN_027 | 0.52602 | 0.46668 | 0.44929 | 0.49148 | 0.51357 | 0.49421 | 0.34536 | 0.36179 | 0.37024 | 0.40601 | 0.39396 | 0.33288 | 0.22685 | 0.23459 | 0.24083 | 0.26704 | 0.26218 | 0.21575 | 0.3085 | 0.29036 | 0.3097 | 0.33367 | 0.34611 | 0.31576 | distr_wonelc_won_JPN_027 | DEF_C | OUT | 0.54219
distr_wofelc_wof_JPN_028 | DEF_E | 0.27717 | 0.28597 | 0.30595 | 0.27901 | 0.27315 | 0.29427 | 0.34274 | 0.32639 | 0.32239 | 0.31845 | 0.33674 | 0.35146 | 0.47235 | 0.4823 | 0.50773 | 0.50352 | 0.48023 | 0.49168 | 0.45353 | 0.46796 | 0.47421 | 0.46177 | 0.46173 | 0.45476 | [52 empty] | distr_wofelc_wof_JPN_028 | 0.62561 | 0.58728 | 0.54317 | 0.57634 | 0.59354 | 0.57956 | 0.42937 | 0.43787 | 0.45087 | 0.48364 | 0.47312 | 0.41184 | 0.24791 | 0.23838 | 0.25221 | 0.27103 | 0.28203 | 0.23375 | 0.35879 | 0.33405 | 0.34279 | 0.36825 | 0.37674 | 0.36251 | distr_wonelc_won_JPN_028 | DEF_C | OUT | 0.35749
distr_wofelc_wof_JPN_029 | DEF_E | 0.35438 | 0.33096 | 0.35161 | 0.38627 | 0.39048 | 0.38714 | 0.34415 | 0.40494 | 0.42147 | 0.38654 | 0.35272 | 0.34878 | 0.32913 | 0.37187 | 0.39128 | 0.37373 | 0.3396 | 0.32871 | 0.35002 | 0.34606 | 0.34842 | 0.35582 | 0.3251 | 0.33868 | [52 empty] | distr_wofelc_wof_JPN_029 | 0.45879 | 0.42359 | 0.40263 | 0.41213 | 0.42347 | 0.40763 | 0.46035 | 0.38105 | 0.36798 | 0.40743 | 0.44878 | 0.43515 | 0.42939 | 0.35054 | 0.35322 | 0.38782 | 0.43655 | 0.39923 | 0.45194 | 0.41765 | 0.41004 | 0.41865 | 0.45579 | 0.45566 | distr_wonelc_won_JPN_029 | DEF_C | OUT | 0.34621
distr_wofelc_wof_JPN_030 | DEF_E | 0.35778 | 0.34003 | 0.35124 | 0.35494 | 0.35711 | 0.35274 | 0.35913 | 0.38494 | 0.39301 | 0.3693 | 0.37154 | 0.38506 | 0.41993 | 0.4113 | 0.44486 | 0.43155 | 0.41465 | 0.42452 | 0.38438 | 0.39541 | 0.38509 | 0.38877 | 0.36703 | 0.35869 | [52 empty] | distr_wofelc_wof_JPN_030 | 0.45012 | 0.43745 | 0.40341 | 0.44578 | 0.47157 | 0.44552 | 0.41838 | 0.38796 | 0.36561 | 0.38204 | 0.39951 | 0.37644 | 0.34621 | 0.35455 | 0.34161 | 0.35862 | 0.35645 | 0.32682 | 0.3863 | 0.36738 | 0.36362 | 0.36576 | 0.39233 | 0.39228 | distr_wonelc_won_JPN_030 | DEF_C | OUT | 0.4864
distr_wofelc_wof_JPN_031 | DEF_E | 0.30967 | 0.31418 | 0.31593 | 0.32316 | 0.32859 | 0.32199 | 0.31769 | 0.32097 | 0.35642 | 0.35628 | 0.36069 | 0.36225 | 0.43961 | 0.4216 | 0.44388 | 0.4503 | 0.44793 | 0.45613 | 0.42187 | 0.41073 | 0.41009 | 0.40925 | 0.41392 | 0.41185 | [52 empty] | distr_wofelc_wof_JPN_031 | 0.54279 | 0.52053 | 0.50835 | 0.52924 | 0.54731 | 0.53464 | 0.45265 | 0.44337 | 0.43335 | 0.4439 | 0.44973 | 0.42379 | 0.30019 | 0.30426 | 0.31205 | 0.3285 | 0.32316 | 0.28823 | 0.37401 | 0.37123 | 0.39475 | 0.39649 | 0.39086 | 0.37605 | distr_wonelc_won_JPN_031 | DEF_C | OUT | 0.41742
distr_wofelc_wof_JPN_032 | DEF_E | 0.29081 | 0.34122 | 0.35261 | 0.34242 | 0.33537 | 0.3317 | 0.39566 | 0.37849 | 0.37057 | 0.35815 | 0.38157 | 0.40512 | 0.48526 | 0.45897 | 0.46891 | 0.44884 | 0.44051 | 0.44884 | 0.37968 | 0.41346 | 0.43776 | 0.42949 | 0.39302 | 0.37732 | [52 empty] | distr_wofelc_wof_JPN_032 | 0.54393 | 0.46418 | 0.44627 | 0.49334 | 0.50587 | 0.48845 | 0.39999 | 0.39633 | 0.40431 | 0.4127 | 0.40606 | 0.3692 | 0.19609 | 0.22789 | 0.21802 | 0.18476 | 0.17471 | 0.16549 | 0.36561 | 0.33386 | 0.32538 | 0.34598 | 0.38456 | 0.37316 | distr_wofelc_wof_JPN_001 | DEF_C | OUT | 0.60927
distr_wofelc_wof_JPN_033 | DEF_E | 0.30282 | 0.34042 | 0.33505 | 0.33533 | 0.32308 | 0.32392 | 0.3381 | 0.35375 | 0.37778 | 0.37728 | 0.34712 | 0.35745 | 0.42699 | 0.42306 | 0.42624 | 0.44288 | 0.44237 | 0.43342 | 0.3865 | 0.41005 | 0.41826 | 0.42409 | 0.40507 | 0.38218 | [52 empty] | distr_wofelc_wof_JPN_033 | 0.51903 | 0.45843 | 0.44747 | 0.4832 | 0.51646 | 0.50997 | 0.39435 | 0.37479 | 0.36676 | 0.38089 | 0.38154 | 0.35166 | 0.2309 | 0.25138 | 0.25449 | 0.26435 | 0.26718 | 0.22653 | 0.35105 | 0.33699 | 0.34062 | 0.34369 | 0.36482 | 0.36276 | distr_wofelc_wof_JPN_002 | DEF_C | OUT | 0.56829
distr_wofelc_wof_JPN_034 | DEF_E | 0.3583 | 0.35867 | 0.37193 | 0.34349 | 0.31567 | 0.33379 | 0.36676 | 0.35668 | 0.36731 | 0.35779 | 0.37173 | 0.38351 | 0.4308 | 0.45065 | 0.46525 | 0.47702 | 0.47142 | 0.45749 | 0.3284 | 0.33397 | 0.329 | 0.32071 | 0.30851 | 0.32543 | [52 empty] | distr_wofelc_wof_JPN_034 | 0.40037 | 0.39567 | 0.38231 | 0.41784 | 0.44036 | 0.41433 | 0.34941 | 0.37294 | 0.39964 | 0.40446 | 0.39389 | 0.35957 | 0.21468 | 0.20895 | 0.1984 | 0.21349 | 0.20992 | 0.17918 | 0.47829 | 0.46931 | 0.47523 | 0.4857 | 0.50583 | 0.48305 | distr_wofelc_wof_JPN_003 | DEF_C | OUT | 0.53331
distr_wofelc_wof_JPN_035 | DEF_E | 0.3665 | 0.38616 | 0.39647 | 0.37888 | 0.35245 | 0.35071 | 0.3709 | 0.34249 | 0.35659 | 0.37067 | 0.39275 | 0.40988 | 0.42312 | 0.4319 | 0.42745 | 0.44036 | 0.44576 | 0.4559 | 0.35776 | 0.36587 | 0.37888 | 0.37933 | 0.37465 | 0.36331 | [52 empty] | distr_wofelc_wof_JPN_035 | 0.3594 | 0.34647 | 0.33533 | 0.35139 | 0.37934 | 0.38429 | 0.30145 | 0.30287 | 0.29602 | 0.29843 | 0.30739 | 0.30826 | 0.11909 | 0.13092 | 0.12894 | 0.12381 | 0.11153 | 0.10588 | 0.39351 | 0.362 | 0.36251 | 0.35367 | 0.37176 | 0.39924 | distr_wofelc_wof_JPN_004 | DEF_C | OUT | 0.53347
distr_wofelc_wof_JPN_036 | DEF_E | 0.32771 | 0.34898 | 0.3594 | 0.35531 | 0.3331 | 0.32694 | 0.35496 | 0.33648 | 0.32924 | 0.32857 | 0.32353 | 0.34437 | 0.48086 | 0.4744 | 0.47683 | 0.48829 | 0.48844 | 0.51706 | 0.32792 | 0.32147 | 0.31434 | 0.32279 | 0.31933 | 0.31349 | [52 empty] | distr_wofelc_wof_JPN_036 | 0.3811 | 0.3541 | 0.3405 | 0.35544 | 0.4029 | 0.39916 | 0.32141 | 0.30748 | 0.32581 | 0.34456 | 0.36612 | 0.33826 | 0.14295 | 0.14027 | 0.13799 | 0.13719 | 0.1334 | 0.11942 | 0.48717 | 0.47349 | 0.48893 | 0.48829 | 0.50117 | 0.5005 | distr_wofelc_wof_JPN_005 | DEF_C | OUT | 0.51464
distr_wofelc_wof_JPN_037 | DEF_E | 0.29783 | 0.31264 | 0.34046 | 0.34368 | 0.31427 | 0.29549 | 0.3593 | 0.3505 | 0.34213 | 0.35296 | 0.36516 | 0.35652 | 0.55796 | 0.5533 | 0.56313 | 0.55767 | 0.55704 | 0.56328 | 0.31701 | 0.31992 | 0.32546 | 0.33533 | 0.33081 | 0.32046 | [52 empty] | distr_wofelc_wof_JPN_037 | 0.41416 | 0.40173 | 0.37956 | 0.36969 | 0.41503 | 0.42852 | 0.27257 | 0.25853 | 0.27442 | 0.28218 | 0.29207 | 0.29158 | 0.13063 | 0.12826 | 0.12924 | 0.12075 | 0.11167 | 0.10948 | 0.48706 | 0.49269 | 0.50535 | 0.49713 | 0.51232 | 0.50068 | distr_wofelc_wof_JPN_006 | DEF_C | OUT | 0.5574
distr_wofelc_wof_JPN_038 | DEF_E | 0.26058 | 0.24783 | 0.24717 | 0.25371 | 0.27023 | 0.2766 | 0.31678 | 0.30161 | 0.29254 | 0.28047 | 0.2889 | 0.31801 | 0.354 | 0.35807 | 0.35772 | 0.34701 | 0.34589 | 0.3647 | 0.304 | 0.29597 | 0.30988 | 0.31854 | 0.31034 | 0.31707 | [52 empty] | distr_wofelc_wof_JPN_038 | 0.61261 | 0.63382 | 0.62437 | 0.6159 | 0.60203 | 0.59687 | 0.5218 | 0.52173 | 0.5142 | 0.51769 | 0.48924 | 0.46456 | 0.3826 | 0.37017 | 0.35705 | 0.35989 | 0.35752 | 0.35393 | 0.54864 | 0.5423 | 0.54451 | 0.56084 | 0.56185 | 0.53893 | distr_wofelc_wof_JPN_007 | DEF_C | OUT | 0.53959
distr_wofelc_wof_JPN_039 | DEF_E | 0.21901 | 0.19941 | 0.2587 | 0.26729 | 0.24868 | 0.23975 | 0.3409 | 0.36416 | 0.34342 | 0.33326 | 0.31195 | 0.31061 | 0.43224 | 0.49227 | 0.48884 | 0.41425 | 0.37343 | 0.38233 | 0.34476 | 0.31135 | 0.32281 | 0.34071 | 0.34097 | 0.34823 | [52 empty] | distr_wofelc_wof_JPN_039 | 0.65482 | 0.667 | 0.58339 | 0.59309 | 0.63286 | 0.6451 | 0.45334 | 0.42629 | 0.40796 | 0.43178 | 0.47448 | 0.46806 | 0.28408 | 0.23252 | 0.2472 | 0.29626 | 0.35085 | 0.33758 | 0.44039 | 0.41315 | 0.42355 | 0.44517 | 0.47172 | 0.45917 | distr_wofelc_wof_JPN_008 | DEF_C | OUT | 0.42233
distr_wofelc_wof_JPN_040 | DEF_E | 0.25424 | 0.20608 | 0.22142 | 0.24083 | 0.25444 | 0.26893 | 0.28653 | 0.30515 | 0.30231 | 0.28545 | 0.28807 | 0.29167 | 0.38823 | 0.38789 | 0.38744 | 0.38139 | 0.39959 | 0.39762 | 0.28788 | 0.27157 | 0.25163 | 0.25785 | 0.2653 | 0.29048 | [52 empty] | distr_wofelc_wof_JPN_040 | 0.62584 | 0.65916 | 0.6415 | 0.63692 | 0.63076 | 0.61755 | 0.53365 | 0.50152 | 0.51719 | 0.53253 | 0.52881 | 0.52367 | 0.39336 | 0.38568 | 0.39502 | 0.38792 | 0.39248 | 0.38406 | 0.56763 | 0.55216 | 0.57128 | 0.58652 | 0.58951 | 0.57979 | distr_wofelc_wof_JPN_009 | DEF_C | OUT | 0.41889
distr_wofelc_wof_JPN_041 | DEF_E | 0.27277 | 0.26424 | 0.2871 | 0.29277 | 0.29387 | 0.29926 | 0.30943 | 0.32964 | 0.34717 | 0.34842 | 0.29832 | 0.2965 | 0.44986 | 0.43942 | 0.45242 | 0.44939 | 0.4218 | 0.41609 | 0.34538 | 0.36179 | 0.3852 | 0.38797 | 0.38582 | 0.36777 | [52 empty] | distr_wofelc_wof_JPN_041 | 0.6086 | 0.61562 | 0.5746 | 0.59171 | 0.60285 | 0.55605 | 0.51199 | 0.48174 | 0.45233 | 0.46177 | 0.5287 | 0.52268 | 0.24586 | 0.2405 | 0.2355 | 0.24142 | 0.26744 | 0.24598 | 0.43738 | 0.38594 | 0.34431 | 0.3567 | 0.40483 | 0.4224 | distr_wofelc_wof_JPN_010 | DEF_C | OUT | 0.38865
distr_wofelc_wof_JPN_042 | DEF_E | 0.29206 | 0.29267 | 0.30892 | 0.29035 | 0.27969 | 0.2994 | 0.33717 | 0.33664 | 0.33336 | 0.28755 | 0.26486 | 0.31354 | 0.47181 | 0.46715 | 0.48151 | 0.44613 | 0.3975 | 0.42649 | 0.32026 | 0.34026 | 0.40598 | 0.39391 | 0.36487 | 0.3362 | [52 empty] | distr_wofelc_wof_JPN_042 | 0.47777 | 0.47059 | 0.47734 | 0.52107 | 0.51354 | 0.45531 | 0.4088 | 0.36283 | 0.38245 | 0.4445 | 0.47623 | 0.41695 | 0.17627 | 0.16063 | 0.17926 | 0.21205 | 0.22344 | 0.18961 | 0.35872 | 0.3028 | 0.28051 | 0.30662 | 0.34109 | 0.33931 | distr_wofelc_wof_JPN_011 | DEF_C | OUT | 0.40823
distr_wofelc_wof_JPN_043 | DEF_E | 0.29736 | 0.28328 | 0.33803 | 0.35994 | 0.34985 | 0.35334 | 0.30955 | 0.35551 | 0.38515 | 0.34981 | 0.29091 | 0.28119 | 0.46499 | 0.48887 | 0.48676 | 0.4616 | 0.44466 | 0.44666 | 0.33974 | 0.35575 | 0.38344 | 0.38444 | 0.36259 | 0.33877 | [52 empty] | distr_wofelc_wof_JPN_043 | 0.48058 | 0.49397 | 0.42935 | 0.41992 | 0.4349 | 0.41849 | 0.43693 | 0.40885 | 0.35947 | 0.38963 | 0.45291 | 0.4459 | 0.20234 | 0.18169 | 0.17613 | 0.2009 | 0.24085 | 0.21778 | 0.364 | 0.33089 | 0.29416 | 0.31305 | 0.34541 | 0.34755 | distr_wofelc_wof_JPN_012 | DEF_C | OUT | 0.51905
distr_wofelc_wof_JPN_044 | DEF_E | 0.28962 | 0.26702 | 0.30448 | 0.37952 | 0.40087 | 0.37022 | 0.301 | 0.34096 | 0.37043 | 0.35643 | 0.31949 | 0.30736 | 0.43744 | 0.48188 | 0.50361 | 0.46739 | 0.44401 | 0.45276 | 0.34989 | 0.33158 | 0.36642 | 0.38182 | 0.37261 | 0.35786 | [52 empty] | distr_wofelc_wof_JPN_044 | 0.4306 | 0.46393 | 0.40794 | 0.36094 | 0.34748 | 0.36365 | 0.46775 | 0.41284 | 0.38825 | 0.40746 | 0.43856 | 0.44827 | 0.29192 | 0.2509 | 0.22964 | 0.24799 | 0.28658 | 0.27976 | 0.39593 | 0.39534 | 0.36872 | 0.37138 | 0.38438 | 0.37728 | distr_wofelc_wof_JPN_013 | DEF_C | OUT | 0.50615
distr_wonelc_won_JPN_001 | DEF_E | 0.2707 | 0.29249 | 0.29829 | 0.30684 | 0.29016 | 0.27391 | 0.33517 | 0.35631 | 0.33562 | 0.34571 | 0.34161 | 0.33911 | 0.39392 | 0.45011 | 0.46228 | 0.45056 | 0.46109 | 0.46845 | 0.27147 | 0.2866 | 0.28274 | 0.30383 | 0.29232 | 0.29459 | [52 empty] | distr_wonelc_won_JPN_001 | 0.56164 | 0.5189 | 0.51514 | 0.52489 | 0.56751 | 0.5538 | 0.42089 | 0.38663 | 0.39589 | 0.41341 | 0.42746 | 0.37972 | 0.40785 | 0.34865 | 0.33429 | 0.33803 | 0.32999 | 0.31463 | 0.6089 | 0.58292 | 0.58118 | 0.56535 | 0.58893 | 0.57986 | distr_wofelc_wof_JPN_014 | DEF_C | OUT | 0.33726
distr_wonelc_won_JPN_002 | DEF_E | 0.29495 | 0.28659 | 0.29612 | 0.29443 | 0.26303 | 0.24131 | 0.3091 | 0.32289 | 0.3411 | 0.31976 | 0.30666 | 0.31739 | 0.33602 | 0.34674 | 0.36344 | 0.32627 | 0.30088 | 0.32685 | 0.29436 | 0.29049 | 0.29355 | 0.30429 | 0.29654 | 0.30027 | [52 empty] | distr_wonelc_won_JPN_002 | 0.48909 | 0.4845 | 0.46331 | 0.48855 | 0.51046 | 0.52007 | 0.42811 | 0.38662 | 0.38557 | 0.42162 | 0.44278 | 0.42096 | 0.39123 | 0.3682 | 0.36215 | 0.38909 | 0.39439 | 0.35367 | 0.50497 | 0.49055 | 0.4999 | 0.50056 | 0.51162 | 0.49035 | distr_wofelc_wof_JPN_015 | DEF_C | OUT | 0.5062
distr_wonelc_won_JPN_003 | DEF_E | 0.41353 | 0.41676 | 0.43768 | 0.39023 | 0.38583 | 0.3928 | 0.44386 | 0.47516 | 0.50985 | 0.44939 | 0.39935 | 0.40414 | 0.44909 | 0.47318 | 0.45615 | 0.42469 | 0.4063 | 0.41598 | 0.47793 | 0.48961 | 0.49742 | 0.47133 | 0.4381 | 0.43597 | [52 empty] | distr_wonelc_won_JPN_003 | 0.24385 | 0.22516 | 0.22403 | 0.30591 | 0.31319 | 0.24226 | 0.21803 | 0.19591 | 0.20469 | 0.2278 | 0.23797 | 0.19453 | 0.11661 | 0.10938 | 0.11219 | 0.13914 | 0.13192 | 0.09449 | 0.19785 | 0.18179 | 0.18027 | 0.20988 | 0.20751 | 0.18212 | distr_wofelc_wof_JPN_016 | DEF_C | OUT | 0.49008
distr_wonelc_won_JPN_004 | DEF_E | 0.3971 | 0.4321 | 0.45697 | 0.41288 | 0.38706 | 0.38173 | 0.43638 | 0.52453 | 0.54842 | 0.474 | 0.40864 | 0.38696 | 0.45787 | 0.55042 | 0.48953 | 0.4278 | 0.37404 | 0.37097 | 0.4697 | 0.50143 | 0.50936 | 0.49494 | 0.46728 | 0.45024 | [52 empty] | distr_wonelc_won_JPN_004 | 0.2249 | 0.19016 | 0.20468 | 0.27219 | 0.27741 | 0.22287 | 0.16822 | 0.14077 | 0.16545 | 0.20527 | 0.21225 | 0.17144 | 0.065427 | 0.063268 | 0.0737 | 0.10123 | 0.096655 | 0.063965 | 0.17909 | 0.15717 | 0.16162 | 0.19701 | 0.19341 | 0.16063 | distr_wofelc_wof_JPN_017 | DEF_C | OUT | 0.60866
distr_wonelc_won_JPN_005 | DEF_E | 0.45105 | 0.46906 | 0.46821 | 0.44658 | 0.43064 | 0.40915 | 0.51644 | 0.57747 | 0.57232 | 0.51467 | 0.45061 | 0.47797 | 0.56909 | 0.59772 | 0.56502 | 0.5023 | 0.47979 | 0.51262 | 0.51802 | 0.51151 | 0.50854 | 0.48327 | 0.44689 | 0.46659 | [52 empty] | distr_wonelc_won_JPN_005 | 0.16077 | 0.14036 | 0.15897 | 0.20379 | 0.19158 | 0.13529 | 0.15397 | 0.12451 | 0.14935 | 0.18277 | 0.18743 | 0.13699 | 0.11658 | 0.10067 | 0.11597 | 0.12373 | 0.11998 | 0.074112 | 0.15895 | 0.11897 | 0.14789 | 0.18516 | 0.1823 | 0.14977 | distr_wofelc_wof_JPN_018 | DEF_C | OUT | 0.58733
distr_wonelc_won_JPN_006 | DEF_E | 0.47484 | 0.4703 | 0.51531 | 0.46971 | 0.45678 | 0.44124 | 0.51927 | 0.56979 | 0.58019 | 0.50294 | 0.45426 | 0.46808 | 0.50423 | 0.53866 | 0.50552 | 0.44479 | 0.40924 | 0.43292 | 0.51604 | 0.51835 | 0.50232 | 0.46154 | 0.44457 | 0.47856 | [52 empty] | distr_wonelc_won_JPN_006 | 0.12819 | 0.12509 | 0.14162 | 0.19677 | 0.17654 | 0.12798 | 0.11601 | 0.092682 | 0.1264 | 0.16887 | 0.16509 | 0.10675 | 0.065944 | 0.069668 | 0.10631 | 0.12723 | 0.098004 | 0.053315 | 0.12038 | 0.10203 | 0.13758 | 0.1729 | 0.14735 | 0.11079 | distr_wofelc_wof_JPN_019 | DEF_C | OUT | 0.57208
distr_wonelc_won_JPN_007 | DEF_E | 0.24654 | 0.23813 | 0.3103 | 0.29704 | 0.27172 | 0.26082 | 0.36062 | 0.38991 | 0.38556 | 0.34422 | 0.30158 | 0.31495 | 0.40748 | 0.4903 | 0.49114 | 0.37333 | 0.28389 | 0.30255 | 0.35562 | 0.34309 | 0.38667 | 0.38725 | 0.37063 | 0.36242 | [52 empty] | distr_wonelc_won_JPN_007 | 0.48588 | 0.47146 | 0.43019 | 0.51527 | 0.53033 | 0.48411 | 0.35306 | 0.32489 | 0.33764 | 0.39519 | 0.43105 | 0.38672 | 0.15784 | 0.11885 | 0.14166 | 0.20098 | 0.24489 | 0.21313 | 0.30438 | 0.28375 | 0.29066 | 0.32969 | 0.34181 | 0.31491 | distr_wofelc_wof_JPN_020 | DEF_C | OUT | 0.38972
distr_wonelc_won_JPN_008 | DEF_E | 0.35962 | 0.40539 | 0.43911 | 0.36202 | 0.34589 | 0.3454 | 0.44536 | 0.4921 | 0.48599 | 0.41703 | 0.38119 | 0.38431 | 0.45368 | 0.57324 | 0.51807 | 0.42691 | 0.32577 | 0.3004 | 0.44956 | 0.48599 | 0.50643 | 0.46559 | 0.4314 | 0.41964 | [52 empty] | distr_wonelc_won_JPN_008 | 0.23274 | 0.20326 | 0.22861 | 0.34297 | 0.31534 | 0.21918 | 0.17747 | 0.15855 | 0.2109 | 0.27801 | 0.27503 | 0.19517 | 0.053863 | 0.051955 | 0.071704 | 0.10567 | 0.10747 | 0.077007 | 0.14699 | 0.13559 | 0.16369 | 0.21333 | 0.20213 | 0.14988 | distr_wofelc_wof_JPN_021 | DEF_C | OUT | 0.54112
distr_wonelc_won_JPN_009 | DEF_E | 0.40063 | 0.41822 | 0.44899 | 0.39236 | 0.39422 | 0.41664 | 0.4722 | 0.4822 | 0.47493 | 0.40699 | 0.42592 | 0.46635 | 0.54834 | 0.5688 | 0.581 | 0.47208 | 0.48804 | 0.5188 | 0.52262 | 0.58246 | 0.62513 | 0.55954 | 0.52028 | 0.48555 | [52 empty] | distr_wonelc_won_JPN_009 | 0.12993 | 0.10465 | 0.11108 | 0.16624 | 0.15039 | 0.11543 | 0.12342 | 0.12445 | 0.15952 | 0.21245 | 0.17424 | 0.11073 | 0.040931 | 0.04332 | 0.039609 | 0.051329 | 0.041886 | 0.031444 | 0.083747 | 0.089061 | 0.11128 | 0.12855 | 0.10456 | 0.071719 | distr_wofelc_wof_JPN_022 | DEF_C | OUT | 0.61041
distr_wonelc_won_JPN_010 | DEF_E | 0.30959 | 0.32292 | 0.36711 | 0.33611 | 0.31162 | 0.30311 | 0.37225 | 0.42055 | 0.45135 | 0.42426 | 0.4065 | 0.36064 | 0.41342 | 0.5015 | 0.49997 | 0.40512 | 0.36125 | 0.36324 | 0.37645 | 0.41492 | 0.42677 | 0.42015 | 0.39 | 0.35711 | [52 empty] | distr_wonelc_won_JPN_010 | 0.339 | 0.29994 | 0.29213 | 0.35556 | 0.36285 | 0.31506 | 0.28398 | 0.23983 | 0.24587 | 0.29989 | 0.30918 | 0.27311 | 0.13364 | 0.10677 | 0.11335 | 0.14486 | 0.16538 | 0.14629 | 0.25409 | 0.23081 | 0.22667 | 0.25606 | 0.26795 | 0.24402 | distr_wofelc_wof_JPN_023 | DEF_C | OUT | 0.55871
distr_wonelc_won_JPN_011 | DEF_E | 0.3404 | 0.37569 | 0.3818 | 0.33162 | 0.30996 | 0.33324 | 0.39761 | 0.41837 | 0.44132 | 0.40951 | 0.37653 | 0.37333 | 0.50408 | 0.47576 | 0.45291 | 0.3817 | 0.35281 | 0.42551 | 0.41479 | 0.44095 | 0.47067 | 0.43282 | 0.37974 | 0.35863 | [52 empty] | distr_wonelc_won_JPN_011 | 0.30981 | 0.24267 | 0.25975 | 0.36006 | 0.3534 | 0.28542 | 0.25595 | 0.23384 | 0.26004 | 0.29981 | 0.29665 | 0.23454 | 0.098613 | 0.10846 | 0.109 | 0.12292 | 0.11566 | 0.088323 | 0.21592 | 0.1965 | 0.21399 | 0.24913 | 0.25189 | 0.20781 | distr_wofelc_wof_JPN_024 | DEF_C | OUT | 0.48581
distr_wonelc_won_JPN_012 | DEF_E | 0.39252 | 0.41619 | 0.50602 | 0.5209 | 0.45851 | 0.40564 | 0.44852 | 0.53084 | 0.55226 | 0.46437 | 0.37199 | 0.36316 | 0.52377 | 0.6612 | 0.66032 | 0.51727 | 0.40438 | 0.38644 | 0.46135 | 0.53808 | 0.62134 | 0.51906 | 0.43626 | 0.41581 | [52 empty] | distr_wonelc_won_JPN_012 | 0.1489 | 0.14665 | 0.1462 | 0.20475 | 0.19237 | 0.18491 | 0.15318 | 0.12012 | 0.15338 | 0.22986 | 0.25804 | 0.22249 | 0.046446 | 0.02749 | 0.029893 | 0.049856 | 0.069428 | 0.077865 | 0.10928 | 0.094232 | 0.098845 | 0.12 | 0.13431 | 0.13782 | distr_wofelc_wof_JPN_025 | DEF_C | OUT | 0.60381
distr_wonelc_won_JPN_013 | DEF_E | 0.28784 | 0.29993 | 0.36672 | 0.42019 | 0.40145 | 0.35564 | 0.30789 | 0.38093 | 0.41242 | 0.35979 | 0.28939 | 0.2765 | 0.42154 | 0.51374 | 0.53815 | 0.45809 | 0.40558 | 0.39526 | 0.35259 | 0.36948 | 0.41897 | 0.40818 | 0.37787 | 0.3313 | [52 empty] | distr_wonelc_won_JPN_013 | 0.32918 | 0.33241 | 0.28349 | 0.27629 | 0.27516 | 0.30001 | 0.3789 | 0.30819 | 0.29442 | 0.34624 | 0.404 | 0.40194 | 0.20721 | 0.15576 | 0.1433 | 0.17769 | 0.22582 | 0.23406 | 0.30477 | 0.27256 | 0.25804 | 0.28369 | 0.30851 | 0.30606 | distr_wofelc_wof_JPN_026 | DEF_C | OUT | 0.49398
distr_wonelc_won_JPN_014 | DEF_E | 0.50776 | 0.51208 | 0.54815 | 0.48486 | 0.45246 | 0.47763 | 0.51102 | 0.50367 | 0.50238 | 0.40549 | 0.38421 | 0.45022 | 0.62095 | 0.70941 | 0.61998 | 0.46448 | 0.48635 | 0.59268 | 0.5287 | 0.54126 | 0.57296 | 0.52653 | 0.48971 | 0.52061 | [52 empty] | distr_wonelc_won_JPN_014 | 0.10109 | 0.099813 | 0.11908 | 0.18225 | 0.17774 | 0.1377 | 0.075699 | 0.055471 | 0.10089 | 0.18912 | 0.18467 | 0.1313 | 0.031219 | 0.036762 | 0.053034 | 0.081817 | 0.077063 | 0.049492 | 0.075848 | 0.078258 | 0.079665 | 0.11973 | 0.11163 | 0.086184 | distr_wofelc_wof_JPN_027 | DEF_C | OUT | 0.52427
distr_wonelc_won_JPN_015 | DEF_E | 0.24831 | 0.23433 | 0.27068 | 0.30186 | 0.2912 | 0.27875 | 0.3056 | 0.31909 | 0.34673 | 0.33451 | 0.30895 | 0.30876 | 0.42228 | 0.47239 | 0.45726 | 0.40957 | 0.36397 | 0.38669 | 0.32063 | 0.28142 | 0.29542 | 0.30278 | 0.30317 | 0.31775 | [52 empty] | distr_wonelc_won_JPN_015 | 0.41331 | 0.41715 | 0.41683 | 0.45269 | 0.46043 | 0.43732 | 0.32891 | 0.28863 | 0.31653 | 0.38699 | 0.41767 | 0.38745 | 0.22682 | 0.21044 | 0.22591 | 0.26896 | 0.28898 | 0.26224 | 0.33526 | 0.33324 | 0.33401 | 0.3721 | 0.3826 | 0.3568 | distr_wofelc_wof_JPN_028 | DEF_C | OUT | 0.62551
distr_wonelc_won_JPN_016 | DEF_E | 0.34866 | 0.35454 | 0.34583 | 0.33606 | 0.33534 | 0.33087 | 0.36534 | 0.38802 | 0.40022 | 0.34282 | 0.31339 | 0.35644 | 0.44373 | 0.4371 | 0.44925 | 0.41902 | 0.40077 | 0.44079 | 0.3982 | 0.42171 | 0.42494 | 0.41148 | 0.36973 | 0.35605 | [52 empty] | distr_wonelc_won_JPN_016 | 0.40198 | 0.37009 | 0.36015 | 0.43335 | 0.45614 | 0.40384 | 0.36223 | 0.33629 | 0.33028 | 0.3668 | 0.38287 | 0.31981 | 0.24496 | 0.2644 | 0.25951 | 0.29292 | 0.27694 | 0.21685 | 0.31415 | 0.30114 | 0.30147 | 0.32198 | 0.3421 | 0.31957 | distr_wofelc_wof_JPN_029 | DEF_C | OUT | 0.45973
distr_wonelc_won_JPN_017 | DEF_E | 0.3144 | 0.32857 | 0.34232 | 0.333 | 0.3187 | 0.34369 | 0.39672 | 0.40903 | 0.41064 | 0.36787 | 0.36132 | 0.3911 | 0.50635 | 0.51334 | 0.53783 | 0.4729 | 0.45331 | 0.50544 | 0.44323 | 0.47482 | 0.50446 | 0.47248 | 0.42316 | 0.42269 | [52 empty] | distr_wonelc_won_JPN_017 | 0.41411 | 0.35932 | 0.35015 | 0.39944 | 0.40928 | 0.38961 | 0.27235 | 0.28433 | 0.30208 | 0.35659 | 0.33393 | 0.26416 | 0.17111 | 0.17227 | 0.17253 | 0.20129 | 0.19477 | 0.16003 | 0.24509 | 0.2299 | 0.25038 | 0.28691 | 0.29332 | 0.25315 | distr_wofelc_wof_JPN_030 | DEF_C | OUT | 0.47123
distr_wonelc_won_JPN_018 | DEF_E | 0.30478 | 0.29153 | 0.32976 | 0.31937 | 0.30203 | 0.30054 | 0.36758 | 0.37735 | 0.41565 | 0.37172 | 0.34007 | 0.3395 | 0.3809 | 0.43915 | 0.44237 | 0.36912 | 0.30922 | 0.31382 | 0.35536 | 0.34572 | 0.35386 | 0.34885 | 0.34078 | 0.3555 | [52 empty] | distr_wonelc_won_JPN_018 | 0.34511 | 0.32494 | 0.2921 | 0.32134 | 0.34218 | 0.33164 | 0.29 | 0.25798 | 0.2415 | 0.28913 | 0.31809 | 0.28066 | 0.20796 | 0.18947 | 0.2019 | 0.25454 | 0.27706 | 0.22645 | 0.3355 | 0.31923 | 0.31343 | 0.33956 | 0.34343 | 0.31653 | distr_wofelc_wof_JPN_031 | DEF_C | OUT | 0.54729
distr_wonelc_won_JPN_019 | DEF_E | 0.34166 | 0.32688 | 0.35108 | 0.35214 | 0.33638 | 0.33038 | 0.35446 | 0.42094 | 0.44236 | 0.399 | 0.35263 | 0.36596 | 0.3673 | 0.39885 | 0.39987 | 0.35482 | 0.32557 | 0.31948 | 0.36301 | 0.36833 | 0.3785 | 0.36893 | 0.33866 | 0.34913 | [52 empty] | distr_wonelc_won_JPN_019 | 0.39353 | 0.3721 | 0.35142 | 0.39159 | 0.40417 | 0.36495 | 0.34715 | 0.28294 | 0.27723 | 0.31832 | 0.36288 | 0.3244 | 0.26577 | 0.2237 | 0.2169 | 0.2386 | 0.25845 | 0.20421 | 0.34 | 0.30902 | 0.31531 | 0.33201 | 0.36452 | 0.34752 | distr_wofelc_wof_JPN_032 | DEF_C | OUT | 0.54393
distr_wonelc_won_JPN_020 | DEF_E | 0.30335 | 0.33577 | 0.34234 | 0.31019 | 0.32509 | 0.31439 | 0.38487 | 0.38436 | 0.41156 | 0.4137 | 0.41043 | 0.43436 | 0.48837 | 0.4862 | 0.5107 | 0.47649 | 0.46768 | 0.5089 | 0.42879 | 0.45353 | 0.49015 | 0.49807 | 0.45745 | 0.42205 | [52 empty] | distr_wonelc_won_JPN_020 | 0.43561 | 0.40259 | 0.39066 | 0.43797 | 0.42847 | 0.41737 | 0.26706 | 0.26562 | 0.29346 | 0.34767 | 0.33482 | 0.26302 | 0.11284 | 0.09962 | 0.10594 | 0.12272 | 0.11954 | 0.092775 | 0.23607 | 0.21395 | 0.20603 | 0.23248 | 0.23434 | 0.22677 | distr_wofelc_wof_JPN_033 | DEF_C | OUT | 0.51868
distr_wonelc_won_JPN_021 | DEF_E | 0.35066 | 0.36489 | 0.38267 | 0.34029 | 0.34982 | 0.35788 | 0.39979 | 0.4287 | 0.41037 | 0.33212 | 0.31572 | 0.36501 | 0.46336 | 0.48213 | 0.46271 | 0.38216 | 0.34382 | 0.40779 | 0.38927 | 0.42518 | 0.45713 | 0.41824 | 0.39701 | 0.39119 | [52 empty] | distr_wonelc_won_JPN_021 | 0.33574 | 0.31557 | 0.3629 | 0.44454 | 0.40547 | 0.31434 | 0.29344 | 0.26348 | 0.31086 | 0.38487 | 0.39765 | 0.31597 | 0.082088 | 0.067789 | 0.077346 | 0.11305 | 0.122 | 0.093518 | 0.21427 | 0.17325 | 0.19076 | 0.2407 | 0.24637 | 0.23551 | distr_wofelc_wof_JPN_034 | DEF_C | OUT | 0.50522
distr_wonelc_won_JPN_022 | DEF_E | 0.46666 | 0.45003 | 0.51933 | 0.45284 | 0.47862 | 0.48453 | 0.51802 | 0.54807 | 0.52253 | 0.44143 | 0.44679 | 0.50543 | 0.54057 | 0.59614 | 0.56459 | 0.46342 | 0.42999 | 0.44474 | 0.49162 | 0.56553 | 0.58466 | 0.55193 | 0.56925 | 0.52884 | [52 empty] | distr_wonelc_won_JPN_022 | 0.1682 | 0.16347 | 0.2094 | 0.26563 | 0.22465 | 0.17176 | 0.14683 | 0.13473 | 0.185 | 0.23774 | 0.2282 | 0.16492 | 0.014724 | 0.010662 | 0.018425 | 0.030845 | 0.02581 | 0.020924 | 0.079007 | 0.074275 | 0.089773 | 0.11665 | 0.11655 | 0.1022 | distr_wofelc_wof_JPN_035 | DEF_C | OUT | 0.39924
distr_wonelc_won_JPN_023 | DEF_E | 0.47229 | 0.47251 | 0.46494 | 0.39285 | 0.43039 | 0.47406 | 0.51331 | 0.55185 | 0.49999 | 0.40662 | 0.40702 | 0.46929 | 0.50541 | 0.56045 | 0.55745 | 0.48363 | 0.48276 | 0.53919 | 0.47625 | 0.51992 | 0.57366 | 0.53891 | 0.54188 | 0.54169 | [52 empty] | distr_wonelc_won_JPN_023 | 0.24577 | 0.22626 | 0.26025 | 0.3463 | 0.31338 | 0.22514 | 0.1728 | 0.16461 | 0.23663 | 0.31824 | 0.28912 | 0.17833 | 0.020625 | 0.020529 | 0.042073 | 0.070735 | 0.051757 | 0.027035 | 0.089679 | 0.081927 | 0.10345 | 0.15029 | 0.137 | 0.11425 | distr_wofelc_wof_JPN_036 | DEF_C | OUT | 0.50117
distr_wonelc_won_JPN_024 | DEF_E | 0.3967 | 0.41571 | 0.43221 | 0.35851 | 0.38368 | 0.39279 | 0.42635 | 0.46218 | 0.43344 | 0.36345 | 0.37167 | 0.42838 | 0.51083 | 0.51672 | 0.52375 | 0.461 | 0.41369 | 0.46406 | 0.42985 | 0.48616 | 0.51194 | 0.45884 | 0.45114 | 0.45956 | [52 empty] | distr_wonelc_won_JPN_024 | 0.25147 | 0.23642 | 0.31297 | 0.42202 | 0.34313 | 0.23562 | 0.23209 | 0.20049 | 0.28262 | 0.37593 | 0.3472 | 0.23553 | 0.046309 | 0.041403 | 0.061486 | 0.093082 | 0.080106 | 0.049745 | 0.14308 | 0.11659 | 0.15299 | 0.19833 | 0.17267 | 0.14316 | distr_wofelc_wof_JPN_037 | DEF_C | OUT | 0.51097
distr_wonelc_won_JPN_025 | DEF_E | 0.34257 | 0.36016 | 0.36588 | 0.32189 | 0.303 | 0.31383 | 0.36476 | 0.38279 | 0.37434 | 0.33302 | 0.3374 | 0.35635 | 0.47058 | 0.51233 | 0.48271 | 0.42775 | 0.41825 | 0.44434 | 0.39701 | 0.41551 | 0.42669 | 0.37816 | 0.37149 | 0.39512 | [52 empty] | distr_wonelc_won_JPN_025 | 0.34585 | 0.32128 | 0.32907 | 0.40036 | 0.36739 | 0.30432 | 0.30807 | 0.28731 | 0.33884 | 0.40487 | 0.38409 | 0.29803 | 0.11171 | 0.10034 | 0.10647 | 0.13183 | 0.1304 | 0.10621 | 0.2563 | 0.22347 | 0.26106 | 0.30688 | 0.29168 | 0.26462 | distr_wofelc_wof_JPN_038 | DEF_C | OUT | 0.63341
distr_wonelc_won_JPN_026 | DEF_E | 0.19336 | 0.2186 | 0.23094 | 0.2234 | 0.19563 | 0.17765 | 0.22723 | 0.24637 | 0.26676 | 0.23863 | 0.2177 | 0.2318 | 0.36489 | 0.37924 | 0.38405 | 0.35241 | 0.32511 | 0.33958 | 0.29506 | 0.32486 | 0.32026 | 0.28097 | 0.27939 | 0.30793 | [52 empty] | distr_wonelc_won_JPN_026 | 0.65076 | 0.62183 | 0.6136 | 0.64757 | 0.66678 | 0.64475 | 0.56885 | 0.52734 | 0.5284 | 0.58106 | 0.60102 | 0.55358 | 0.29313 | 0.26469 | 0.25789 | 0.28917 | 0.31041 | 0.28064 | 0.47689 | 0.43041 | 0.4321 | 0.48211 | 0.49471 | 0.46571 | distr_wofelc_wof_JPN_039 | DEF_C | OUT | 0.66465
distr_wonelc_won_JPN_027 | DEF_E | 0.2728 | 0.28361 | 0.31711 | 0.28074 | 0.2702 | 0.26897 | 0.33768 | 0.35691 | 0.33636 | 0.27935 | 0.28821 | 0.3378 | 0.45308 | 0.47008 | 0.46484 | 0.38601 | 0.35455 | 0.39263 | 0.34145 | 0.38521 | 0.41623 | 0.37515 | 0.35585 | 0.35688 | [52 empty] | distr_wonelc_won_JPN_027 | 0.4241 | 0.40393 | 0.46371 | 0.54322 | 0.48594 | 0.40651 | 0.36143 | 0.3239 | 0.3783 | 0.44964 | 0.43174 | 0.34372 | 0.11732 | 0.10331 | 0.11827 | 0.15015 | 0.14482 | 0.11179 | 0.27248 | 0.22735 | 0.24617 | 0.29174 | 0.2792 | 0.25099 | distr_wofelc_wof_JPN_040 | DEF_C | OUT | 0.64957
distr_wonelc_won_JPN_028 | DEF_E | 0.45462 | 0.47257 | 0.47399 | 0.40782 | 0.42019 | 0.45009 | 0.40536 | 0.41643 | 0.40228 | 0.38512 | 0.39947 | 0.44135 | 0.52505 | 0.59526 | 0.58055 | 0.45697 | 0.42679 | 0.51032 | 0.46602 | 0.49572 | 0.49474 | 0.4395 | 0.44014 | 0.44689 | [52 empty] | distr_wonelc_won_JPN_028 | 0.19883 | 0.18999 | 0.19948 | 0.24052 | 0.20238 | 0.17555 | 0.22486 | 0.2289 | 0.29529 | 0.35889 | 0.31679 | 0.23367 | 0.054017 | 0.048809 | 0.061078 | 0.070802 | 0.070026 | 0.052898 | 0.17355 | 0.15966 | 0.20647 | 0.24846 | 0.21882 | 0.1884 | distr_wofelc_wof_JPN_041 | DEF_C | OUT | 0.61343
distr_wonelc_won_JPN_029 | DEF_E | 0.40818 | 0.45581 | 0.46796 | 0.40644 | 0.41453 | 0.41782 | 0.42654 | 0.4606 | 0.43363 | 0.39149 | 0.37879 | 0.40839 | 0.48189 | 0.54648 | 0.52852 | 0.42172 | 0.35887 | 0.42454 | 0.42625 | 0.4579 | 0.49224 | 0.44682 | 0.39042 | 0.38581 | [52 empty] | distr_wonelc_won_JPN_029 | 0.21968 | 0.22828 | 0.24126 | 0.30041 | 0.23742 | 0.19323 | 0.21965 | 0.20873 | 0.2778 | 0.35102 | 0.31979 | 0.239 | 0.052459 | 0.047235 | 0.060984 | 0.07872 | 0.080084 | 0.061398 | 0.1771 | 0.14616 | 0.19225 | 0.24261 | 0.20912 | 0.1742 | distr_wofelc_wof_JPN_042 | DEF_C | OUT | 0.52015
distr_wonelc_won_JPN_030 | DEF_E | 0.35175 | 0.3446 | 0.34318 | 0.33688 | 0.33927 | 0.35804 | 0.34068 | 0.32935 | 0.32163 | 0.31116 | 0.3129 | 0.32422 | 0.40518 | 0.44958 | 0.45477 | 0.38693 | 0.37474 | 0.41471 | 0.35938 | 0.38068 | 0.39294 | 0.36543 | 0.36906 | 0.35992 | [52 empty] | distr_wonelc_won_JPN_030 | 0.37777 | 0.3824 | 0.40066 | 0.42556 | 0.39253 | 0.36149 | 0.41707 | 0.41518 | 0.46965 | 0.50092 | 0.46338 | 0.40771 | 0.16669 | 0.15098 | 0.15448 | 0.17328 | 0.1784 | 0.15516 | 0.33953 | 0.32348 | 0.36538 | 0.40093 | 0.38664 | 0.36206 | distr_wofelc_wof_JPN_043 | DEF_C | OUT | 0.49397
distr_wonelc_won_JPN_031 | DEF_E | 0.35057 | 0.36517 | 0.39286 | 0.37748 | 0.36826 | 0.35763 | 0.34993 | 0.36953 | 0.36629 | 0.33446 | 0.32243 | 0.34355 | 0.41611 | 0.45133 | 0.45264 | 0.38645 | 0.34215 | 0.36795 | 0.36057 | 0.38246 | 0.39324 | 0.37981 | 0.35183 | 0.33733 | [52 empty] | distr_wonelc_won_JPN_031 | 0.37309 | 0.39025 | 0.39118 | 0.41334 | 0.37419 | 0.34403 | 0.38042 | 0.3604 | 0.38811 | 0.41898 | 0.41833 | 0.38544 | 0.16789 | 0.14098 | 0.15221 | 0.18155 | 0.20425 | 0.18454 | 0.34195 | 0.29584 | 0.32457 | 0.34996 | 0.339 | 0.32275 | distr_wofelc_wof_JPN_044 | DEF_C | OUT | 0.46754

## load_shapes
~TFM_DINS-AT
g_yrfr | com_fr | timeslice | commodity
0.082192 | 0.022912 | S01aH01 | elc_roadtransport
0.041096 | 0.050687 | S01aH02 | elc_roadtransport
0.030822 | 0.038336 | S01aH03 | elc_roadtransport
0.030822 | 0.039768 | S01aH04 | elc_roadtransport
0.030822 | 0.055491 | S01aH05 | elc_roadtransport
0.030822 | 0.03938 | S01aH06 | elc_roadtransport
0.084018 | 0.023421 | S02aH01 | elc_roadtransport
0.042009 | 0.051814 | S02aH02 | elc_roadtransport
0.031507 | 0.039188 | S02aH03 | elc_roadtransport
0.031507 | 0.040652 | S02aH04 | elc_roadtransport
0.031507 | 0.056724 | S02aH05 | elc_roadtransport
0.031507 | 0.040256 | S02aH06 | elc_roadtransport
0.084018 | 0.023421 | S03aH01 | elc_roadtransport
0.042009 | 0.051814 | S03aH02 | elc_roadtransport
0.031507 | 0.039188 | S03aH03 | elc_roadtransport
0.031507 | 0.040652 | S03aH04 | elc_roadtransport
0.031507 | 0.056724 | S03aH05 | elc_roadtransport
0.031507 | 0.040256 | S03aH06 | elc_roadtransport
0.083105 | 0.023167 | S04aH01 | elc_roadtransport
0.041553 | 0.051251 | S04aH02 | elc_roadtransport
0.031164 | 0.038762 | S04aH03 | elc_roadtransport
0.031164 | 0.04021 | S04aH04 | elc_roadtransport
0.031164 | 0.056107 | S04aH05 | elc_roadtransport
0.031164 | 0.039818 | S04aH06 | elc_roadtransport

## demand
~TFM_DINS-AT
commodity | timeslice | com_fr
elc_buildings | S01aH01 | 0.077169
elc_buildings | S01aH02 | 0.041713
elc_buildings | S01aH03 | 0.037492
elc_buildings | S01aH04 | 0.037632
elc_buildings | S01aH05 | 0.038429
elc_buildings | S01aH06 | 0.039312
elc_buildings | S02aH01 | 0.067903
elc_buildings | S02aH02 | 0.036721
elc_buildings | S02aH03 | 0.031969
elc_buildings | S02aH04 | 0.031757
elc_buildings | S02aH05 | 0.031874
elc_buildings | S02aH06 | 0.032785
elc_buildings | S03aH01 | 0.077218
elc_buildings | S03aH02 | 0.038916
elc_buildings | S03aH03 | 0.036277
elc_buildings | S03aH04 | 0.038064
elc_buildings | S03aH05 | 0.037428
elc_buildings | S03aH06 | 0.035579
elc_buildings | S04aH01 | 0.068008
elc_buildings | S04aH02 | 0.036069
elc_buildings | S04aH03 | 0.031568
elc_buildings | S04aH04 | 0.032142
elc_buildings | S04aH05 | 0.032081
elc_buildings | S04aH06 | 0.031894
elc_industry | S01aH01 | 0.081164
elc_industry | S01aH02 | 0.040837
elc_industry | S01aH03 | 0.031135
elc_industry | S01aH04 | 0.031146
elc_industry | S01aH05 | 0.031211
elc_industry | S01aH06 | 0.031283
elc_industry | S02aH01 | 0.08317
elc_industry | S02aH02 | 0.041811
elc_industry | S02aH03 | 0.03172
elc_industry | S02aH04 | 0.031703
elc_industry | S02aH05 | 0.031712
elc_industry | S02aH06 | 0.031786
elc_industry | S03aH01 | 0.083183
elc_industry | S03aH02 | 0.041616
elc_industry | S03aH03 | 0.031791
elc_industry | S03aH04 | 0.031937
elc_industry | S03aH05 | 0.031885
elc_industry | S03aH06 | 0.031734
elc_industry | S04aH01 | 0.082303
elc_industry | S04aH02 | 0.04132
elc_industry | S04aH03 | 0.031359
elc_industry | S04aH04 | 0.031406
elc_industry | S04aH05 | 0.031401
elc_industry | S04aH06 | 0.031386

## peak_factors
~TFM_DINS-AT
commodity | timeslice | com_pkflx
ELC | S01aH01 | 0.21759
ELC | S01aH02 | 0.19906
ELC | S01aH03 | 0.080724
ELC | S01aH04 | 0.08012
ELC | S01aH05 | 0.098587
ELC | S01aH06 | 0.079474
ELC | S02aH01 | 0.3288
ELC | S02aH02 | 0.30453
ELC | S02aH03 | 0.17714
ELC | S02aH04 | 0.17451
ELC | S02aH05 | 0.21621
ELC | S02aH06 | 0.19461
ELC | S03aH01 | 0.41476
ELC | S03aH02 | 0.3257
ELC | S03aH03 | 0.30063
ELC | S03aH04 | 0.24912
ELC | S03aH05 | 0.25914
ELC | S03aH06 | 0.29501
ELC | S04aH01 | 0.28125
ELC | S04aH02 | 0.27193
ELC | S04aH03 | 0.15929
ELC | S04aH04 | 0.18896
ELC | S04aH05 | 0.18163
ELC | S04aH06 | 0.18174

## hydro_af
~TFM_INS-AT
Year | timeslice | ncap_afs | pset_ci
2020 | S01 | 0.24087 | hydro
2020 | S02 | 0.34157 | hydro
2020 | S03 | 0.3992 | hydro
2020 | S04 | 0.23977 | hydro
2021 | S01 | 0.22323 | hydro
2021 | S02 | 0.3756 | hydro
2021 | S03 | 0.3827 | hydro
2021 | S04 | 0.24643 | hydro
2022 | S01 | 0.1943 | hydro
2022 | S02 | 0.3378 | hydro
2022 | S03 | 0.34927 | hydro
2022 | S04 | 0.2548 | hydro