## emissions
~TFM_INS
attribute | cset_cn | other_indexes | value | pset_co | process
VDA_EMCB | coal | CO2 | 338.4 |  |  | 94
VDA_EMCB | gas | CO2 | 198 |  |  | 55
VDA_EMCB | oil | CO2 | 252 |  |  | 70
COM_AGG | co2 | co2net | 1
COM_AGG | co2captured,co2[_]* | co2net | -1
flo_cost | co2captured |  | 0.1 | co2captured
life |  |  | 50 |  | g[_]*,distr*
prc_capact |  |  | 8.76 |  | g[_]*,distr*
Note on E9: Amit Kanudia: 03-08-2025 CO2 transport and storage cost

## grids
~TFM_DINS-AT |  |  |  | ~TFM_DINS-AT |  |  |  | ~TFM_TOPDINS |  |  |  | ~TFM_TOPDINS
process | pasti | ncap_cost | efficiency | process | commodity | flo_mark | lim_type | region | process | commodity | io | region | process | commodity | io | ~tfm_ins-at
g_Belchatow_POL-Lodz_POL | 1.3764 | 52.8 | 0.99712 | e_demand_Bydgoszcz_POL | elc_buildings | 0.023902 | lo | POL | e_demand_Bydgoszcz_POL | e_Bydgoszcz_POL | IN | POL | en_gas_ccgt_Bydgoszcz_POL | e_Bydgoszcz_POL | OUT | commodity | limtype | flo_bnd | stgout_bnd | year | pset_set | top_check
g_Belchatow_POL-Plock_POL | 1.2512 | 224.4 | 0.98776 | e_demand_Bydgoszcz_POL | elc_transport | 0.023902 | lo | POL | e_demand_Bialystok_POL | e_Bialystok_POL | IN | POL | en_gas_turbine_Bydgoszcz_POL | e_Bydgoszcz_POL | OUT | ELC | UP | 2 |  | 0 | ELE,DMD,PRE | all
g_Belchatow_POL-Warsaw_POL | 1.2512 | 198 | 0.9892 | e_demand_Bydgoszcz_POL | elc_roadtransport | 0.023902 | lo | POL | e_demand_GorzowWielkopolski_POL | e_GorzowWielkopolski_POL | IN | POL | en_gas_ccs_Bydgoszcz_POL | e_Bydgoszcz_POL | OUT | ELC | UP |  | 2 | 0 | STG
g_BielskoBiala_POL-Katowice_POL | 1.0323 | 53.9 | 0.99706 | e_demand_Bialystok_POL | elc_buildings | 0.016353 | lo | POL | e_demand_Siedlce_POL | e_Siedlce_POL | IN | POL | en_coal_subcritical_Bydgoszcz_POL | e_Bydgoszcz_POL | OUT
g_Boleslawiec_POL-Legnica_POL | 2.5025 | 108.9 | 0.99406 | e_demand_Bialystok_POL | elc_transport | 0.016353 | lo | POL | e_demand_Lukow_POL | e_Lukow_POL | IN | POL | en_coal_supercritical_Bydgoszcz_POL | e_Bydgoszcz_POL | OUT
g_Boleslawiec_POL-Lubin_POL | 0.68818 | 97.9 | 0.99466 | e_demand_Bialystok_POL | elc_roadtransport | 0.016353 | lo | POL | e_demand_Legnica_POL | e_Legnica_POL | IN | POL | en_coal_ultrasupercritical_Bydgoszcz_POL | e_Bydgoszcz_POL | OUT
g_Boleslawiec_POL-Walbrzych_POL | 1.0323 | 107.8 | 0.99412 | e_demand_GorzowWielkopolski_POL | elc_buildings | 0.010127 | lo | POL | e_demand_Swidnica_POL | e_Swidnica_POL | IN | POL | en_coal_igcc_Bydgoszcz_POL | e_Bydgoszcz_POL | OUT
g_Boleslawiec_POL-ZielonaGora_POL | 0.34409 | 117.7 | 0.99358 | e_demand_GorzowWielkopolski_POL | elc_transport | 0.010127 | lo | POL | e_demand_Krosno_POL | e_Krosno_POL | IN | POL | en_nuclear_Bydgoszcz_POL | e_Bydgoszcz_POL | OUT
g_Bydgoszcz_POL-Gdansk_POL | 0.34409 | 116.6 | 0.99364 | e_demand_GorzowWielkopolski_POL | elc_roadtransport | 0.010127 | lo | POL | e_demand_Kwidzyn_POL | e_Kwidzyn_POL | IN | POL | en_nuclear_smr_Bydgoszcz_POL | e_Bydgoszcz_POL | OUT
g_Bydgoszcz_POL-Grudziadz_POL | 0.34409 | 81.4 | 0.99556 | e_demand_Siedlce_POL | elc_buildings | 0.011104 | lo | POL | e_demand_Slupsk_POL | e_Slupsk_POL | IN | POL | en_biomass_Bydgoszcz_POL | e_Bydgoszcz_POL | OUT
g_Bydgoszcz_POL-Konin_POL | 0.34409 | 97.9 | 0.99466 | e_demand_Siedlce_POL | elc_transport | 0.011104 | lo | POL | e_demand_Olsztyn_POL | e_Olsztyn_POL | IN | POL | en_biomass_ccs_Bydgoszcz_POL | e_Bydgoszcz_POL | OUT
g_Bydgoszcz_POL-Kwidzyn_POL | 1.2512 | 77 | 0.9958 | e_demand_Siedlce_POL | elc_roadtransport | 0.011104 | lo | POL | e_demand_Boleslawiec_POL | e_Boleslawiec_POL | IN | POL | en_chp_gas_cc_ext_Bydgoszcz_POL | e_Bydgoszcz_POL | OUT
g_Bydgoszcz_POL-Pila_POL | 1.5953 | 91.3 | 0.99502 | e_demand_Lukow_POL | elc_buildings | 0.0099687 | lo | POL | e_demand_Gdansk_POL | e_Gdansk_POL | IN | POL | en_chp_gas_cc_ext_Bydgoszcz_POL | h_Bydgoszcz_POL | OUT
g_Czestochowa_POL-Belchatow_POL | 1.9394 | 85.8 | 0.99532 | e_demand_Lukow_POL | elc_transport | 0.0099687 | lo | POL | e_demand_Lomza_POL | e_Lomza_POL | IN | POL | en_chp_biomass_chips_ext_Bydgoszcz_POL | e_Bydgoszcz_POL | OUT
g_Czestochowa_POL-Kielce_POL | 0.34409 | 90.2 | 0.99508 | e_demand_Lukow_POL | elc_roadtransport | 0.0099687 | lo | POL | e_demand_ZielonaGora_POL | e_ZielonaGora_POL | IN | POL | en_chp_biomass_chips_ext_Bydgoszcz_POL | h_Bydgoszcz_POL | OUT
g_Gdansk_POL-Gdynia_POL | 2.5025 | 58.3 | 0.99682 | e_demand_Legnica_POL | elc_buildings | 0.011838 | lo | POL | e_demand_Police_POL | e_Police_POL | IN | POL | en_chp_gas_cc_ext_ccs_Bydgoszcz_POL | e_Bydgoszcz_POL | OUT
g_Gdansk_POL-Grudziadz_POL | 3.7537 | 99 | 0.9946 | e_demand_Legnica_POL | elc_transport | 0.011838 | lo | POL | e_demand_Lublin_POL | e_Lublin_POL | IN | POL | en_chp_gas_cc_ext_ccs_Bydgoszcz_POL | h_Bydgoszcz_POL | OUT
g_Gdansk_POL-Olsztyn_POL | 1.2512 | 150.7 | 0.99178 | e_demand_Legnica_POL | elc_roadtransport | 0.011838 | lo | POL | e_demand_Grajewo_POL | e_Grajewo_POL | IN | POL | en_chp_biomass_pellets_ext_ccs_Bydgoszcz_POL | e_Bydgoszcz_POL | OUT
g_GorzowWielkopolski_POL-ZielonaGora_POL | 0.34409 | 100.1 | 0.99454 | e_demand_Swidnica_POL | elc_buildings | 0.0084707 | lo | POL | e_demand_Zamosc_POL | e_Zamosc_POL | IN | POL | en_chp_biomass_pellets_ext_ccs_Bydgoszcz_POL | h_Bydgoszcz_POL | OUT
g_Grudziadz_POL-Plock_POL | 1.2512 | 132 | 0.9928 | e_demand_Swidnica_POL | elc_transport | 0.0084707 | lo | POL | e_demand_Radomsko_POL | e_Radomsko_POL | IN | POL | en_chp_gas_cc_ext_ccs_Bydgoszcz_POL | e_Bydgoszcz_POL | OUT
g_Kalisz_POL-Belchatow_POL | 1.2512 | 137.5 | 0.9925 | e_demand_Swidnica_POL | elc_roadtransport | 0.0084707 | lo | POL | e_demand_Radom_POL | e_Radom_POL | IN | POL | en_chp_gas_cc_ext_ccs_Bydgoszcz_POL | h_Bydgoszcz_POL | OUT
g_Kalisz_POL-Radomsko_POL | 1.2512 | 143 | 0.9922 | e_demand_Krosno_POL | elc_buildings | 0.011622 | lo | POL | e_demand_Lubin_POL | e_Lubin_POL | IN | POL | en_hop_gas_boiler_Bydgoszcz_POL | h_Bydgoszcz_POL | OUT
g_Katowice_POL-Czestochowa_POL | 3.1906 | 47.3 | 0.99742 | e_demand_Krosno_POL | elc_transport | 0.011622 | lo | POL | e_demand_Sosnowiec_POL | e_Sosnowiec_POL | IN | POL | en_hop_biomass_chips_Bydgoszcz_POL | h_Bydgoszcz_POL | OUT
g_Katowice_POL-Kielce_POL | 0.34409 | 101.2 | 0.99448 | e_demand_Krosno_POL | elc_roadtransport | 0.011622 | lo | POL | e_demand_Skawina_POL | e_Skawina_POL | IN | POL | en_hop_electric_boiler_Bydgoszcz_POL | h_Bydgoszcz_POL | OUT
g_Katowice_POL-Skawina_POL | 3.8788 | 93.5 | 0.9949 | e_demand_Kwidzyn_POL | elc_buildings | 0.010566 | lo | POL | e_demand_Tarnow_POL | e_Tarnow_POL | IN | POL | en_hop_electric_boiler_Bydgoszcz_POL | e_Bydgoszcz_POL | IN
g_Katowice_POL-Sosnowiec_POL | 0.68818 | 16.5 | 0.9991 | e_demand_Kwidzyn_POL | elc_transport | 0.010566 | lo | POL | e_demand_Chelm_POL | e_Chelm_POL | IN | POL | en_hp_air_10mw_Bydgoszcz_POL | h_Bydgoszcz_POL | OUT
g_KedzierzynKozle_POL-Sosnowiec_POL | 0.34409 | 53.9 | 0.99706 | e_demand_Kwidzyn_POL | elc_roadtransport | 0.010566 | lo | POL | e_demand_Kielce_POL | e_Kielce_POL | IN | POL | en_hp_air_10mw_Bydgoszcz_POL | e_Bydgoszcz_POL | IN
g_Kielce_POL-Mielec_POL | 1.5953 | 121 | 0.9934 | e_demand_Slupsk_POL | elc_buildings | 0.015074 | lo | POL | e_demand_Mielec_POL | e_Mielec_POL | IN | POL | en_gas_ccgt_Bialystok_POL | e_Bialystok_POL | OUT
g_Kielce_POL-Radom_POL | 0.34409 | 79.2 | 0.99568 | e_demand_Slupsk_POL | elc_transport | 0.015074 | lo | POL | e_demand_Rzeszow_POL | e_Rzeszow_POL | IN | POL | en_gas_turbine_Bialystok_POL | e_Bialystok_POL | OUT
g_Konin_POL-Bydgoszcz_POL | 2.8466 | 104.5 | 0.9943 | e_demand_Slupsk_POL | elc_roadtransport | 0.015074 | lo | POL | e_demand_Czestochowa_POL | e_Czestochowa_POL | IN | POL | en_gas_ccs_Bialystok_POL | e_Bialystok_POL | OUT
g_Konin_POL-Lodz_POL | 0.68818 | 82.5 | 0.9955 | e_demand_Olsztyn_POL | elc_buildings | 0.01616 | lo | POL | e_demand_Pila_POL | e_Pila_POL | IN | POL | en_coal_subcritical_Bialystok_POL | e_Bialystok_POL | OUT
g_Konin_POL-Plock_POL | 0.34409 | 118.8 | 0.99352 | e_demand_Olsztyn_POL | elc_transport | 0.01616 | lo | POL | e_demand_OstrowiecSwietokrz_POL | e_OstrowiecSwietokrz_POL | IN | POL | en_coal_supercritical_Bialystok_POL | e_Bialystok_POL | OUT
g_Konin_POL-Warsaw_POL | 0.34409 | 160.6 | 0.99124 | e_demand_Olsztyn_POL | elc_roadtransport | 0.01616 | lo | POL | e_demand_Opole_POL | e_Opole_POL | IN | POL | en_coal_ultrasupercritical_Bialystok_POL | e_Bialystok_POL | OUT
g_Konin_POL-Wloclawek_POL | 0.34409 | 89.1 | 0.99514 | e_demand_Boleslawiec_POL | elc_buildings | 0.006682 | lo | POL | e_demand_Konin_POL | e_Konin_POL | IN | POL | en_coal_igcc_Bialystok_POL | e_Bialystok_POL | OUT
g_Krosno_POL-Rzeszow_POL | 1.2512 | 64.9 | 0.99646 | e_demand_Boleslawiec_POL | elc_transport | 0.006682 | lo | POL | e_demand_Kalisz_POL | e_Kalisz_POL | IN | POL | en_nuclear_Bialystok_POL | e_Bialystok_POL | OUT
g_Kwidzyn_POL-Grudziadz_POL | 2.5025 | 4.4 | 0.99976 | e_demand_Boleslawiec_POL | elc_roadtransport | 0.006682 | lo | POL | e_demand_Walbrzych_POL | e_Walbrzych_POL | IN | POL | en_nuclear_smr_Bialystok_POL | e_Bialystok_POL | OUT
g_Kwidzyn_POL-Wloclawek_POL | 0.34409 | 70.4 | 0.99616 | e_demand_Gdansk_POL | elc_buildings | 0.058346 | lo | POL | e_demand_Warsaw_POL | e_Warsaw_POL | IN | POL | en_biomass_Bialystok_POL | e_Bialystok_POL | OUT
g_Legnica_POL-Lubin_POL | 2.5025 | 25.3 | 0.99862 | e_demand_Gdansk_POL | elc_transport | 0.058346 | lo | POL | e_demand_Belchatow_POL | e_Belchatow_POL | IN | POL | en_biomass_ccs_Bialystok_POL | e_Bialystok_POL | OUT
g_Legnica_POL-Wroclaw_POL | 2.5025 | 57.2 | 0.99688 | e_demand_Gdansk_POL | elc_roadtransport | 0.058346 | lo | POL | e_demand_Zabrze_POL | e_Zabrze_POL | IN | POL | en_chp_gas_cc_ext_Bialystok_POL | e_Bialystok_POL | OUT
g_Lodz_POL-Warsaw_POL | 0.34409 | 110 | 0.994 | e_demand_Lomza_POL | elc_buildings | 0.0084265 | lo | POL | e_demand_Elk_POL | e_Elk_POL | IN | POL | en_chp_gas_cc_ext_Bialystok_POL | h_Bialystok_POL | OUT
g_Lomza_POL-Bialystok_POL | 1.2512 | 73.7 | 0.99598 | e_demand_Lomza_POL | elc_transport | 0.0084265 | lo | POL | e_demand_Poznan_POL | e_Poznan_POL | IN | POL | en_chp_biomass_chips_ext_Bialystok_POL | e_Bialystok_POL | OUT
g_Lomza_POL-Elk_POL | 2.5025 | 91.3 | 0.99502 | e_demand_Lomza_POL | elc_roadtransport | 0.0084265 | lo | POL | e_demand_KedzierzynKozle_POL | e_KedzierzynKozle_POL | IN | POL | en_chp_biomass_chips_ext_Bialystok_POL | h_Bialystok_POL | OUT
g_Lomza_POL-Grajewo_POL | 0.34409 | 101.2 | 0.99448 | e_demand_ZielonaGora_POL | elc_buildings | 0.015136 | lo | POL | e_demand_Lodz_POL | e_Lodz_POL | IN | POL | en_chp_gas_cc_ext_ccs_Bialystok_POL | e_Bialystok_POL | OUT
g_Lomza_POL-Olsztyn_POL | 1.5953 | 146.3 | 0.99202 | e_demand_ZielonaGora_POL | elc_transport | 0.015136 | lo | POL | e_demand_Szczecin_POL | e_Szczecin_POL | IN | POL | en_chp_gas_cc_ext_ccs_Bialystok_POL | h_Bialystok_POL | OUT
g_Lubin_POL-Poznan_POL | 0.68818 | 99 | 0.9946 | e_demand_ZielonaGora_POL | elc_roadtransport | 0.015136 | lo | POL | e_demand_Katowice_POL | e_Katowice_POL | IN | POL | en_chp_biomass_pellets_ext_ccs_Bialystok_POL | e_Bialystok_POL | OUT
g_Lublin_POL-Chelm_POL | 1.2512 | 72.6 | 0.99604 | e_demand_Police_POL | elc_buildings | 0.022088 | lo | POL | e_demand_BielskoBiala_POL | e_BielskoBiala_POL | IN | POL | en_chp_biomass_pellets_ext_ccs_Bialystok_POL | h_Bialystok_POL | OUT
g_Lublin_POL-Zamosc_POL | 0.34409 | 86.9 | 0.99526 | e_demand_Police_POL | elc_transport | 0.022088 | lo | POL | e_demand_Grudziadz_POL | e_Grudziadz_POL | IN | POL | en_chp_gas_cc_ext_ccs_Bialystok_POL | e_Bialystok_POL | OUT
g_Mielec_POL-Lublin_POL | 0.34409 | 94.6 | 0.99484 | e_demand_Police_POL | elc_roadtransport | 0.022088 | lo | POL | e_demand_Plock_POL | e_Plock_POL | IN | POL | en_chp_gas_cc_ext_ccs_Bialystok_POL | h_Bialystok_POL | OUT
g_Mielec_POL-OstrowiecSwietokrz_POL | 1.5953 | 67.1 | 0.99634 | e_demand_Lublin_POL | elc_buildings | 0.020662 | lo | POL | e_demand_Wloclawek_POL | e_Wloclawek_POL | IN | POL | en_hop_gas_boiler_Bialystok_POL | h_Bialystok_POL | OUT
g_Mielec_POL-Rzeszow_POL | 0.34409 | 74.8 | 0.99592 | e_demand_Lublin_POL | elc_transport | 0.020662 | lo | POL | e_demand_Wroclaw_POL | e_Wroclaw_POL | IN | POL | en_hop_biomass_chips_Bialystok_POL | h_Bialystok_POL | OUT
g_Opole_POL-Czestochowa_POL | 1.2512 | 103.4 | 0.99436 | e_demand_Lublin_POL | elc_roadtransport | 0.020662 | lo | POL | e_demand_Gdynia_POL | e_Gdynia_POL | IN | POL | en_hop_electric_boiler_Bialystok_POL | h_Bialystok_POL | OUT
g_Opole_POL-Sosnowiec_POL | 1.2512 | 133.1 | 0.99274 | e_demand_Grajewo_POL | elc_buildings | 0.0089371 | lo | POL | e_demand_Pulawy_POL | e_Pulawy_POL | IN | POL | en_hop_electric_boiler_Bialystok_POL | e_Bialystok_POL | IN
g_OstrowiecSwietokrz_POL-Radom_POL | 1.2512 | 114.4 | 0.99376 | e_demand_Grajewo_POL | elc_transport | 0.0089371 | lo | POL | ev_battery_Bydgoszcz_POL | e_Bydgoszcz_POL | IN | POL | en_hp_air_10mw_Bialystok_POL | h_Bialystok_POL | OUT
g_Pila_POL-Poznan_POL | 1.5953 | 102.3 | 0.99442 | e_demand_Grajewo_POL | elc_roadtransport | 0.0089371 | lo | POL | ev_battery_Bialystok_POL | e_Bialystok_POL | IN | POL | en_hp_air_10mw_Bialystok_POL | e_Bialystok_POL | IN
g_Pila_POL-Slupsk_POL | 0.34409 | 124.3 | 0.99322 | e_demand_Zamosc_POL | elc_buildings | 0.0066335 | lo | POL | ev_battery_GorzowWielkopolski_POL | e_GorzowWielkopolski_POL | IN | POL | en_gas_ccgt_GorzowWielkopolski_POL | e_GorzowWielkopolski_POL | OUT
g_Plock_POL-Warsaw_POL | 1.5953 | 103.4 | 0.99436 | e_demand_Zamosc_POL | elc_transport | 0.0066335 | lo | POL | ev_battery_Siedlce_POL | e_Siedlce_POL | IN | POL | en_gas_turbine_GorzowWielkopolski_POL | e_GorzowWielkopolski_POL | OUT
g_Police_POL-Slupsk_POL | 1.2512 | 140.8 | 0.99232 | e_demand_Zamosc_POL | elc_roadtransport | 0.0066335 | lo | POL | ev_battery_Lukow_POL | e_Lukow_POL | IN | POL | en_gas_ccs_GorzowWielkopolski_POL | e_GorzowWielkopolski_POL | OUT
g_Poznan_POL-GorzowWielkopolski_POL | 2.5025 | 154 | 0.9916 | e_demand_Radomsko_POL | elc_buildings | 0.0049319 | lo | POL | ev_battery_Legnica_POL | e_Legnica_POL | IN | POL | en_coal_subcritical_GorzowWielkopolski_POL | e_GorzowWielkopolski_POL | OUT
g_Poznan_POL-Kalisz_POL | 2.5025 | 124.3 | 0.99322 | e_demand_Radomsko_POL | elc_transport | 0.0049319 | lo | POL | ev_battery_Swidnica_POL | e_Swidnica_POL | IN | POL | en_coal_supercritical_GorzowWielkopolski_POL | e_GorzowWielkopolski_POL | OUT
g_Poznan_POL-Konin_POL | 2.8466 | 89.1 | 0.99514 | e_demand_Radomsko_POL | elc_roadtransport | 0.0049319 | lo | POL | ev_battery_Krosno_POL | e_Krosno_POL | IN | POL | en_coal_ultrasupercritical_GorzowWielkopolski_POL | e_GorzowWielkopolski_POL | OUT
g_Pulawy_POL-Lublin_POL | 0.34409 | 60.5 | 0.9967 | e_demand_Radom_POL | elc_buildings | 0.012074 | lo | POL | ev_battery_Kwidzyn_POL | e_Kwidzyn_POL | IN | POL | en_coal_igcc_GorzowWielkopolski_POL | e_GorzowWielkopolski_POL | OUT
g_Radom_POL-Lublin_POL | 1.2512 | 105.6 | 0.99424 | e_demand_Radom_POL | elc_transport | 0.012074 | lo | POL | ev_battery_Slupsk_POL | e_Slupsk_POL | IN | POL | en_nuclear_GorzowWielkopolski_POL | e_GorzowWielkopolski_POL | OUT
g_Radom_POL-Pulawy_POL | 1.0323 | 78.1 | 0.99574 | e_demand_Radom_POL | elc_roadtransport | 0.012074 | lo | POL | ev_battery_Olsztyn_POL | e_Olsztyn_POL | IN | POL | en_nuclear_smr_GorzowWielkopolski_POL | e_GorzowWielkopolski_POL | OUT
g_Radom_POL-Siedlce_POL | 2.5025 | 58.3 | 0.99682 | e_demand_Lubin_POL | elc_buildings | 0.012975 | lo | POL | ev_battery_Boleslawiec_POL | e_Boleslawiec_POL | IN | POL | en_biomass_GorzowWielkopolski_POL | e_GorzowWielkopolski_POL | OUT
g_Radom_POL-Warsaw_POL | 3.1906 | 49.5 | 0.9973 | e_demand_Lubin_POL | elc_transport | 0.012975 | lo | POL | ev_battery_Gdansk_POL | e_Gdansk_POL | IN | POL | en_biomass_ccs_GorzowWielkopolski_POL | e_GorzowWielkopolski_POL | OUT
g_Radomsko_POL-Belchatow_POL | 2.5025 | 48.4 | 0.99736 | e_demand_Lubin_POL | elc_roadtransport | 0.012975 | lo | POL | ev_battery_Lomza_POL | e_Lomza_POL | IN | POL | en_chp_gas_cc_ext_GorzowWielkopolski_POL | e_GorzowWielkopolski_POL | OUT
g_Radomsko_POL-Czestochowa_POL | 1.2512 | 29.7 | 0.99838 | e_demand_Sosnowiec_POL | elc_buildings | 0.04175 | lo | POL | ev_battery_ZielonaGora_POL | e_ZielonaGora_POL | IN | POL | en_chp_gas_cc_ext_GorzowWielkopolski_POL | h_GorzowWielkopolski_POL | OUT
g_Rzeszow_POL-Mielec_POL | 1.2512 | 58.3 | 0.99682 | e_demand_Sosnowiec_POL | elc_transport | 0.04175 | lo | POL | ev_battery_Police_POL | e_Police_POL | IN | POL | en_chp_biomass_chips_ext_GorzowWielkopolski_POL | e_GorzowWielkopolski_POL | OUT
g_Siedlce_POL-Bialystok_POL | 1.2512 | 124.3 | 0.99322 | e_demand_Sosnowiec_POL | elc_roadtransport | 0.04175 | lo | POL | ev_battery_Lublin_POL | e_Lublin_POL | IN | POL | en_chp_biomass_chips_ext_GorzowWielkopolski_POL | h_GorzowWielkopolski_POL | OUT
g_Siedlce_POL-Lomza_POL | 2.8466 | 68.2 | 0.99628 | e_demand_Skawina_POL | elc_buildings | 0.043387 | lo | POL | ev_battery_Grajewo_POL | e_Grajewo_POL | IN | POL | en_chp_gas_cc_ext_ccs_GorzowWielkopolski_POL | e_GorzowWielkopolski_POL | OUT
g_Siedlce_POL-Lukow_POL | 3.7537 | 47.3 | 0.99742 | e_demand_Skawina_POL | elc_transport | 0.043387 | lo | POL | ev_battery_Zamosc_POL | e_Zamosc_POL | IN | POL | en_chp_gas_cc_ext_ccs_GorzowWielkopolski_POL | h_GorzowWielkopolski_POL | OUT
g_Skawina_POL-Rzeszow_POL | 1.2512 | 206.8 | 0.98872 | e_demand_Skawina_POL | elc_roadtransport | 0.043387 | lo | POL | ev_battery_Radomsko_POL | e_Radomsko_POL | IN | POL | en_chp_biomass_pellets_ext_ccs_GorzowWielkopolski_POL | e_GorzowWielkopolski_POL | OUT
g_Skawina_POL-Tarnow_POL | 2.2835 | 108.9 | 0.99406 | e_demand_Tarnow_POL | elc_buildings | 0.014135 | lo | POL | ev_battery_Radom_POL | e_Radom_POL | IN | POL | en_chp_biomass_pellets_ext_ccs_GorzowWielkopolski_POL | h_GorzowWielkopolski_POL | OUT
g_Slupsk_POL-Gdansk_POL | 1.5953 | 134.2 | 0.99268 | e_demand_Tarnow_POL | elc_transport | 0.014135 | lo | POL | ev_battery_Lubin_POL | e_Lubin_POL | IN | POL | en_chp_gas_cc_ext_ccs_GorzowWielkopolski_POL | e_GorzowWielkopolski_POL | OUT
g_Slupsk_POL-Gdynia_POL | 1.2512 | 96.8 | 0.99472 | e_demand_Tarnow_POL | elc_roadtransport | 0.014135 | lo | POL | ev_battery_Sosnowiec_POL | e_Sosnowiec_POL | IN | POL | en_chp_gas_cc_ext_ccs_GorzowWielkopolski_POL | h_GorzowWielkopolski_POL | OUT
g_Sosnowiec_POL-BielskoBiala_POL | 0.34409 | 52.8 | 0.99712 | e_demand_Chelm_POL | elc_buildings | 0.0054397 | lo | POL | ev_battery_Skawina_POL | e_Skawina_POL | IN | POL | en_hop_gas_boiler_GorzowWielkopolski_POL | h_GorzowWielkopolski_POL | OUT
g_Sosnowiec_POL-Katowice_POL | 0.34409 | 72.6 | 0.99604 | e_demand_Chelm_POL | elc_transport | 0.0054397 | lo | POL | ev_battery_Tarnow_POL | e_Tarnow_POL | IN | POL | en_hop_biomass_chips_GorzowWielkopolski_POL | h_GorzowWielkopolski_POL | OUT
g_Sosnowiec_POL-Zabrze_POL | 1.2512 | 57.2 | 0.99688 | e_demand_Chelm_POL | elc_roadtransport | 0.0054397 | lo | POL | ev_battery_Chelm_POL | e_Chelm_POL | IN | POL | en_hop_electric_boiler_GorzowWielkopolski_POL | h_GorzowWielkopolski_POL | OUT
g_Swidnica_POL-KedzierzynKozle_POL | 0.34409 | 102.3 | 0.99442 | e_demand_Kielce_POL | elc_buildings | 0.013625 | lo | POL | ev_battery_Kielce_POL | e_Kielce_POL | IN | POL | en_hop_electric_boiler_GorzowWielkopolski_POL | e_GorzowWielkopolski_POL | IN
g_Szczecin_POL-GorzowWielkopolski_POL | 1.5953 | 101.2 | 0.99448 | e_demand_Kielce_POL | elc_transport | 0.013625 | lo | POL | ev_battery_Mielec_POL | e_Mielec_POL | IN | POL | en_hp_air_10mw_GorzowWielkopolski_POL | h_GorzowWielkopolski_POL | OUT
g_Szczecin_POL-Police_POL | 1.9394 | 49.5 | 0.9973 | e_demand_Kielce_POL | elc_roadtransport | 0.013625 | lo | POL | ev_battery_Rzeszow_POL | e_Rzeszow_POL | IN | POL | en_hp_air_10mw_GorzowWielkopolski_POL | e_GorzowWielkopolski_POL | IN
g_Szczecin_POL-Poznan_POL | 1.2512 | 228.8 | 0.98752 | e_demand_Mielec_POL | elc_buildings | 0.0075899 | lo | POL | ev_battery_Czestochowa_POL | e_Czestochowa_POL | IN | POL | en_gas_ccgt_Siedlce_POL | e_Siedlce_POL | OUT
g_Tarnow_POL-Krosno_POL | 1.2512 | 90.2 | 0.99508 | e_demand_Mielec_POL | elc_transport | 0.0075899 | lo | POL | ev_battery_Pila_POL | e_Pila_POL | IN | POL | en_gas_turbine_Siedlce_POL | e_Siedlce_POL | OUT
g_Tarnow_POL-Mielec_POL | 1.5953 | 105.6 | 0.99424 | e_demand_Mielec_POL | elc_roadtransport | 0.0075899 | lo | POL | ev_battery_OstrowiecSwietokrz_POL | e_OstrowiecSwietokrz_POL | IN | POL | en_gas_ccs_Siedlce_POL | e_Siedlce_POL | OUT
g_Tarnow_POL-Rzeszow_POL | 1.2512 | 94.6 | 0.99484 | e_demand_Rzeszow_POL | elc_buildings | 0.014309 | lo | POL | ev_battery_Opole_POL | e_Opole_POL | IN | POL | en_coal_subcritical_Siedlce_POL | e_Siedlce_POL | OUT
g_Walbrzych_POL-Swidnica_POL | 0.34409 | 47.3 | 0.99742 | e_demand_Rzeszow_POL | elc_transport | 0.014309 | lo | POL | ev_battery_Konin_POL | e_Konin_POL | IN | POL | en_coal_supercritical_Siedlce_POL | e_Siedlce_POL | OUT
g_Walbrzych_POL-Wroclaw_POL | 1.2512 | 47.3 | 0.99742 | e_demand_Rzeszow_POL | elc_roadtransport | 0.014309 | lo | POL | ev_battery_Kalisz_POL | e_Kalisz_POL | IN | POL | en_coal_ultrasupercritical_Siedlce_POL | e_Siedlce_POL | OUT
g_Warsaw_POL-Siedlce_POL | 2.8466 | 22 | 0.9988 | e_demand_Czestochowa_POL | elc_buildings | 0.015345 | lo | POL | ev_battery_Walbrzych_POL | e_Walbrzych_POL | IN | POL | en_coal_igcc_Siedlce_POL | e_Siedlce_POL | OUT
g_Wloclawek_POL-Olsztyn_POL | 0.34409 | 200.2 | 0.98908 | e_demand_Czestochowa_POL | elc_transport | 0.015345 | lo | POL | ev_battery_Warsaw_POL | e_Warsaw_POL | IN | POL | en_nuclear_Siedlce_POL | e_Siedlce_POL | OUT
g_Wroclaw_POL-Kalisz_POL | 1.2512 | 84.7 | 0.99538 | e_demand_Czestochowa_POL | elc_roadtransport | 0.015345 | lo | POL | ev_battery_Belchatow_POL | e_Belchatow_POL | IN | POL | en_nuclear_smr_Siedlce_POL | e_Siedlce_POL | OUT
g_Wroclaw_POL-Opole_POL | 3.7537 | 73.7 | 0.99598 | e_demand_Pila_POL | elc_buildings | 0.01315 | lo | POL | ev_battery_Zabrze_POL | e_Zabrze_POL | IN | POL | en_biomass_Siedlce_POL | e_Siedlce_POL | OUT
g_Zabrze_POL-Katowice_POL | 2.5025 | 37.4 | 0.99796 | e_demand_Pila_POL | elc_transport | 0.01315 | lo | POL | ev_battery_Elk_POL | e_Elk_POL | IN | POL | en_biomass_ccs_Siedlce_POL | e_Siedlce_POL | OUT
g_Zamosc_POL-Chelm_POL | 0.34409 | 66 | 0.9964 | e_demand_Pila_POL | elc_roadtransport | 0.01315 | lo | POL | ev_battery_Poznan_POL | e_Poznan_POL | IN | POL | en_chp_gas_cc_ext_Siedlce_POL | e_Siedlce_POL | OUT
g_ZielonaGora_POL-Lubin_POL | 0.34409 | 72.6 | 0.99604 | e_demand_OstrowiecSwietokrz_POL | elc_buildings | 0.010515 | lo | POL | ev_battery_KedzierzynKozle_POL | e_KedzierzynKozle_POL | IN | POL | en_chp_gas_cc_ext_Siedlce_POL | h_Siedlce_POL | OUT
|  |  |  | e_demand_OstrowiecSwietokrz_POL | elc_transport | 0.010515 | lo | POL | ev_battery_Lodz_POL | e_Lodz_POL | IN | POL | en_chp_biomass_chips_ext_Siedlce_POL | e_Siedlce_POL | OUT
|  |  |  | e_demand_OstrowiecSwietokrz_POL | elc_roadtransport | 0.010515 | lo | POL | ev_battery_Szczecin_POL | e_Szczecin_POL | IN | POL | en_chp_biomass_chips_ext_Siedlce_POL | h_Siedlce_POL | OUT
|  |  |  | e_demand_Opole_POL | elc_buildings | 0.0079771 | lo | POL | ev_battery_Katowice_POL | e_Katowice_POL | IN | POL | en_chp_gas_cc_ext_ccs_Siedlce_POL | e_Siedlce_POL | OUT
|  |  |  | e_demand_Opole_POL | elc_transport | 0.0079771 | lo | POL | ev_battery_BielskoBiala_POL | e_BielskoBiala_POL | IN | POL | en_chp_gas_cc_ext_ccs_Siedlce_POL | h_Siedlce_POL | OUT
|  |  |  | e_demand_Opole_POL | elc_roadtransport | 0.0079771 | lo | POL | ev_battery_Grudziadz_POL | e_Grudziadz_POL | IN | POL | en_chp_biomass_pellets_ext_ccs_Siedlce_POL | e_Siedlce_POL | OUT
|  |  |  | e_demand_Konin_POL | elc_buildings | 0.010791 | lo | POL | ev_battery_Plock_POL | e_Plock_POL | IN | POL | en_chp_biomass_pellets_ext_ccs_Siedlce_POL | h_Siedlce_POL | OUT
|  |  |  | e_demand_Konin_POL | elc_transport | 0.010791 | lo | POL | ev_battery_Wloclawek_POL | e_Wloclawek_POL | IN | POL | en_chp_gas_cc_ext_ccs_Siedlce_POL | e_Siedlce_POL | OUT
|  |  |  | e_demand_Konin_POL | elc_roadtransport | 0.010791 | lo | POL | ev_battery_Wroclaw_POL | e_Wroclaw_POL | IN | POL | en_chp_gas_cc_ext_ccs_Siedlce_POL | h_Siedlce_POL | OUT
|  |  |  | e_demand_Kalisz_POL | elc_buildings | 0.012935 | lo | POL | ev_battery_Gdynia_POL | e_Gdynia_POL | IN | POL | en_hop_gas_boiler_Siedlce_POL | h_Siedlce_POL | OUT
|  |  |  | e_demand_Kalisz_POL | elc_transport | 0.012935 | lo | POL | ev_battery_Pulawy_POL | e_Pulawy_POL | IN | POL | en_hop_biomass_chips_Siedlce_POL | h_Siedlce_POL | OUT
|  |  |  | e_demand_Kalisz_POL | elc_roadtransport | 0.012935 | lo | POL | H2prd_Elc_PEM_Bydgoszcz_POL | e_Bydgoszcz_POL | IN | POL | en_hop_electric_boiler_Siedlce_POL | h_Siedlce_POL | OUT
|  |  |  | e_demand_Walbrzych_POL | elc_buildings | 0.016254 | lo | POL | H2prd_Elc_PEM_Bialystok_POL | e_Bialystok_POL | IN | POL | en_hop_electric_boiler_Siedlce_POL | e_Siedlce_POL | IN
|  |  |  | e_demand_Walbrzych_POL | elc_transport | 0.016254 | lo | POL | H2prd_Elc_PEM_GorzowWielkopolski_POL | e_GorzowWielkopolski_POL | IN | POL | en_hp_air_10mw_Siedlce_POL | h_Siedlce_POL | OUT
|  |  |  | e_demand_Walbrzych_POL | elc_roadtransport | 0.016254 | lo | POL | H2prd_Elc_PEM_Siedlce_POL | e_Siedlce_POL | IN | POL | en_hp_air_10mw_Siedlce_POL | e_Siedlce_POL | IN
|  |  |  | e_demand_Warsaw_POL | elc_buildings | 0.1165 | lo | POL | H2prd_Elc_PEM_Lukow_POL | e_Lukow_POL | IN | POL | en_gas_ccgt_Lukow_POL | e_Lukow_POL | OUT
|  |  |  | e_demand_Warsaw_POL | elc_transport | 0.1165 | lo | POL | H2prd_Elc_PEM_Legnica_POL | e_Legnica_POL | IN | POL | en_gas_turbine_Lukow_POL | e_Lukow_POL | OUT
|  |  |  | e_demand_Warsaw_POL | elc_roadtransport | 0.1165 | lo | POL | H2prd_Elc_PEM_Swidnica_POL | e_Swidnica_POL | IN | POL | en_gas_ccs_Lukow_POL | e_Lukow_POL | OUT
|  |  |  | e_demand_Belchatow_POL | elc_buildings | 0.00969 | lo | POL | H2prd_Elc_PEM_Krosno_POL | e_Krosno_POL | IN | POL | en_coal_subcritical_Lukow_POL | e_Lukow_POL | OUT
|  |  |  | e_demand_Belchatow_POL | elc_transport | 0.00969 | lo | POL | H2prd_Elc_PEM_Kwidzyn_POL | e_Kwidzyn_POL | IN | POL | en_coal_supercritical_Lukow_POL | e_Lukow_POL | OUT
|  |  |  | e_demand_Belchatow_POL | elc_roadtransport | 0.00969 | lo | POL | H2prd_Elc_PEM_Slupsk_POL | e_Slupsk_POL | IN | POL | en_coal_ultrasupercritical_Lukow_POL | e_Lukow_POL | OUT
|  |  |  | e_demand_Zabrze_POL | elc_buildings | 0.044318 | lo | POL | H2prd_Elc_PEM_Olsztyn_POL | e_Olsztyn_POL | IN | POL | en_coal_igcc_Lukow_POL | e_Lukow_POL | OUT
|  |  |  | e_demand_Zabrze_POL | elc_transport | 0.044318 | lo | POL | H2prd_Elc_PEM_Boleslawiec_POL | e_Boleslawiec_POL | IN | POL | en_nuclear_Lukow_POL | e_Lukow_POL | OUT
|  |  |  | e_demand_Zabrze_POL | elc_roadtransport | 0.044318 | lo | POL | H2prd_Elc_PEM_Gdansk_POL | e_Gdansk_POL | IN | POL | en_nuclear_smr_Lukow_POL | e_Lukow_POL | OUT
|  |  |  | e_demand_Elk_POL | elc_buildings | 0.0079297 | lo | POL | H2prd_Elc_PEM_Lomza_POL | e_Lomza_POL | IN | POL | en_biomass_Lukow_POL | e_Lukow_POL | OUT
|  |  |  | e_demand_Elk_POL | elc_transport | 0.0079297 | lo | POL | H2prd_Elc_PEM_ZielonaGora_POL | e_ZielonaGora_POL | IN | POL | en_biomass_ccs_Lukow_POL | e_Lukow_POL | OUT
|  |  |  | e_demand_Elk_POL | elc_roadtransport | 0.0079297 | lo | POL | H2prd_Elc_PEM_Police_POL | e_Police_POL | IN | POL | en_chp_gas_cc_ext_Lukow_POL | e_Lukow_POL | OUT
|  |  |  | e_demand_Poznan_POL | elc_buildings | 0.038081 | lo | POL | H2prd_Elc_PEM_Lublin_POL | e_Lublin_POL | IN | POL | en_chp_gas_cc_ext_Lukow_POL | h_Lukow_POL | OUT
|  |  |  | e_demand_Poznan_POL | elc_transport | 0.038081 | lo | POL | H2prd_Elc_PEM_Grajewo_POL | e_Grajewo_POL | IN | POL | en_chp_biomass_chips_ext_Lukow_POL | e_Lukow_POL | OUT
|  |  |  | e_demand_Poznan_POL | elc_roadtransport | 0.038081 | lo | POL | H2prd_Elc_PEM_Zamosc_POL | e_Zamosc_POL | IN | POL | en_chp_biomass_chips_ext_Lukow_POL | h_Lukow_POL | OUT
|  |  |  | e_demand_KedzierzynKozle_POL | elc_buildings | 0.011611 | lo | POL | H2prd_Elc_PEM_Radomsko_POL | e_Radomsko_POL | IN | POL | en_chp_gas_cc_ext_ccs_Lukow_POL | e_Lukow_POL | OUT
|  |  |  | e_demand_KedzierzynKozle_POL | elc_transport | 0.011611 | lo | POL | H2prd_Elc_PEM_Radom_POL | e_Radom_POL | IN | POL | en_chp_gas_cc_ext_ccs_Lukow_POL | h_Lukow_POL | OUT
|  |  |  | e_demand_KedzierzynKozle_POL | elc_roadtransport | 0.011611 | lo | POL | H2prd_Elc_PEM_Lubin_POL | e_Lubin_POL | IN | POL | en_chp_biomass_pellets_ext_ccs_Lukow_POL | e_Lukow_POL | OUT
|  |  |  | e_demand_Lodz_POL | elc_buildings | 0.044568 | lo | POL | H2prd_Elc_PEM_Sosnowiec_POL | e_Sosnowiec_POL | IN | POL | en_chp_biomass_pellets_ext_ccs_Lukow_POL | h_Lukow_POL | OUT
|  |  |  | e_demand_Lodz_POL | elc_transport | 0.044568 | lo | POL | H2prd_Elc_PEM_Skawina_POL | e_Skawina_POL | IN | POL | en_chp_gas_cc_ext_ccs_Lukow_POL | e_Lukow_POL | OUT
|  |  |  | e_demand_Lodz_POL | elc_roadtransport | 0.044568 | lo | POL | H2prd_Elc_PEM_Tarnow_POL | e_Tarnow_POL | IN | POL | en_chp_gas_cc_ext_ccs_Lukow_POL | h_Lukow_POL | OUT
|  |  |  | e_demand_Szczecin_POL | elc_buildings | 0.0088689 | lo | POL | H2prd_Elc_PEM_Chelm_POL | e_Chelm_POL | IN | POL | en_hop_gas_boiler_Lukow_POL | h_Lukow_POL | OUT
|  |  |  | e_demand_Szczecin_POL | elc_transport | 0.0088689 | lo | POL | H2prd_Elc_PEM_Kielce_POL | e_Kielce_POL | IN | POL | en_hop_biomass_chips_Lukow_POL | h_Lukow_POL | OUT
|  |  |  | e_demand_Szczecin_POL | elc_roadtransport | 0.0088689 | lo | POL | H2prd_Elc_PEM_Mielec_POL | e_Mielec_POL | IN | POL | en_hop_electric_boiler_Lukow_POL | h_Lukow_POL | OUT
|  |  |  | e_demand_Katowice_POL | elc_buildings | 0.03831 | lo | POL | H2prd_Elc_PEM_Rzeszow_POL | e_Rzeszow_POL | IN | POL | en_hop_electric_boiler_Lukow_POL | e_Lukow_POL | IN
|  |  |  | e_demand_Katowice_POL | elc_transport | 0.03831 | lo | POL | H2prd_Elc_PEM_Czestochowa_POL | e_Czestochowa_POL | IN | POL | en_hp_air_10mw_Lukow_POL | h_Lukow_POL | OUT
|  |  |  | e_demand_Katowice_POL | elc_roadtransport | 0.03831 | lo | POL | H2prd_Elc_PEM_Pila_POL | e_Pila_POL | IN | POL | en_hp_air_10mw_Lukow_POL | e_Lukow_POL | IN
|  |  |  | e_demand_BielskoBiala_POL | elc_buildings | 0.024469 | lo | POL | H2prd_Elc_PEM_OstrowiecSwietokrz_POL | e_OstrowiecSwietokrz_POL | IN | POL | en_gas_ccgt_Legnica_POL | e_Legnica_POL | OUT
|  |  |  | e_demand_BielskoBiala_POL | elc_transport | 0.024469 | lo | POL | H2prd_Elc_PEM_Opole_POL | e_Opole_POL | IN | POL | en_gas_turbine_Legnica_POL | e_Legnica_POL | OUT
|  |  |  | e_demand_BielskoBiala_POL | elc_roadtransport | 0.024469 | lo | POL | H2prd_Elc_PEM_Konin_POL | e_Konin_POL | IN | POL | en_gas_ccs_Legnica_POL | e_Legnica_POL | OUT
|  |  |  | e_demand_Grudziadz_POL | elc_buildings | 0.012009 | lo | POL | H2prd_Elc_PEM_Kalisz_POL | e_Kalisz_POL | IN | POL | en_coal_subcritical_Legnica_POL | e_Legnica_POL | OUT
|  |  |  | e_demand_Grudziadz_POL | elc_transport | 0.012009 | lo | POL | H2prd_Elc_PEM_Walbrzych_POL | e_Walbrzych_POL | IN | POL | en_coal_supercritical_Legnica_POL | e_Legnica_POL | OUT
|  |  |  | e_demand_Grudziadz_POL | elc_roadtransport | 0.012009 | lo | POL | H2prd_Elc_PEM_Warsaw_POL | e_Warsaw_POL | IN | POL | en_coal_ultrasupercritical_Legnica_POL | e_Legnica_POL | OUT
|  |  |  | e_demand_Plock_POL | elc_buildings | 0.013961 | lo | POL | H2prd_Elc_PEM_Belchatow_POL | e_Belchatow_POL | IN | POL | en_coal_igcc_Legnica_POL | e_Legnica_POL | OUT
|  |  |  | e_demand_Plock_POL | elc_transport | 0.013961 | lo | POL | H2prd_Elc_PEM_Zabrze_POL | e_Zabrze_POL | IN | POL | en_nuclear_Legnica_POL | e_Legnica_POL | OUT
|  |  |  | e_demand_Plock_POL | elc_roadtransport | 0.013961 | lo | POL | H2prd_Elc_PEM_Elk_POL | e_Elk_POL | IN | POL | en_nuclear_smr_Legnica_POL | e_Legnica_POL | OUT
|  |  |  | e_demand_Wloclawek_POL | elc_buildings | 0.010999 | lo | POL | H2prd_Elc_PEM_Poznan_POL | e_Poznan_POL | IN | POL | en_biomass_Legnica_POL | e_Legnica_POL | OUT
|  |  |  | e_demand_Wloclawek_POL | elc_transport | 0.010999 | lo | POL | H2prd_Elc_PEM_KedzierzynKozle_POL | e_KedzierzynKozle_POL | IN | POL | en_biomass_ccs_Legnica_POL | e_Legnica_POL | OUT
|  |  |  | e_demand_Wloclawek_POL | elc_roadtransport | 0.010999 | lo | POL | H2prd_Elc_PEM_Lodz_POL | e_Lodz_POL | IN | POL | en_chp_gas_cc_ext_Legnica_POL | e_Legnica_POL | OUT
|  |  |  | e_demand_Wroclaw_POL | elc_buildings | 0.031264 | lo | POL | H2prd_Elc_PEM_Szczecin_POL | e_Szczecin_POL | IN | POL | en_chp_gas_cc_ext_Legnica_POL | h_Legnica_POL | OUT
|  |  |  | e_demand_Wroclaw_POL | elc_transport | 0.031264 | lo | POL | H2prd_Elc_PEM_Katowice_POL | e_Katowice_POL | IN | POL | en_chp_biomass_chips_ext_Legnica_POL | e_Legnica_POL | OUT
|  |  |  | e_demand_Wroclaw_POL | elc_roadtransport | 0.031264 | lo | POL | H2prd_Elc_PEM_BielskoBiala_POL | e_BielskoBiala_POL | IN | POL | en_chp_biomass_chips_ext_Legnica_POL | h_Legnica_POL | OUT
|  |  |  | e_demand_Gdynia_POL | elc_buildings | 0.011047 | lo | POL | H2prd_Elc_PEM_Grudziadz_POL | e_Grudziadz_POL | IN | POL | en_chp_gas_cc_ext_ccs_Legnica_POL | e_Legnica_POL | OUT
|  |  |  | e_demand_Gdynia_POL | elc_transport | 0.011047 | lo | POL | H2prd_Elc_PEM_Plock_POL | e_Plock_POL | IN | POL | en_chp_gas_cc_ext_ccs_Legnica_POL | h_Legnica_POL | OUT
|  |  |  | e_demand_Gdynia_POL | elc_roadtransport | 0.011047 | lo | POL | H2prd_Elc_PEM_Wloclawek_POL | e_Wloclawek_POL | IN | POL | en_chp_biomass_pellets_ext_ccs_Legnica_POL | e_Legnica_POL | OUT
|  |  |  | e_demand_Pulawy_POL | elc_buildings | 0.0070923 | lo | POL | H2prd_Elc_PEM_Wroclaw_POL | e_Wroclaw_POL | IN | POL | en_chp_biomass_pellets_ext_ccs_Legnica_POL | h_Legnica_POL | OUT
|  |  |  | e_demand_Pulawy_POL | elc_transport | 0.0070923 | lo | POL | H2prd_Elc_PEM_Gdynia_POL | e_Gdynia_POL | IN | POL | en_chp_gas_cc_ext_ccs_Legnica_POL | e_Legnica_POL | OUT
|  |  |  | e_demand_Pulawy_POL | elc_roadtransport | 0.0070923 | lo | POL | H2prd_Elc_PEM_Pulawy_POL | e_Pulawy_POL | IN | POL | en_chp_gas_cc_ext_ccs_Legnica_POL | h_Legnica_POL | OUT
|  |  |  | ev_battery_Bydgoszcz_POL | elc_buildings | 0.023902 | lo | POL | H2prd_Elc_ALK_Bydgoszcz_POL | e_Bydgoszcz_POL | IN | POL | en_hop_gas_boiler_Legnica_POL | h_Legnica_POL | OUT
|  |  |  | ev_battery_Bydgoszcz_POL | elc_transport | 0.023902 | lo | POL | H2prd_Elc_ALK_Bialystok_POL | e_Bialystok_POL | IN | POL | en_hop_biomass_chips_Legnica_POL | h_Legnica_POL | OUT
|  |  |  | ev_battery_Bydgoszcz_POL | elc_roadtransport | 0.023902 | lo | POL | H2prd_Elc_ALK_GorzowWielkopolski_POL | e_GorzowWielkopolski_POL | IN | POL | en_hop_electric_boiler_Legnica_POL | h_Legnica_POL | OUT
|  |  |  | ev_battery_Bialystok_POL | elc_buildings | 0.016353 | lo | POL | H2prd_Elc_ALK_Siedlce_POL | e_Siedlce_POL | IN | POL | en_hop_electric_boiler_Legnica_POL | e_Legnica_POL | IN
|  |  |  | ev_battery_Bialystok_POL | elc_transport | 0.016353 | lo | POL | H2prd_Elc_ALK_Lukow_POL | e_Lukow_POL | IN | POL | en_hp_air_10mw_Legnica_POL | h_Legnica_POL | OUT
|  |  |  | ev_battery_Bialystok_POL | elc_roadtransport | 0.016353 | lo | POL | H2prd_Elc_ALK_Legnica_POL | e_Legnica_POL | IN | POL | en_hp_air_10mw_Legnica_POL | e_Legnica_POL | IN
|  |  |  | ev_battery_GorzowWielkopolski_POL | elc_buildings | 0.010127 | lo | POL | H2prd_Elc_ALK_Swidnica_POL | e_Swidnica_POL | IN | POL | en_gas_ccgt_Swidnica_POL | e_Swidnica_POL | OUT
|  |  |  | ev_battery_GorzowWielkopolski_POL | elc_transport | 0.010127 | lo | POL | H2prd_Elc_ALK_Krosno_POL | e_Krosno_POL | IN | POL | en_gas_turbine_Swidnica_POL | e_Swidnica_POL | OUT
|  |  |  | ev_battery_GorzowWielkopolski_POL | elc_roadtransport | 0.010127 | lo | POL | H2prd_Elc_ALK_Kwidzyn_POL | e_Kwidzyn_POL | IN | POL | en_gas_ccs_Swidnica_POL | e_Swidnica_POL | OUT
|  |  |  | ev_battery_Siedlce_POL | elc_buildings | 0.011104 | lo | POL | H2prd_Elc_ALK_Slupsk_POL | e_Slupsk_POL | IN | POL | en_coal_subcritical_Swidnica_POL | e_Swidnica_POL | OUT
|  |  |  | ev_battery_Siedlce_POL | elc_transport | 0.011104 | lo | POL | H2prd_Elc_ALK_Olsztyn_POL | e_Olsztyn_POL | IN | POL | en_coal_supercritical_Swidnica_POL | e_Swidnica_POL | OUT
|  |  |  | ev_battery_Siedlce_POL | elc_roadtransport | 0.011104 | lo | POL | H2prd_Elc_ALK_Boleslawiec_POL | e_Boleslawiec_POL | IN | POL | en_coal_ultrasupercritical_Swidnica_POL | e_Swidnica_POL | OUT
|  |  |  | ev_battery_Lukow_POL | elc_buildings | 0.0099687 | lo | POL | H2prd_Elc_ALK_Gdansk_POL | e_Gdansk_POL | IN | POL | en_coal_igcc_Swidnica_POL | e_Swidnica_POL | OUT
|  |  |  | ev_battery_Lukow_POL | elc_transport | 0.0099687 | lo | POL | H2prd_Elc_ALK_Lomza_POL | e_Lomza_POL | IN | POL | en_nuclear_Swidnica_POL | e_Swidnica_POL | OUT
|  |  |  | ev_battery_Lukow_POL | elc_roadtransport | 0.0099687 | lo | POL | H2prd_Elc_ALK_ZielonaGora_POL | e_ZielonaGora_POL | IN | POL | en_nuclear_smr_Swidnica_POL | e_Swidnica_POL | OUT
|  |  |  | ev_battery_Legnica_POL | elc_buildings | 0.011838 | lo | POL | H2prd_Elc_ALK_Police_POL | e_Police_POL | IN | POL | en_biomass_Swidnica_POL | e_Swidnica_POL | OUT
|  |  |  | ev_battery_Legnica_POL | elc_transport | 0.011838 | lo | POL | H2prd_Elc_ALK_Lublin_POL | e_Lublin_POL | IN | POL | en_biomass_ccs_Swidnica_POL | e_Swidnica_POL | OUT
|  |  |  | ev_battery_Legnica_POL | elc_roadtransport | 0.011838 | lo | POL | H2prd_Elc_ALK_Grajewo_POL | e_Grajewo_POL | IN | POL | en_chp_gas_cc_ext_Swidnica_POL | e_Swidnica_POL | OUT
|  |  |  | ev_battery_Swidnica_POL | elc_buildings | 0.0084707 | lo | POL | H2prd_Elc_ALK_Zamosc_POL | e_Zamosc_POL | IN | POL | en_chp_gas_cc_ext_Swidnica_POL | h_Swidnica_POL | OUT
|  |  |  | ev_battery_Swidnica_POL | elc_transport | 0.0084707 | lo | POL | H2prd_Elc_ALK_Radomsko_POL | e_Radomsko_POL | IN | POL | en_chp_biomass_chips_ext_Swidnica_POL | e_Swidnica_POL | OUT
|  |  |  | ev_battery_Swidnica_POL | elc_roadtransport | 0.0084707 | lo | POL | H2prd_Elc_ALK_Radom_POL | e_Radom_POL | IN | POL | en_chp_biomass_chips_ext_Swidnica_POL | h_Swidnica_POL | OUT
|  |  |  | ev_battery_Krosno_POL | elc_buildings | 0.011622 | lo | POL | H2prd_Elc_ALK_Lubin_POL | e_Lubin_POL | IN | POL | en_chp_gas_cc_ext_ccs_Swidnica_POL | e_Swidnica_POL | OUT
|  |  |  | ev_battery_Krosno_POL | elc_transport | 0.011622 | lo | POL | H2prd_Elc_ALK_Sosnowiec_POL | e_Sosnowiec_POL | IN | POL | en_chp_gas_cc_ext_ccs_Swidnica_POL | h_Swidnica_POL | OUT
|  |  |  | ev_battery_Krosno_POL | elc_roadtransport | 0.011622 | lo | POL | H2prd_Elc_ALK_Skawina_POL | e_Skawina_POL | IN | POL | en_chp_biomass_pellets_ext_ccs_Swidnica_POL | e_Swidnica_POL | OUT
|  |  |  | ev_battery_Kwidzyn_POL | elc_buildings | 0.010566 | lo | POL | H2prd_Elc_ALK_Tarnow_POL | e_Tarnow_POL | IN | POL | en_chp_biomass_pellets_ext_ccs_Swidnica_POL | h_Swidnica_POL | OUT
|  |  |  | ev_battery_Kwidzyn_POL | elc_transport | 0.010566 | lo | POL | H2prd_Elc_ALK_Chelm_POL | e_Chelm_POL | IN | POL | en_chp_gas_cc_ext_ccs_Swidnica_POL | e_Swidnica_POL | OUT
|  |  |  | ev_battery_Kwidzyn_POL | elc_roadtransport | 0.010566 | lo | POL | H2prd_Elc_ALK_Kielce_POL | e_Kielce_POL | IN | POL | en_chp_gas_cc_ext_ccs_Swidnica_POL | h_Swidnica_POL | OUT
|  |  |  | ev_battery_Slupsk_POL | elc_buildings | 0.015074 | lo | POL | H2prd_Elc_ALK_Mielec_POL | e_Mielec_POL | IN | POL | en_hop_gas_boiler_Swidnica_POL | h_Swidnica_POL | OUT
|  |  |  | ev_battery_Slupsk_POL | elc_transport | 0.015074 | lo | POL | H2prd_Elc_ALK_Rzeszow_POL | e_Rzeszow_POL | IN | POL | en_hop_biomass_chips_Swidnica_POL | h_Swidnica_POL | OUT
|  |  |  | ev_battery_Slupsk_POL | elc_roadtransport | 0.015074 | lo | POL | H2prd_Elc_ALK_Czestochowa_POL | e_Czestochowa_POL | IN | POL | en_hop_electric_boiler_Swidnica_POL | h_Swidnica_POL | OUT
|  |  |  | ev_battery_Olsztyn_POL | elc_buildings | 0.01616 | lo | POL | H2prd_Elc_ALK_Pila_POL | e_Pila_POL | IN | POL | en_hop_electric_boiler_Swidnica_POL | e_Swidnica_POL | IN
|  |  |  | ev_battery_Olsztyn_POL | elc_transport | 0.01616 | lo | POL | H2prd_Elc_ALK_OstrowiecSwietokrz_POL | e_OstrowiecSwietokrz_POL | IN | POL | en_hp_air_10mw_Swidnica_POL | h_Swidnica_POL | OUT
|  |  |  | ev_battery_Olsztyn_POL | elc_roadtransport | 0.01616 | lo | POL | H2prd_Elc_ALK_Opole_POL | e_Opole_POL | IN | POL | en_hp_air_10mw_Swidnica_POL | e_Swidnica_POL | IN
|  |  |  | ev_battery_Boleslawiec_POL | elc_buildings | 0.006682 | lo | POL | H2prd_Elc_ALK_Konin_POL | e_Konin_POL | IN | POL | en_gas_ccgt_Krosno_POL | e_Krosno_POL | OUT
|  |  |  | ev_battery_Boleslawiec_POL | elc_transport | 0.006682 | lo | POL | H2prd_Elc_ALK_Kalisz_POL | e_Kalisz_POL | IN | POL | en_gas_turbine_Krosno_POL | e_Krosno_POL | OUT
|  |  |  | ev_battery_Boleslawiec_POL | elc_roadtransport | 0.006682 | lo | POL | H2prd_Elc_ALK_Walbrzych_POL | e_Walbrzych_POL | IN | POL | en_gas_ccs_Krosno_POL | e_Krosno_POL | OUT
|  |  |  | ev_battery_Gdansk_POL | elc_buildings | 0.058346 | lo | POL | H2prd_Elc_ALK_Warsaw_POL | e_Warsaw_POL | IN | POL | en_coal_subcritical_Krosno_POL | e_Krosno_POL | OUT
|  |  |  | ev_battery_Gdansk_POL | elc_transport | 0.058346 | lo | POL | H2prd_Elc_ALK_Belchatow_POL | e_Belchatow_POL | IN | POL | en_coal_supercritical_Krosno_POL | e_Krosno_POL | OUT
|  |  |  | ev_battery_Gdansk_POL | elc_roadtransport | 0.058346 | lo | POL | H2prd_Elc_ALK_Zabrze_POL | e_Zabrze_POL | IN | POL | en_coal_ultrasupercritical_Krosno_POL | e_Krosno_POL | OUT
|  |  |  | ev_battery_Lomza_POL | elc_buildings | 0.0084265 | lo | POL | H2prd_Elc_ALK_Elk_POL | e_Elk_POL | IN | POL | en_coal_igcc_Krosno_POL | e_Krosno_POL | OUT
|  |  |  | ev_battery_Lomza_POL | elc_transport | 0.0084265 | lo | POL | H2prd_Elc_ALK_Poznan_POL | e_Poznan_POL | IN | POL | en_nuclear_Krosno_POL | e_Krosno_POL | OUT
|  |  |  | ev_battery_Lomza_POL | elc_roadtransport | 0.0084265 | lo | POL | H2prd_Elc_ALK_KedzierzynKozle_POL | e_KedzierzynKozle_POL | IN | POL | en_nuclear_smr_Krosno_POL | e_Krosno_POL | OUT
|  |  |  | ev_battery_ZielonaGora_POL | elc_buildings | 0.015136 | lo | POL | H2prd_Elc_ALK_Lodz_POL | e_Lodz_POL | IN | POL | en_biomass_Krosno_POL | e_Krosno_POL | OUT
|  |  |  | ev_battery_ZielonaGora_POL | elc_transport | 0.015136 | lo | POL | H2prd_Elc_ALK_Szczecin_POL | e_Szczecin_POL | IN | POL | en_biomass_ccs_Krosno_POL | e_Krosno_POL | OUT
|  |  |  | ev_battery_ZielonaGora_POL | elc_roadtransport | 0.015136 | lo | POL | H2prd_Elc_ALK_Katowice_POL | e_Katowice_POL | IN | POL | en_chp_gas_cc_ext_Krosno_POL | e_Krosno_POL | OUT
|  |  |  | ev_battery_Police_POL | elc_buildings | 0.022088 | lo | POL | H2prd_Elc_ALK_BielskoBiala_POL | e_BielskoBiala_POL | IN | POL | en_chp_gas_cc_ext_Krosno_POL | h_Krosno_POL | OUT
|  |  |  | ev_battery_Police_POL | elc_transport | 0.022088 | lo | POL | H2prd_Elc_ALK_Grudziadz_POL | e_Grudziadz_POL | IN | POL | en_chp_biomass_chips_ext_Krosno_POL | e_Krosno_POL | OUT
|  |  |  | ev_battery_Police_POL | elc_roadtransport | 0.022088 | lo | POL | H2prd_Elc_ALK_Plock_POL | e_Plock_POL | IN | POL | en_chp_biomass_chips_ext_Krosno_POL | h_Krosno_POL | OUT
|  |  |  | ev_battery_Lublin_POL | elc_buildings | 0.020662 | lo | POL | H2prd_Elc_ALK_Wloclawek_POL | e_Wloclawek_POL | IN | POL | en_chp_gas_cc_ext_ccs_Krosno_POL | e_Krosno_POL | OUT
|  |  |  | ev_battery_Lublin_POL | elc_transport | 0.020662 | lo | POL | H2prd_Elc_ALK_Wroclaw_POL | e_Wroclaw_POL | IN | POL | en_chp_gas_cc_ext_ccs_Krosno_POL | h_Krosno_POL | OUT
|  |  |  | ev_battery_Lublin_POL | elc_roadtransport | 0.020662 | lo | POL | H2prd_Elc_ALK_Gdynia_POL | e_Gdynia_POL | IN | POL | en_chp_biomass_pellets_ext_ccs_Krosno_POL | e_Krosno_POL | OUT
|  |  |  | ev_battery_Grajewo_POL | elc_buildings | 0.0089371 | lo | POL | H2prd_Elc_ALK_Pulawy_POL | e_Pulawy_POL | IN | POL | en_chp_biomass_pellets_ext_ccs_Krosno_POL | h_Krosno_POL | OUT
|  |  |  | ev_battery_Grajewo_POL | elc_transport | 0.0089371 | lo | POL | h_demand_Lomza_POL | h_Lomza_POL | IN | POL | en_chp_gas_cc_ext_ccs_Krosno_POL | e_Krosno_POL | OUT
|  |  |  | ev_battery_Grajewo_POL | elc_roadtransport | 0.0089371 | lo | POL | h_demand_Kwidzyn_POL | h_Kwidzyn_POL | IN | POL | en_chp_gas_cc_ext_ccs_Krosno_POL | h_Krosno_POL | OUT
|  |  |  | ev_battery_Zamosc_POL | elc_buildings | 0.0066335 | lo | POL | h_demand_Police_POL | h_Police_POL | IN | POL | en_hop_gas_boiler_Krosno_POL | h_Krosno_POL | OUT
|  |  |  | ev_battery_Zamosc_POL | elc_transport | 0.0066335 | lo | POL | h_demand_Bialystok_POL | h_Bialystok_POL | IN | POL | en_hop_biomass_chips_Krosno_POL | h_Krosno_POL | OUT
|  |  |  | ev_battery_Zamosc_POL | elc_roadtransport | 0.0066335 | lo | POL | h_demand_Katowice_POL | h_Katowice_POL | IN | POL | en_hop_electric_boiler_Krosno_POL | h_Krosno_POL | OUT
|  |  |  | ev_battery_Radomsko_POL | elc_buildings | 0.0049319 | lo | POL | h_demand_Mielec_POL | h_Mielec_POL | IN | POL | en_hop_electric_boiler_Krosno_POL | e_Krosno_POL | IN
|  |  |  | ev_battery_Radomsko_POL | elc_transport | 0.0049319 | lo | POL | h_demand_Gdansk_POL | h_Gdansk_POL | IN | POL | en_hp_air_10mw_Krosno_POL | h_Krosno_POL | OUT
|  |  |  | ev_battery_Radomsko_POL | elc_roadtransport | 0.0049319 | lo | POL | h_demand_Czestochowa_POL | h_Czestochowa_POL | IN | POL | en_hp_air_10mw_Krosno_POL | e_Krosno_POL | IN
|  |  |  | ev_battery_Radom_POL | elc_buildings | 0.012074 | lo | POL | h_demand_Konin_POL | h_Konin_POL | IN | POL | en_gas_ccgt_Kwidzyn_POL | e_Kwidzyn_POL | OUT
|  |  |  | ev_battery_Radom_POL | elc_transport | 0.012074 | lo | POL | h_demand_Sosnowiec_POL | h_Sosnowiec_POL | IN | POL | en_gas_turbine_Kwidzyn_POL | e_Kwidzyn_POL | OUT
|  |  |  | ev_battery_Radom_POL | elc_roadtransport | 0.012074 | lo | POL | h_demand_Bydgoszcz_POL | h_Bydgoszcz_POL | IN | POL | en_gas_ccs_Kwidzyn_POL | e_Kwidzyn_POL | OUT
|  |  |  | ev_battery_Lubin_POL | elc_buildings | 0.012975 | lo | POL | h_demand_Szczecin_POL | h_Szczecin_POL | IN | POL | en_coal_subcritical_Kwidzyn_POL | e_Kwidzyn_POL | OUT
|  |  |  | ev_battery_Lubin_POL | elc_transport | 0.012975 | lo | POL | h_demand_GorzowWielkopolski_POL | h_GorzowWielkopolski_POL | IN | POL | en_coal_supercritical_Kwidzyn_POL | e_Kwidzyn_POL | OUT
|  |  |  | ev_battery_Lubin_POL | elc_roadtransport | 0.012975 | lo | POL | h_demand_Lubin_POL | h_Lubin_POL | IN | POL | en_coal_ultrasupercritical_Kwidzyn_POL | e_Kwidzyn_POL | OUT
|  |  |  | ev_battery_Sosnowiec_POL | elc_buildings | 0.04175 | lo | POL | h_demand_Kalisz_POL | h_Kalisz_POL | IN | POL | en_coal_igcc_Kwidzyn_POL | e_Kwidzyn_POL | OUT
|  |  |  | ev_battery_Sosnowiec_POL | elc_transport | 0.04175 | lo | POL | h_demand_Skawina_POL | h_Skawina_POL | IN | POL | en_nuclear_Kwidzyn_POL | e_Kwidzyn_POL | OUT
|  |  |  | ev_battery_Sosnowiec_POL | elc_roadtransport | 0.04175 | lo | POL | h_demand_Lodz_POL | h_Lodz_POL | IN | POL | en_nuclear_smr_Kwidzyn_POL | e_Kwidzyn_POL | OUT
|  |  |  | ev_battery_Skawina_POL | elc_buildings | 0.043387 | lo | POL | h_demand_Plock_POL | h_Plock_POL | IN | POL | en_biomass_Kwidzyn_POL | e_Kwidzyn_POL | OUT
|  |  |  | ev_battery_Skawina_POL | elc_transport | 0.043387 | lo | POL | h_demand_Poznan_POL | h_Poznan_POL | IN | POL | en_biomass_ccs_Kwidzyn_POL | e_Kwidzyn_POL | OUT
|  |  |  | ev_battery_Skawina_POL | elc_roadtransport | 0.043387 | lo | POL | h_demand_Rzeszow_POL | h_Rzeszow_POL | IN | POL | en_chp_gas_cc_ext_Kwidzyn_POL | e_Kwidzyn_POL | OUT
|  |  |  | ev_battery_Tarnow_POL | elc_buildings | 0.014135 | lo | POL | h_demand_Wroclaw_POL | h_Wroclaw_POL | IN | POL | en_chp_gas_cc_ext_Kwidzyn_POL | h_Kwidzyn_POL | OUT
|  |  |  | ev_battery_Tarnow_POL | elc_transport | 0.014135 | lo | POL | h_demand_Lukow_POL | h_Lukow_POL | IN | POL | en_chp_biomass_chips_ext_Kwidzyn_POL | e_Kwidzyn_POL | OUT
|  |  |  | ev_battery_Tarnow_POL | elc_roadtransport | 0.014135 | lo | POL | h_demand_Warsaw_POL | h_Warsaw_POL | IN | POL | en_chp_biomass_chips_ext_Kwidzyn_POL | h_Kwidzyn_POL | OUT
|  |  |  | ev_battery_Chelm_POL | elc_buildings | 0.0054397 | lo | POL | h_demand_Wloclawek_POL | h_Wloclawek_POL | IN | POL | en_chp_gas_cc_ext_ccs_Kwidzyn_POL | e_Kwidzyn_POL | OUT
|  |  |  | ev_battery_Chelm_POL | elc_transport | 0.0054397 | lo | POL | h_demand_Lublin_POL | h_Lublin_POL | IN | POL | en_chp_gas_cc_ext_ccs_Kwidzyn_POL | h_Kwidzyn_POL | OUT
|  |  |  | ev_battery_Chelm_POL | elc_roadtransport | 0.0054397 | lo | POL | h_demand_ZielonaGora_POL | h_ZielonaGora_POL | IN | POL | en_chp_biomass_pellets_ext_ccs_Kwidzyn_POL | e_Kwidzyn_POL | OUT
|  |  |  | ev_battery_Kielce_POL | elc_buildings | 0.013625 | lo | POL | h_demand_Belchatow_POL | h_Belchatow_POL | IN | POL | en_chp_biomass_pellets_ext_ccs_Kwidzyn_POL | h_Kwidzyn_POL | OUT
|  |  |  | ev_battery_Kielce_POL | elc_transport | 0.013625 | lo | POL | h_demand_BielskoBiala_POL | h_BielskoBiala_POL | IN | POL | en_chp_gas_cc_ext_ccs_Kwidzyn_POL | e_Kwidzyn_POL | OUT
|  |  |  | ev_battery_Kielce_POL | elc_roadtransport | 0.013625 | lo | POL | h_demand_Zabrze_POL | h_Zabrze_POL | IN | POL | en_chp_gas_cc_ext_ccs_Kwidzyn_POL | h_Kwidzyn_POL | OUT
|  |  |  | ev_battery_Mielec_POL | elc_buildings | 0.0075899 | lo | POL | h_demand_Pulawy_POL | h_Pulawy_POL | IN | POL | en_hop_gas_boiler_Kwidzyn_POL | h_Kwidzyn_POL | OUT
|  |  |  | ev_battery_Mielec_POL | elc_transport | 0.0075899 | lo | POL | h_demand_Boleslawiec_POL | h_Boleslawiec_POL | IN | POL | en_hop_biomass_chips_Kwidzyn_POL | h_Kwidzyn_POL | OUT
|  |  |  | ev_battery_Mielec_POL | elc_roadtransport | 0.0075899 | lo |  |  |  |  | POL | en_hop_electric_boiler_Kwidzyn_POL | h_Kwidzyn_POL | OUT
|  |  |  | ev_battery_Rzeszow_POL | elc_buildings | 0.014309 | lo |  |  |  |  | POL | en_hop_electric_boiler_Kwidzyn_POL | e_Kwidzyn_POL | IN
|  |  |  | ev_battery_Rzeszow_POL | elc_transport | 0.014309 | lo |  |  |  |  | POL | en_hp_air_10mw_Kwidzyn_POL | h_Kwidzyn_POL | OUT
|  |  |  | ev_battery_Rzeszow_POL | elc_roadtransport | 0.014309 | lo |  |  |  |  | POL | en_hp_air_10mw_Kwidzyn_POL | e_Kwidzyn_POL | IN
|  |  |  | ev_battery_Czestochowa_POL | elc_buildings | 0.015345 | lo |  |  |  |  | POL | en_gas_ccgt_Slupsk_POL | e_Slupsk_POL | OUT
|  |  |  | ev_battery_Czestochowa_POL | elc_transport | 0.015345 | lo |  |  |  |  | POL | en_gas_turbine_Slupsk_POL | e_Slupsk_POL | OUT
|  |  |  | ev_battery_Czestochowa_POL | elc_roadtransport | 0.015345 | lo |  |  |  |  | POL | en_gas_ccs_Slupsk_POL | e_Slupsk_POL | OUT
|  |  |  | ev_battery_Pila_POL | elc_buildings | 0.01315 | lo |  |  |  |  | POL | en_coal_subcritical_Slupsk_POL | e_Slupsk_POL | OUT
|  |  |  | ev_battery_Pila_POL | elc_transport | 0.01315 | lo |  |  |  |  | POL | en_coal_supercritical_Slupsk_POL | e_Slupsk_POL | OUT
|  |  |  | ev_battery_Pila_POL | elc_roadtransport | 0.01315 | lo |  |  |  |  | POL | en_coal_ultrasupercritical_Slupsk_POL | e_Slupsk_POL | OUT
|  |  |  | ev_battery_OstrowiecSwietokrz_POL | elc_buildings | 0.010515 | lo |  |  |  |  | POL | en_coal_igcc_Slupsk_POL | e_Slupsk_POL | OUT
|  |  |  | ev_battery_OstrowiecSwietokrz_POL | elc_transport | 0.010515 | lo |  |  |  |  | POL | en_nuclear_Slupsk_POL | e_Slupsk_POL | OUT
|  |  |  | ev_battery_OstrowiecSwietokrz_POL | elc_roadtransport | 0.010515 | lo |  |  |  |  | POL | en_nuclear_smr_Slupsk_POL | e_Slupsk_POL | OUT
|  |  |  | ev_battery_Opole_POL | elc_buildings | 0.0079771 | lo |  |  |  |  | POL | en_biomass_Slupsk_POL | e_Slupsk_POL | OUT
|  |  |  | ev_battery_Opole_POL | elc_transport | 0.0079771 | lo |  |  |  |  | POL | en_biomass_ccs_Slupsk_POL | e_Slupsk_POL | OUT
|  |  |  | ev_battery_Opole_POL | elc_roadtransport | 0.0079771 | lo |  |  |  |  | POL | en_chp_gas_cc_ext_Slupsk_POL | e_Slupsk_POL | OUT
|  |  |  | ev_battery_Konin_POL | elc_buildings | 0.010791 | lo |  |  |  |  | POL | en_chp_gas_cc_ext_Slupsk_POL | h_Slupsk_POL | OUT
|  |  |  | ev_battery_Konin_POL | elc_transport | 0.010791 | lo |  |  |  |  | POL | en_chp_biomass_chips_ext_Slupsk_POL | e_Slupsk_POL | OUT
|  |  |  | ev_battery_Konin_POL | elc_roadtransport | 0.010791 | lo |  |  |  |  | POL | en_chp_biomass_chips_ext_Slupsk_POL | h_Slupsk_POL | OUT
|  |  |  | ev_battery_Kalisz_POL | elc_buildings | 0.012935 | lo |  |  |  |  | POL | en_chp_gas_cc_ext_ccs_Slupsk_POL | e_Slupsk_POL | OUT
|  |  |  | ev_battery_Kalisz_POL | elc_transport | 0.012935 | lo |  |  |  |  | POL | en_chp_gas_cc_ext_ccs_Slupsk_POL | h_Slupsk_POL | OUT
|  |  |  | ev_battery_Kalisz_POL | elc_roadtransport | 0.012935 | lo |  |  |  |  | POL | en_chp_biomass_pellets_ext_ccs_Slupsk_POL | e_Slupsk_POL | OUT
|  |  |  | ev_battery_Walbrzych_POL | elc_buildings | 0.016254 | lo |  |  |  |  | POL | en_chp_biomass_pellets_ext_ccs_Slupsk_POL | h_Slupsk_POL | OUT
|  |  |  | ev_battery_Walbrzych_POL | elc_transport | 0.016254 | lo |  |  |  |  | POL | en_chp_gas_cc_ext_ccs_Slupsk_POL | e_Slupsk_POL | OUT
|  |  |  | ev_battery_Walbrzych_POL | elc_roadtransport | 0.016254 | lo |  |  |  |  | POL | en_chp_gas_cc_ext_ccs_Slupsk_POL | h_Slupsk_POL | OUT
|  |  |  | ev_battery_Warsaw_POL | elc_buildings | 0.1165 | lo |  |  |  |  | POL | en_hop_gas_boiler_Slupsk_POL | h_Slupsk_POL | OUT
|  |  |  | ev_battery_Warsaw_POL | elc_transport | 0.1165 | lo |  |  |  |  | POL | en_hop_biomass_chips_Slupsk_POL | h_Slupsk_POL | OUT
|  |  |  | ev_battery_Warsaw_POL | elc_roadtransport | 0.1165 | lo |  |  |  |  | POL | en_hop_electric_boiler_Slupsk_POL | h_Slupsk_POL | OUT
|  |  |  | ev_battery_Belchatow_POL | elc_buildings | 0.00969 | lo |  |  |  |  | POL | en_hop_electric_boiler_Slupsk_POL | e_Slupsk_POL | IN
|  |  |  | ev_battery_Belchatow_POL | elc_transport | 0.00969 | lo |  |  |  |  | POL | en_hp_air_10mw_Slupsk_POL | h_Slupsk_POL | OUT
|  |  |  | ev_battery_Belchatow_POL | elc_roadtransport | 0.00969 | lo |  |  |  |  | POL | en_hp_air_10mw_Slupsk_POL | e_Slupsk_POL | IN
|  |  |  | ev_battery_Zabrze_POL | elc_buildings | 0.044318 | lo |  |  |  |  | POL | en_gas_ccgt_Olsztyn_POL | e_Olsztyn_POL | OUT
|  |  |  | ev_battery_Zabrze_POL | elc_transport | 0.044318 | lo |  |  |  |  | POL | en_gas_turbine_Olsztyn_POL | e_Olsztyn_POL | OUT
|  |  |  | ev_battery_Zabrze_POL | elc_roadtransport | 0.044318 | lo |  |  |  |  | POL | en_gas_ccs_Olsztyn_POL | e_Olsztyn_POL | OUT
|  |  |  | ev_battery_Elk_POL | elc_buildings | 0.0079297 | lo |  |  |  |  | POL | en_coal_subcritical_Olsztyn_POL | e_Olsztyn_POL | OUT
|  |  |  | ev_battery_Elk_POL | elc_transport | 0.0079297 | lo |  |  |  |  | POL | en_coal_supercritical_Olsztyn_POL | e_Olsztyn_POL | OUT
|  |  |  | ev_battery_Elk_POL | elc_roadtransport | 0.0079297 | lo |  |  |  |  | POL | en_coal_ultrasupercritical_Olsztyn_POL | e_Olsztyn_POL | OUT
|  |  |  | ev_battery_Poznan_POL | elc_buildings | 0.038081 | lo |  |  |  |  | POL | en_coal_igcc_Olsztyn_POL | e_Olsztyn_POL | OUT
|  |  |  | ev_battery_Poznan_POL | elc_transport | 0.038081 | lo |  |  |  |  | POL | en_nuclear_Olsztyn_POL | e_Olsztyn_POL | OUT
|  |  |  | ev_battery_Poznan_POL | elc_roadtransport | 0.038081 | lo |  |  |  |  | POL | en_nuclear_smr_Olsztyn_POL | e_Olsztyn_POL | OUT
|  |  |  | ev_battery_KedzierzynKozle_POL | elc_buildings | 0.011611 | lo |  |  |  |  | POL | en_biomass_Olsztyn_POL | e_Olsztyn_POL | OUT
|  |  |  | ev_battery_KedzierzynKozle_POL | elc_transport | 0.011611 | lo |  |  |  |  | POL | en_biomass_ccs_Olsztyn_POL | e_Olsztyn_POL | OUT
|  |  |  | ev_battery_KedzierzynKozle_POL | elc_roadtransport | 0.011611 | lo |  |  |  |  | POL | en_chp_gas_cc_ext_Olsztyn_POL | e_Olsztyn_POL | OUT
|  |  |  | ev_battery_Lodz_POL | elc_buildings | 0.044568 | lo |  |  |  |  | POL | en_chp_gas_cc_ext_Olsztyn_POL | h_Olsztyn_POL | OUT
|  |  |  | ev_battery_Lodz_POL | elc_transport | 0.044568 | lo |  |  |  |  | POL | en_chp_biomass_chips_ext_Olsztyn_POL | e_Olsztyn_POL | OUT
|  |  |  | ev_battery_Lodz_POL | elc_roadtransport | 0.044568 | lo |  |  |  |  | POL | en_chp_biomass_chips_ext_Olsztyn_POL | h_Olsztyn_POL | OUT
|  |  |  | ev_battery_Szczecin_POL | elc_buildings | 0.0088689 | lo |  |  |  |  | POL | en_chp_gas_cc_ext_ccs_Olsztyn_POL | e_Olsztyn_POL | OUT
|  |  |  | ev_battery_Szczecin_POL | elc_transport | 0.0088689 | lo |  |  |  |  | POL | en_chp_gas_cc_ext_ccs_Olsztyn_POL | h_Olsztyn_POL | OUT
|  |  |  | ev_battery_Szczecin_POL | elc_roadtransport | 0.0088689 | lo |  |  |  |  | POL | en_chp_biomass_pellets_ext_ccs_Olsztyn_POL | e_Olsztyn_POL | OUT
|  |  |  | ev_battery_Katowice_POL | elc_buildings | 0.03831 | lo |  |  |  |  | POL | en_chp_biomass_pellets_ext_ccs_Olsztyn_POL | h_Olsztyn_POL | OUT
|  |  |  | ev_battery_Katowice_POL | elc_transport | 0.03831 | lo |  |  |  |  | POL | en_chp_gas_cc_ext_ccs_Olsztyn_POL | e_Olsztyn_POL | OUT
|  |  |  | ev_battery_Katowice_POL | elc_roadtransport | 0.03831 | lo |  |  |  |  | POL | en_chp_gas_cc_ext_ccs_Olsztyn_POL | h_Olsztyn_POL | OUT
|  |  |  | ev_battery_BielskoBiala_POL | elc_buildings | 0.024469 | lo |  |  |  |  | POL | en_hop_gas_boiler_Olsztyn_POL | h_Olsztyn_POL | OUT
|  |  |  | ev_battery_BielskoBiala_POL | elc_transport | 0.024469 | lo |  |  |  |  | POL | en_hop_biomass_chips_Olsztyn_POL | h_Olsztyn_POL | OUT
|  |  |  | ev_battery_BielskoBiala_POL | elc_roadtransport | 0.024469 | lo |  |  |  |  | POL | en_hop_electric_boiler_Olsztyn_POL | h_Olsztyn_POL | OUT
|  |  |  | ev_battery_Grudziadz_POL | elc_buildings | 0.012009 | lo |  |  |  |  | POL | en_hop_electric_boiler_Olsztyn_POL | e_Olsztyn_POL | IN
|  |  |  | ev_battery_Grudziadz_POL | elc_transport | 0.012009 | lo |  |  |  |  | POL | en_hp_air_10mw_Olsztyn_POL | h_Olsztyn_POL | OUT
|  |  |  | ev_battery_Grudziadz_POL | elc_roadtransport | 0.012009 | lo |  |  |  |  | POL | en_hp_air_10mw_Olsztyn_POL | e_Olsztyn_POL | IN
|  |  |  | ev_battery_Plock_POL | elc_buildings | 0.013961 | lo |  |  |  |  | POL | en_gas_ccgt_Boleslawiec_POL | e_Boleslawiec_POL | OUT
|  |  |  | ev_battery_Plock_POL | elc_transport | 0.013961 | lo |  |  |  |  | POL | en_gas_turbine_Boleslawiec_POL | e_Boleslawiec_POL | OUT
|  |  |  | ev_battery_Plock_POL | elc_roadtransport | 0.013961 | lo |  |  |  |  | POL | en_gas_ccs_Boleslawiec_POL | e_Boleslawiec_POL | OUT
|  |  |  | ev_battery_Wloclawek_POL | elc_buildings | 0.010999 | lo |  |  |  |  | POL | en_coal_subcritical_Boleslawiec_POL | e_Boleslawiec_POL | OUT
|  |  |  | ev_battery_Wloclawek_POL | elc_transport | 0.010999 | lo |  |  |  |  | POL | en_coal_supercritical_Boleslawiec_POL | e_Boleslawiec_POL | OUT
|  |  |  | ev_battery_Wloclawek_POL | elc_roadtransport | 0.010999 | lo |  |  |  |  | POL | en_coal_ultrasupercritical_Boleslawiec_POL | e_Boleslawiec_POL | OUT
|  |  |  | ev_battery_Wroclaw_POL | elc_buildings | 0.031264 | lo |  |  |  |  | POL | en_coal_igcc_Boleslawiec_POL | e_Boleslawiec_POL | OUT
|  |  |  | ev_battery_Wroclaw_POL | elc_transport | 0.031264 | lo |  |  |  |  | POL | en_nuclear_Boleslawiec_POL | e_Boleslawiec_POL | OUT
|  |  |  | ev_battery_Wroclaw_POL | elc_roadtransport | 0.031264 | lo |  |  |  |  | POL | en_nuclear_smr_Boleslawiec_POL | e_Boleslawiec_POL | OUT
|  |  |  | ev_battery_Gdynia_POL | elc_buildings | 0.011047 | lo |  |  |  |  | POL | en_biomass_Boleslawiec_POL | e_Boleslawiec_POL | OUT
|  |  |  | ev_battery_Gdynia_POL | elc_transport | 0.011047 | lo |  |  |  |  | POL | en_biomass_ccs_Boleslawiec_POL | e_Boleslawiec_POL | OUT
|  |  |  | ev_battery_Gdynia_POL | elc_roadtransport | 0.011047 | lo |  |  |  |  | POL | en_chp_gas_cc_ext_Boleslawiec_POL | e_Boleslawiec_POL | OUT
|  |  |  | ev_battery_Pulawy_POL | elc_buildings | 0.0070923 | lo |  |  |  |  | POL | en_chp_gas_cc_ext_Boleslawiec_POL | h_Boleslawiec_POL | OUT
|  |  |  | ev_battery_Pulawy_POL | elc_transport | 0.0070923 | lo |  |  |  |  | POL | en_chp_biomass_chips_ext_Boleslawiec_POL | e_Boleslawiec_POL | OUT
|  |  |  | ev_battery_Pulawy_POL | elc_roadtransport | 0.0070923 | lo |  |  |  |  | POL | en_chp_biomass_chips_ext_Boleslawiec_POL | h_Boleslawiec_POL | OUT
|  |  |  | H2prd_Elc_PEM_Bydgoszcz_POL | elc_buildings | 0.023902 | lo |  |  |  |  | POL | en_chp_gas_cc_ext_ccs_Boleslawiec_POL | e_Boleslawiec_POL | OUT
|  |  |  | H2prd_Elc_PEM_Bydgoszcz_POL | elc_transport | 0.023902 | lo |  |  |  |  | POL | en_chp_gas_cc_ext_ccs_Boleslawiec_POL | h_Boleslawiec_POL | OUT
|  |  |  | H2prd_Elc_PEM_Bydgoszcz_POL | elc_roadtransport | 0.023902 | lo |  |  |  |  | POL | en_chp_biomass_pellets_ext_ccs_Boleslawiec_POL | e_Boleslawiec_POL | OUT
|  |  |  | H2prd_Elc_PEM_Bialystok_POL | elc_buildings | 0.016353 | lo |  |  |  |  | POL | en_chp_biomass_pellets_ext_ccs_Boleslawiec_POL | h_Boleslawiec_POL | OUT
|  |  |  | H2prd_Elc_PEM_Bialystok_POL | elc_transport | 0.016353 | lo |  |  |  |  | POL | en_chp_gas_cc_ext_ccs_Boleslawiec_POL | e_Boleslawiec_POL | OUT
|  |  |  | H2prd_Elc_PEM_Bialystok_POL | elc_roadtransport | 0.016353 | lo |  |  |  |  | POL | en_chp_gas_cc_ext_ccs_Boleslawiec_POL | h_Boleslawiec_POL | OUT
|  |  |  | H2prd_Elc_PEM_GorzowWielkopolski_POL | elc_buildings | 0.010127 | lo |  |  |  |  | POL | en_hop_gas_boiler_Boleslawiec_POL | h_Boleslawiec_POL | OUT
|  |  |  | H2prd_Elc_PEM_GorzowWielkopolski_POL | elc_transport | 0.010127 | lo |  |  |  |  | POL | en_hop_biomass_chips_Boleslawiec_POL | h_Boleslawiec_POL | OUT
|  |  |  | H2prd_Elc_PEM_GorzowWielkopolski_POL | elc_roadtransport | 0.010127 | lo |  |  |  |  | POL | en_hop_electric_boiler_Boleslawiec_POL | h_Boleslawiec_POL | OUT
|  |  |  | H2prd_Elc_PEM_Siedlce_POL | elc_buildings | 0.011104 | lo |  |  |  |  | POL | en_hop_electric_boiler_Boleslawiec_POL | e_Boleslawiec_POL | IN
|  |  |  | H2prd_Elc_PEM_Siedlce_POL | elc_transport | 0.011104 | lo |  |  |  |  | POL | en_hp_air_10mw_Boleslawiec_POL | h_Boleslawiec_POL | OUT
|  |  |  | H2prd_Elc_PEM_Siedlce_POL | elc_roadtransport | 0.011104 | lo |  |  |  |  | POL | en_hp_air_10mw_Boleslawiec_POL | e_Boleslawiec_POL | IN
|  |  |  | H2prd_Elc_PEM_Lukow_POL | elc_buildings | 0.0099687 | lo |  |  |  |  | POL | en_gas_ccgt_Gdansk_POL | e_Gdansk_POL | OUT
|  |  |  | H2prd_Elc_PEM_Lukow_POL | elc_transport | 0.0099687 | lo |  |  |  |  | POL | en_gas_turbine_Gdansk_POL | e_Gdansk_POL | OUT
|  |  |  | H2prd_Elc_PEM_Lukow_POL | elc_roadtransport | 0.0099687 | lo |  |  |  |  | POL | en_gas_ccs_Gdansk_POL | e_Gdansk_POL | OUT
|  |  |  | H2prd_Elc_PEM_Legnica_POL | elc_buildings | 0.011838 | lo |  |  |  |  | POL | en_coal_subcritical_Gdansk_POL | e_Gdansk_POL | OUT
|  |  |  | H2prd_Elc_PEM_Legnica_POL | elc_transport | 0.011838 | lo |  |  |  |  | POL | en_coal_supercritical_Gdansk_POL | e_Gdansk_POL | OUT
|  |  |  | H2prd_Elc_PEM_Legnica_POL | elc_roadtransport | 0.011838 | lo |  |  |  |  | POL | en_coal_ultrasupercritical_Gdansk_POL | e_Gdansk_POL | OUT
|  |  |  | H2prd_Elc_PEM_Swidnica_POL | elc_buildings | 0.0084707 | lo |  |  |  |  | POL | en_coal_igcc_Gdansk_POL | e_Gdansk_POL | OUT
|  |  |  | H2prd_Elc_PEM_Swidnica_POL | elc_transport | 0.0084707 | lo |  |  |  |  | POL | en_nuclear_Gdansk_POL | e_Gdansk_POL | OUT
|  |  |  | H2prd_Elc_PEM_Swidnica_POL | elc_roadtransport | 0.0084707 | lo |  |  |  |  | POL | en_nuclear_smr_Gdansk_POL | e_Gdansk_POL | OUT
|  |  |  | H2prd_Elc_PEM_Krosno_POL | elc_buildings | 0.011622 | lo |  |  |  |  | POL | en_biomass_Gdansk_POL | e_Gdansk_POL | OUT
|  |  |  | H2prd_Elc_PEM_Krosno_POL | elc_transport | 0.011622 | lo |  |  |  |  | POL | en_biomass_ccs_Gdansk_POL | e_Gdansk_POL | OUT
|  |  |  | H2prd_Elc_PEM_Krosno_POL | elc_roadtransport | 0.011622 | lo |  |  |  |  | POL | en_chp_gas_cc_ext_Gdansk_POL | e_Gdansk_POL | OUT
|  |  |  | H2prd_Elc_PEM_Kwidzyn_POL | elc_buildings | 0.010566 | lo |  |  |  |  | POL | en_chp_gas_cc_ext_Gdansk_POL | h_Gdansk_POL | OUT
|  |  |  | H2prd_Elc_PEM_Kwidzyn_POL | elc_transport | 0.010566 | lo |  |  |  |  | POL | en_chp_biomass_chips_ext_Gdansk_POL | e_Gdansk_POL | OUT
|  |  |  | H2prd_Elc_PEM_Kwidzyn_POL | elc_roadtransport | 0.010566 | lo |  |  |  |  | POL | en_chp_biomass_chips_ext_Gdansk_POL | h_Gdansk_POL | OUT
|  |  |  | H2prd_Elc_PEM_Slupsk_POL | elc_buildings | 0.015074 | lo |  |  |  |  | POL | en_chp_gas_cc_ext_ccs_Gdansk_POL | e_Gdansk_POL | OUT
|  |  |  | H2prd_Elc_PEM_Slupsk_POL | elc_transport | 0.015074 | lo |  |  |  |  | POL | en_chp_gas_cc_ext_ccs_Gdansk_POL | h_Gdansk_POL | OUT
|  |  |  | H2prd_Elc_PEM_Slupsk_POL | elc_roadtransport | 0.015074 | lo |  |  |  |  | POL | en_chp_biomass_pellets_ext_ccs_Gdansk_POL | e_Gdansk_POL | OUT
|  |  |  | H2prd_Elc_PEM_Olsztyn_POL | elc_buildings | 0.01616 | lo |  |  |  |  | POL | en_chp_biomass_pellets_ext_ccs_Gdansk_POL | h_Gdansk_POL | OUT
|  |  |  | H2prd_Elc_PEM_Olsztyn_POL | elc_transport | 0.01616 | lo |  |  |  |  | POL | en_chp_gas_cc_ext_ccs_Gdansk_POL | e_Gdansk_POL | OUT
|  |  |  | H2prd_Elc_PEM_Olsztyn_POL | elc_roadtransport | 0.01616 | lo |  |  |  |  | POL | en_chp_gas_cc_ext_ccs_Gdansk_POL | h_Gdansk_POL | OUT
|  |  |  | H2prd_Elc_PEM_Boleslawiec_POL | elc_buildings | 0.006682 | lo |  |  |  |  | POL | en_hop_gas_boiler_Gdansk_POL | h_Gdansk_POL | OUT
|  |  |  | H2prd_Elc_PEM_Boleslawiec_POL | elc_transport | 0.006682 | lo |  |  |  |  | POL | en_hop_biomass_chips_Gdansk_POL | h_Gdansk_POL | OUT
|  |  |  | H2prd_Elc_PEM_Boleslawiec_POL | elc_roadtransport | 0.006682 | lo |  |  |  |  | POL | en_hop_electric_boiler_Gdansk_POL | h_Gdansk_POL | OUT
|  |  |  | H2prd_Elc_PEM_Gdansk_POL | elc_buildings | 0.058346 | lo |  |  |  |  | POL | en_hop_electric_boiler_Gdansk_POL | e_Gdansk_POL | IN
|  |  |  | H2prd_Elc_PEM_Gdansk_POL | elc_transport | 0.058346 | lo |  |  |  |  | POL | en_hp_air_10mw_Gdansk_POL | h_Gdansk_POL | OUT
|  |  |  | H2prd_Elc_PEM_Gdansk_POL | elc_roadtransport | 0.058346 | lo |  |  |  |  | POL | en_hp_air_10mw_Gdansk_POL | e_Gdansk_POL | IN
|  |  |  | H2prd_Elc_PEM_Lomza_POL | elc_buildings | 0.0084265 | lo |  |  |  |  | POL | en_gas_ccgt_Lomza_POL | e_Lomza_POL | OUT
|  |  |  | H2prd_Elc_PEM_Lomza_POL | elc_transport | 0.0084265 | lo |  |  |  |  | POL | en_gas_turbine_Lomza_POL | e_Lomza_POL | OUT
|  |  |  | H2prd_Elc_PEM_Lomza_POL | elc_roadtransport | 0.0084265 | lo |  |  |  |  | POL | en_gas_ccs_Lomza_POL | e_Lomza_POL | OUT
|  |  |  | H2prd_Elc_PEM_ZielonaGora_POL | elc_buildings | 0.015136 | lo |  |  |  |  | POL | en_coal_subcritical_Lomza_POL | e_Lomza_POL | OUT
|  |  |  | H2prd_Elc_PEM_ZielonaGora_POL | elc_transport | 0.015136 | lo |  |  |  |  | POL | en_coal_supercritical_Lomza_POL | e_Lomza_POL | OUT
|  |  |  | H2prd_Elc_PEM_ZielonaGora_POL | elc_roadtransport | 0.015136 | lo |  |  |  |  | POL | en_coal_ultrasupercritical_Lomza_POL | e_Lomza_POL | OUT
|  |  |  | H2prd_Elc_PEM_Police_POL | elc_buildings | 0.022088 | lo |  |  |  |  | POL | en_coal_igcc_Lomza_POL | e_Lomza_POL | OUT
|  |  |  | H2prd_Elc_PEM_Police_POL | elc_transport | 0.022088 | lo |  |  |  |  | POL | en_nuclear_Lomza_POL | e_Lomza_POL | OUT
|  |  |  | H2prd_Elc_PEM_Police_POL | elc_roadtransport | 0.022088 | lo |  |  |  |  | POL | en_nuclear_smr_Lomza_POL | e_Lomza_POL | OUT
|  |  |  | H2prd_Elc_PEM_Lublin_POL | elc_buildings | 0.020662 | lo |  |  |  |  | POL | en_biomass_Lomza_POL | e_Lomza_POL | OUT
|  |  |  | H2prd_Elc_PEM_Lublin_POL | elc_transport | 0.020662 | lo |  |  |  |  | POL | en_biomass_ccs_Lomza_POL | e_Lomza_POL | OUT
|  |  |  | H2prd_Elc_PEM_Lublin_POL | elc_roadtransport | 0.020662 | lo |  |  |  |  | POL | en_chp_gas_cc_ext_Lomza_POL | e_Lomza_POL | OUT
|  |  |  | H2prd_Elc_PEM_Grajewo_POL | elc_buildings | 0.0089371 | lo |  |  |  |  | POL | en_chp_gas_cc_ext_Lomza_POL | h_Lomza_POL | OUT
|  |  |  | H2prd_Elc_PEM_Grajewo_POL | elc_transport | 0.0089371 | lo |  |  |  |  | POL | en_chp_biomass_chips_ext_Lomza_POL | e_Lomza_POL | OUT
|  |  |  | H2prd_Elc_PEM_Grajewo_POL | elc_roadtransport | 0.0089371 | lo |  |  |  |  | POL | en_chp_biomass_chips_ext_Lomza_POL | h_Lomza_POL | OUT
|  |  |  | H2prd_Elc_PEM_Zamosc_POL | elc_buildings | 0.0066335 | lo |  |  |  |  | POL | en_chp_gas_cc_ext_ccs_Lomza_POL | e_Lomza_POL | OUT
|  |  |  | H2prd_Elc_PEM_Zamosc_POL | elc_transport | 0.0066335 | lo |  |  |  |  | POL | en_chp_gas_cc_ext_ccs_Lomza_POL | h_Lomza_POL | OUT
|  |  |  | H2prd_Elc_PEM_Zamosc_POL | elc_roadtransport | 0.0066335 | lo |  |  |  |  | POL | en_chp_biomass_pellets_ext_ccs_Lomza_POL | e_Lomza_POL | OUT
|  |  |  | H2prd_Elc_PEM_Radomsko_POL | elc_buildings | 0.0049319 | lo |  |  |  |  | POL | en_chp_biomass_pellets_ext_ccs_Lomza_POL | h_Lomza_POL | OUT
|  |  |  | H2prd_Elc_PEM_Radomsko_POL | elc_transport | 0.0049319 | lo |  |  |  |  | POL | en_chp_gas_cc_ext_ccs_Lomza_POL | e_Lomza_POL | OUT
|  |  |  | H2prd_Elc_PEM_Radomsko_POL | elc_roadtransport | 0.0049319 | lo |  |  |  |  | POL | en_chp_gas_cc_ext_ccs_Lomza_POL | h_Lomza_POL | OUT
|  |  |  | H2prd_Elc_PEM_Radom_POL | elc_buildings | 0.012074 | lo |  |  |  |  | POL | en_hop_gas_boiler_Lomza_POL | h_Lomza_POL | OUT
|  |  |  | H2prd_Elc_PEM_Radom_POL | elc_transport | 0.012074 | lo |  |  |  |  | POL | en_hop_biomass_chips_Lomza_POL | h_Lomza_POL | OUT
|  |  |  | H2prd_Elc_PEM_Radom_POL | elc_roadtransport | 0.012074 | lo |  |  |  |  | POL | en_hop_electric_boiler_Lomza_POL | h_Lomza_POL | OUT
|  |  |  | H2prd_Elc_PEM_Lubin_POL | elc_buildings | 0.012975 | lo |  |  |  |  | POL | en_hop_electric_boiler_Lomza_POL | e_Lomza_POL | IN
|  |  |  | H2prd_Elc_PEM_Lubin_POL | elc_transport | 0.012975 | lo |  |  |  |  | POL | en_hp_air_10mw_Lomza_POL | h_Lomza_POL | OUT
|  |  |  | H2prd_Elc_PEM_Lubin_POL | elc_roadtransport | 0.012975 | lo |  |  |  |  | POL | en_hp_air_10mw_Lomza_POL | e_Lomza_POL | IN
|  |  |  | H2prd_Elc_PEM_Sosnowiec_POL | elc_buildings | 0.04175 | lo |  |  |  |  | POL | en_gas_ccgt_ZielonaGora_POL | e_ZielonaGora_POL | OUT
|  |  |  | H2prd_Elc_PEM_Sosnowiec_POL | elc_transport | 0.04175 | lo |  |  |  |  | POL | en_gas_turbine_ZielonaGora_POL | e_ZielonaGora_POL | OUT
|  |  |  | H2prd_Elc_PEM_Sosnowiec_POL | elc_roadtransport | 0.04175 | lo |  |  |  |  | POL | en_gas_ccs_ZielonaGora_POL | e_ZielonaGora_POL | OUT
|  |  |  | H2prd_Elc_PEM_Skawina_POL | elc_buildings | 0.043387 | lo |  |  |  |  | POL | en_coal_subcritical_ZielonaGora_POL | e_ZielonaGora_POL | OUT
|  |  |  | H2prd_Elc_PEM_Skawina_POL | elc_transport | 0.043387 | lo |  |  |  |  | POL | en_coal_supercritical_ZielonaGora_POL | e_ZielonaGora_POL | OUT
|  |  |  | H2prd_Elc_PEM_Skawina_POL | elc_roadtransport | 0.043387 | lo |  |  |  |  | POL | en_coal_ultrasupercritical_ZielonaGora_POL | e_ZielonaGora_POL | OUT
|  |  |  | H2prd_Elc_PEM_Tarnow_POL | elc_buildings | 0.014135 | lo |  |  |  |  | POL | en_coal_igcc_ZielonaGora_POL | e_ZielonaGora_POL | OUT
|  |  |  | H2prd_Elc_PEM_Tarnow_POL | elc_transport | 0.014135 | lo |  |  |  |  | POL | en_nuclear_ZielonaGora_POL | e_ZielonaGora_POL | OUT
|  |  |  | H2prd_Elc_PEM_Tarnow_POL | elc_roadtransport | 0.014135 | lo |  |  |  |  | POL | en_nuclear_smr_ZielonaGora_POL | e_ZielonaGora_POL | OUT
|  |  |  | H2prd_Elc_PEM_Chelm_POL | elc_buildings | 0.0054397 | lo |  |  |  |  | POL | en_biomass_ZielonaGora_POL | e_ZielonaGora_POL | OUT
|  |  |  | H2prd_Elc_PEM_Chelm_POL | elc_transport | 0.0054397 | lo |  |  |  |  | POL | en_biomass_ccs_ZielonaGora_POL | e_ZielonaGora_POL | OUT
|  |  |  | H2prd_Elc_PEM_Chelm_POL | elc_roadtransport | 0.0054397 | lo |  |  |  |  | POL | en_chp_gas_cc_ext_ZielonaGora_POL | e_ZielonaGora_POL | OUT
|  |  |  | H2prd_Elc_PEM_Kielce_POL | elc_buildings | 0.013625 | lo |  |  |  |  | POL | en_chp_gas_cc_ext_ZielonaGora_POL | h_ZielonaGora_POL | OUT
|  |  |  | H2prd_Elc_PEM_Kielce_POL | elc_transport | 0.013625 | lo |  |  |  |  | POL | en_chp_biomass_chips_ext_ZielonaGora_POL | e_ZielonaGora_POL | OUT
|  |  |  | H2prd_Elc_PEM_Kielce_POL | elc_roadtransport | 0.013625 | lo |  |  |  |  | POL | en_chp_biomass_chips_ext_ZielonaGora_POL | h_ZielonaGora_POL | OUT
|  |  |  | H2prd_Elc_PEM_Mielec_POL | elc_buildings | 0.0075899 | lo |  |  |  |  | POL | en_chp_gas_cc_ext_ccs_ZielonaGora_POL | e_ZielonaGora_POL | OUT
|  |  |  | H2prd_Elc_PEM_Mielec_POL | elc_transport | 0.0075899 | lo |  |  |  |  | POL | en_chp_gas_cc_ext_ccs_ZielonaGora_POL | h_ZielonaGora_POL | OUT
|  |  |  | H2prd_Elc_PEM_Mielec_POL | elc_roadtransport | 0.0075899 | lo |  |  |  |  | POL | en_chp_biomass_pellets_ext_ccs_ZielonaGora_POL | e_ZielonaGora_POL | OUT
|  |  |  | H2prd_Elc_PEM_Rzeszow_POL | elc_buildings | 0.014309 | lo |  |  |  |  | POL | en_chp_biomass_pellets_ext_ccs_ZielonaGora_POL | h_ZielonaGora_POL | OUT
|  |  |  | H2prd_Elc_PEM_Rzeszow_POL | elc_transport | 0.014309 | lo |  |  |  |  | POL | en_chp_gas_cc_ext_ccs_ZielonaGora_POL | e_ZielonaGora_POL | OUT
|  |  |  | H2prd_Elc_PEM_Rzeszow_POL | elc_roadtransport | 0.014309 | lo |  |  |  |  | POL | en_chp_gas_cc_ext_ccs_ZielonaGora_POL | h_ZielonaGora_POL | OUT
|  |  |  | H2prd_Elc_PEM_Czestochowa_POL | elc_buildings | 0.015345 | lo |  |  |  |  | POL | en_hop_gas_boiler_ZielonaGora_POL | h_ZielonaGora_POL | OUT
|  |  |  | H2prd_Elc_PEM_Czestochowa_POL | elc_transport | 0.015345 | lo |  |  |  |  | POL | en_hop_biomass_chips_ZielonaGora_POL | h_ZielonaGora_POL | OUT
|  |  |  | H2prd_Elc_PEM_Czestochowa_POL | elc_roadtransport | 0.015345 | lo |  |  |  |  | POL | en_hop_electric_boiler_ZielonaGora_POL | h_ZielonaGora_POL | OUT
|  |  |  | H2prd_Elc_PEM_Pila_POL | elc_buildings | 0.01315 | lo |  |  |  |  | POL | en_hop_electric_boiler_ZielonaGora_POL | e_ZielonaGora_POL | IN
|  |  |  | H2prd_Elc_PEM_Pila_POL | elc_transport | 0.01315 | lo |  |  |  |  | POL | en_hp_air_10mw_ZielonaGora_POL | h_ZielonaGora_POL | OUT
|  |  |  | H2prd_Elc_PEM_Pila_POL | elc_roadtransport | 0.01315 | lo |  |  |  |  | POL | en_hp_air_10mw_ZielonaGora_POL | e_ZielonaGora_POL | IN
|  |  |  | H2prd_Elc_PEM_OstrowiecSwietokrz_POL | elc_buildings | 0.010515 | lo |  |  |  |  | POL | en_gas_ccgt_Police_POL | e_Police_POL | OUT
|  |  |  | H2prd_Elc_PEM_OstrowiecSwietokrz_POL | elc_transport | 0.010515 | lo |  |  |  |  | POL | en_gas_turbine_Police_POL | e_Police_POL | OUT
|  |  |  | H2prd_Elc_PEM_OstrowiecSwietokrz_POL | elc_roadtransport | 0.010515 | lo |  |  |  |  | POL | en_gas_ccs_Police_POL | e_Police_POL | OUT
|  |  |  | H2prd_Elc_PEM_Opole_POL | elc_buildings | 0.0079771 | lo |  |  |  |  | POL | en_coal_subcritical_Police_POL | e_Police_POL | OUT
|  |  |  | H2prd_Elc_PEM_Opole_POL | elc_transport | 0.0079771 | lo |  |  |  |  | POL | en_coal_supercritical_Police_POL | e_Police_POL | OUT
|  |  |  | H2prd_Elc_PEM_Opole_POL | elc_roadtransport | 0.0079771 | lo |  |  |  |  | POL | en_coal_ultrasupercritical_Police_POL | e_Police_POL | OUT
|  |  |  | H2prd_Elc_PEM_Konin_POL | elc_buildings | 0.010791 | lo |  |  |  |  | POL | en_coal_igcc_Police_POL | e_Police_POL | OUT
|  |  |  | H2prd_Elc_PEM_Konin_POL | elc_transport | 0.010791 | lo |  |  |  |  | POL | en_nuclear_Police_POL | e_Police_POL | OUT
|  |  |  | H2prd_Elc_PEM_Konin_POL | elc_roadtransport | 0.010791 | lo |  |  |  |  | POL | en_nuclear_smr_Police_POL | e_Police_POL | OUT
|  |  |  | H2prd_Elc_PEM_Kalisz_POL | elc_buildings | 0.012935 | lo |  |  |  |  | POL | en_biomass_Police_POL | e_Police_POL | OUT
|  |  |  | H2prd_Elc_PEM_Kalisz_POL | elc_transport | 0.012935 | lo |  |  |  |  | POL | en_biomass_ccs_Police_POL | e_Police_POL | OUT
|  |  |  | H2prd_Elc_PEM_Kalisz_POL | elc_roadtransport | 0.012935 | lo |  |  |  |  | POL | en_chp_gas_cc_ext_Police_POL | e_Police_POL | OUT
|  |  |  | H2prd_Elc_PEM_Walbrzych_POL | elc_buildings | 0.016254 | lo |  |  |  |  | POL | en_chp_gas_cc_ext_Police_POL | h_Police_POL | OUT
|  |  |  | H2prd_Elc_PEM_Walbrzych_POL | elc_transport | 0.016254 | lo |  |  |  |  | POL | en_chp_biomass_chips_ext_Police_POL | e_Police_POL | OUT
|  |  |  | H2prd_Elc_PEM_Walbrzych_POL | elc_roadtransport | 0.016254 | lo |  |  |  |  | POL | en_chp_biomass_chips_ext_Police_POL | h_Police_POL | OUT
|  |  |  | H2prd_Elc_PEM_Warsaw_POL | elc_buildings | 0.1165 | lo |  |  |  |  | POL | en_chp_gas_cc_ext_ccs_Police_POL | e_Police_POL | OUT
|  |  |  | H2prd_Elc_PEM_Warsaw_POL | elc_transport | 0.1165 | lo |  |  |  |  | POL | en_chp_gas_cc_ext_ccs_Police_POL | h_Police_POL | OUT
|  |  |  | H2prd_Elc_PEM_Warsaw_POL | elc_roadtransport | 0.1165 | lo |  |  |  |  | POL | en_chp_biomass_pellets_ext_ccs_Police_POL | e_Police_POL | OUT
|  |  |  | H2prd_Elc_PEM_Belchatow_POL | elc_buildings | 0.00969 | lo |  |  |  |  | POL | en_chp_biomass_pellets_ext_ccs_Police_POL | h_Police_POL | OUT
|  |  |  | H2prd_Elc_PEM_Belchatow_POL | elc_transport | 0.00969 | lo |  |  |  |  | POL | en_chp_gas_cc_ext_ccs_Police_POL | e_Police_POL | OUT
|  |  |  | H2prd_Elc_PEM_Belchatow_POL | elc_roadtransport | 0.00969 | lo |  |  |  |  | POL | en_chp_gas_cc_ext_ccs_Police_POL | h_Police_POL | OUT
|  |  |  | H2prd_Elc_PEM_Zabrze_POL | elc_buildings | 0.044318 | lo |  |  |  |  | POL | en_hop_gas_boiler_Police_POL | h_Police_POL | OUT
|  |  |  | H2prd_Elc_PEM_Zabrze_POL | elc_transport | 0.044318 | lo |  |  |  |  | POL | en_hop_biomass_chips_Police_POL | h_Police_POL | OUT
|  |  |  | H2prd_Elc_PEM_Zabrze_POL | elc_roadtransport | 0.044318 | lo |  |  |  |  | POL | en_hop_electric_boiler_Police_POL | h_Police_POL | OUT
|  |  |  | H2prd_Elc_PEM_Elk_POL | elc_buildings | 0.0079297 | lo |  |  |  |  | POL | en_hop_electric_boiler_Police_POL | e_Police_POL | IN
|  |  |  | H2prd_Elc_PEM_Elk_POL | elc_transport | 0.0079297 | lo |  |  |  |  | POL | en_hp_air_10mw_Police_POL | h_Police_POL | OUT
|  |  |  | H2prd_Elc_PEM_Elk_POL | elc_roadtransport | 0.0079297 | lo |  |  |  |  | POL | en_hp_air_10mw_Police_POL | e_Police_POL | IN
|  |  |  | H2prd_Elc_PEM_Poznan_POL | elc_buildings | 0.038081 | lo |  |  |  |  | POL | en_gas_ccgt_Lublin_POL | e_Lublin_POL | OUT
|  |  |  | H2prd_Elc_PEM_Poznan_POL | elc_transport | 0.038081 | lo |  |  |  |  | POL | en_gas_turbine_Lublin_POL | e_Lublin_POL | OUT
|  |  |  | H2prd_Elc_PEM_Poznan_POL | elc_roadtransport | 0.038081 | lo |  |  |  |  | POL | en_gas_ccs_Lublin_POL | e_Lublin_POL | OUT
|  |  |  | H2prd_Elc_PEM_KedzierzynKozle_POL | elc_buildings | 0.011611 | lo |  |  |  |  | POL | en_coal_subcritical_Lublin_POL | e_Lublin_POL | OUT
|  |  |  | H2prd_Elc_PEM_KedzierzynKozle_POL | elc_transport | 0.011611 | lo |  |  |  |  | POL | en_coal_supercritical_Lublin_POL | e_Lublin_POL | OUT
|  |  |  | H2prd_Elc_PEM_KedzierzynKozle_POL | elc_roadtransport | 0.011611 | lo |  |  |  |  | POL | en_coal_ultrasupercritical_Lublin_POL | e_Lublin_POL | OUT
|  |  |  | H2prd_Elc_PEM_Lodz_POL | elc_buildings | 0.044568 | lo |  |  |  |  | POL | en_coal_igcc_Lublin_POL | e_Lublin_POL | OUT
|  |  |  | H2prd_Elc_PEM_Lodz_POL | elc_transport | 0.044568 | lo |  |  |  |  | POL | en_nuclear_Lublin_POL | e_Lublin_POL | OUT
|  |  |  | H2prd_Elc_PEM_Lodz_POL | elc_roadtransport | 0.044568 | lo |  |  |  |  | POL | en_nuclear_smr_Lublin_POL | e_Lublin_POL | OUT
|  |  |  | H2prd_Elc_PEM_Szczecin_POL | elc_buildings | 0.0088689 | lo |  |  |  |  | POL | en_biomass_Lublin_POL | e_Lublin_POL | OUT
|  |  |  | H2prd_Elc_PEM_Szczecin_POL | elc_transport | 0.0088689 | lo |  |  |  |  | POL | en_biomass_ccs_Lublin_POL | e_Lublin_POL | OUT
|  |  |  | H2prd_Elc_PEM_Szczecin_POL | elc_roadtransport | 0.0088689 | lo |  |  |  |  | POL | en_chp_gas_cc_ext_Lublin_POL | e_Lublin_POL | OUT
|  |  |  | H2prd_Elc_PEM_Katowice_POL | elc_buildings | 0.03831 | lo |  |  |  |  | POL | en_chp_gas_cc_ext_Lublin_POL | h_Lublin_POL | OUT
|  |  |  | H2prd_Elc_PEM_Katowice_POL | elc_transport | 0.03831 | lo |  |  |  |  | POL | en_chp_biomass_chips_ext_Lublin_POL | e_Lublin_POL | OUT
|  |  |  | H2prd_Elc_PEM_Katowice_POL | elc_roadtransport | 0.03831 | lo |  |  |  |  | POL | en_chp_biomass_chips_ext_Lublin_POL | h_Lublin_POL | OUT
|  |  |  | H2prd_Elc_PEM_BielskoBiala_POL | elc_buildings | 0.024469 | lo |  |  |  |  | POL | en_chp_gas_cc_ext_ccs_Lublin_POL | e_Lublin_POL | OUT
|  |  |  | H2prd_Elc_PEM_BielskoBiala_POL | elc_transport | 0.024469 | lo |  |  |  |  | POL | en_chp_gas_cc_ext_ccs_Lublin_POL | h_Lublin_POL | OUT
|  |  |  | H2prd_Elc_PEM_BielskoBiala_POL | elc_roadtransport | 0.024469 | lo |  |  |  |  | POL | en_chp_biomass_pellets_ext_ccs_Lublin_POL | e_Lublin_POL | OUT
|  |  |  | H2prd_Elc_PEM_Grudziadz_POL | elc_buildings | 0.012009 | lo |  |  |  |  | POL | en_chp_biomass_pellets_ext_ccs_Lublin_POL | h_Lublin_POL | OUT
|  |  |  | H2prd_Elc_PEM_Grudziadz_POL | elc_transport | 0.012009 | lo |  |  |  |  | POL | en_chp_gas_cc_ext_ccs_Lublin_POL | e_Lublin_POL | OUT
|  |  |  | H2prd_Elc_PEM_Grudziadz_POL | elc_roadtransport | 0.012009 | lo |  |  |  |  | POL | en_chp_gas_cc_ext_ccs_Lublin_POL | h_Lublin_POL | OUT
|  |  |  | H2prd_Elc_PEM_Plock_POL | elc_buildings | 0.013961 | lo |  |  |  |  | POL | en_hop_gas_boiler_Lublin_POL | h_Lublin_POL | OUT
|  |  |  | H2prd_Elc_PEM_Plock_POL | elc_transport | 0.013961 | lo |  |  |  |  | POL | en_hop_biomass_chips_Lublin_POL | h_Lublin_POL | OUT
|  |  |  | H2prd_Elc_PEM_Plock_POL | elc_roadtransport | 0.013961 | lo |  |  |  |  | POL | en_hop_electric_boiler_Lublin_POL | h_Lublin_POL | OUT
|  |  |  | H2prd_Elc_PEM_Wloclawek_POL | elc_buildings | 0.010999 | lo |  |  |  |  | POL | en_hop_electric_boiler_Lublin_POL | e_Lublin_POL | IN
|  |  |  | H2prd_Elc_PEM_Wloclawek_POL | elc_transport | 0.010999 | lo |  |  |  |  | POL | en_hp_air_10mw_Lublin_POL | h_Lublin_POL | OUT
|  |  |  | H2prd_Elc_PEM_Wloclawek_POL | elc_roadtransport | 0.010999 | lo |  |  |  |  | POL | en_hp_air_10mw_Lublin_POL | e_Lublin_POL | IN
|  |  |  | H2prd_Elc_PEM_Wroclaw_POL | elc_buildings | 0.031264 | lo |  |  |  |  | POL | en_gas_ccgt_Grajewo_POL | e_Grajewo_POL | OUT
|  |  |  | H2prd_Elc_PEM_Wroclaw_POL | elc_transport | 0.031264 | lo |  |  |  |  | POL | en_gas_turbine_Grajewo_POL | e_Grajewo_POL | OUT
|  |  |  | H2prd_Elc_PEM_Wroclaw_POL | elc_roadtransport | 0.031264 | lo |  |  |  |  | POL | en_gas_ccs_Grajewo_POL | e_Grajewo_POL | OUT
|  |  |  | H2prd_Elc_PEM_Gdynia_POL | elc_buildings | 0.011047 | lo |  |  |  |  | POL | en_coal_subcritical_Grajewo_POL | e_Grajewo_POL | OUT
|  |  |  | H2prd_Elc_PEM_Gdynia_POL | elc_transport | 0.011047 | lo |  |  |  |  | POL | en_coal_supercritical_Grajewo_POL | e_Grajewo_POL | OUT
|  |  |  | H2prd_Elc_PEM_Gdynia_POL | elc_roadtransport | 0.011047 | lo |  |  |  |  | POL | en_coal_ultrasupercritical_Grajewo_POL | e_Grajewo_POL | OUT
|  |  |  | H2prd_Elc_PEM_Pulawy_POL | elc_buildings | 0.0070923 | lo |  |  |  |  | POL | en_coal_igcc_Grajewo_POL | e_Grajewo_POL | OUT
|  |  |  | H2prd_Elc_PEM_Pulawy_POL | elc_transport | 0.0070923 | lo |  |  |  |  | POL | en_nuclear_Grajewo_POL | e_Grajewo_POL | OUT
|  |  |  | H2prd_Elc_PEM_Pulawy_POL | elc_roadtransport | 0.0070923 | lo |  |  |  |  | POL | en_nuclear_smr_Grajewo_POL | e_Grajewo_POL | OUT
|  |  |  | H2prd_Elc_ALK_Bydgoszcz_POL | elc_buildings | 0.023902 | lo |  |  |  |  | POL | en_biomass_Grajewo_POL | e_Grajewo_POL | OUT
|  |  |  | H2prd_Elc_ALK_Bydgoszcz_POL | elc_transport | 0.023902 | lo |  |  |  |  | POL | en_biomass_ccs_Grajewo_POL | e_Grajewo_POL | OUT
|  |  |  | H2prd_Elc_ALK_Bydgoszcz_POL | elc_roadtransport | 0.023902 | lo |  |  |  |  | POL | en_chp_gas_cc_ext_Grajewo_POL | e_Grajewo_POL | OUT
|  |  |  | H2prd_Elc_ALK_Bialystok_POL | elc_buildings | 0.016353 | lo |  |  |  |  | POL | en_chp_gas_cc_ext_Grajewo_POL | h_Grajewo_POL | OUT
|  |  |  | H2prd_Elc_ALK_Bialystok_POL | elc_transport | 0.016353 | lo |  |  |  |  | POL | en_chp_biomass_chips_ext_Grajewo_POL | e_Grajewo_POL | OUT
|  |  |  | H2prd_Elc_ALK_Bialystok_POL | elc_roadtransport | 0.016353 | lo |  |  |  |  | POL | en_chp_biomass_chips_ext_Grajewo_POL | h_Grajewo_POL | OUT
|  |  |  | H2prd_Elc_ALK_GorzowWielkopolski_POL | elc_buildings | 0.010127 | lo |  |  |  |  | POL | en_chp_gas_cc_ext_ccs_Grajewo_POL | e_Grajewo_POL | OUT
|  |  |  | H2prd_Elc_ALK_GorzowWielkopolski_POL | elc_transport | 0.010127 | lo |  |  |  |  | POL | en_chp_gas_cc_ext_ccs_Grajewo_POL | h_Grajewo_POL | OUT
|  |  |  | H2prd_Elc_ALK_GorzowWielkopolski_POL | elc_roadtransport | 0.010127 | lo |  |  |  |  | POL | en_chp_biomass_pellets_ext_ccs_Grajewo_POL | e_Grajewo_POL | OUT
|  |  |  | H2prd_Elc_ALK_Siedlce_POL | elc_buildings | 0.011104 | lo |  |  |  |  | POL | en_chp_biomass_pellets_ext_ccs_Grajewo_POL | h_Grajewo_POL | OUT
|  |  |  | H2prd_Elc_ALK_Siedlce_POL | elc_transport | 0.011104 | lo |  |  |  |  | POL | en_chp_gas_cc_ext_ccs_Grajewo_POL | e_Grajewo_POL | OUT
|  |  |  | H2prd_Elc_ALK_Siedlce_POL | elc_roadtransport | 0.011104 | lo |  |  |  |  | POL | en_chp_gas_cc_ext_ccs_Grajewo_POL | h_Grajewo_POL | OUT
|  |  |  | H2prd_Elc_ALK_Lukow_POL | elc_buildings | 0.0099687 | lo |  |  |  |  | POL | en_hop_gas_boiler_Grajewo_POL | h_Grajewo_POL | OUT
|  |  |  | H2prd_Elc_ALK_Lukow_POL | elc_transport | 0.0099687 | lo |  |  |  |  | POL | en_hop_biomass_chips_Grajewo_POL | h_Grajewo_POL | OUT
|  |  |  | H2prd_Elc_ALK_Lukow_POL | elc_roadtransport | 0.0099687 | lo |  |  |  |  | POL | en_hop_electric_boiler_Grajewo_POL | h_Grajewo_POL | OUT
|  |  |  | H2prd_Elc_ALK_Legnica_POL | elc_buildings | 0.011838 | lo |  |  |  |  | POL | en_hop_electric_boiler_Grajewo_POL | e_Grajewo_POL | IN
|  |  |  | H2prd_Elc_ALK_Legnica_POL | elc_transport | 0.011838 | lo |  |  |  |  | POL | en_hp_air_10mw_Grajewo_POL | h_Grajewo_POL | OUT
|  |  |  | H2prd_Elc_ALK_Legnica_POL | elc_roadtransport | 0.011838 | lo |  |  |  |  | POL | en_hp_air_10mw_Grajewo_POL | e_Grajewo_POL | IN
|  |  |  | H2prd_Elc_ALK_Swidnica_POL | elc_buildings | 0.0084707 | lo |  |  |  |  | POL | en_gas_ccgt_Zamosc_POL | e_Zamosc_POL | OUT
|  |  |  | H2prd_Elc_ALK_Swidnica_POL | elc_transport | 0.0084707 | lo |  |  |  |  | POL | en_gas_turbine_Zamosc_POL | e_Zamosc_POL | OUT
|  |  |  | H2prd_Elc_ALK_Swidnica_POL | elc_roadtransport | 0.0084707 | lo |  |  |  |  | POL | en_gas_ccs_Zamosc_POL | e_Zamosc_POL | OUT
|  |  |  | H2prd_Elc_ALK_Krosno_POL | elc_buildings | 0.011622 | lo |  |  |  |  | POL | en_coal_subcritical_Zamosc_POL | e_Zamosc_POL | OUT
|  |  |  | H2prd_Elc_ALK_Krosno_POL | elc_transport | 0.011622 | lo |  |  |  |  | POL | en_coal_supercritical_Zamosc_POL | e_Zamosc_POL | OUT
|  |  |  | H2prd_Elc_ALK_Krosno_POL | elc_roadtransport | 0.011622 | lo |  |  |  |  | POL | en_coal_ultrasupercritical_Zamosc_POL | e_Zamosc_POL | OUT
|  |  |  | H2prd_Elc_ALK_Kwidzyn_POL | elc_buildings | 0.010566 | lo |  |  |  |  | POL | en_coal_igcc_Zamosc_POL | e_Zamosc_POL | OUT
|  |  |  | H2prd_Elc_ALK_Kwidzyn_POL | elc_transport | 0.010566 | lo |  |  |  |  | POL | en_nuclear_Zamosc_POL | e_Zamosc_POL | OUT
|  |  |  | H2prd_Elc_ALK_Kwidzyn_POL | elc_roadtransport | 0.010566 | lo |  |  |  |  | POL | en_nuclear_smr_Zamosc_POL | e_Zamosc_POL | OUT
|  |  |  | H2prd_Elc_ALK_Slupsk_POL | elc_buildings | 0.015074 | lo |  |  |  |  | POL | en_biomass_Zamosc_POL | e_Zamosc_POL | OUT
|  |  |  | H2prd_Elc_ALK_Slupsk_POL | elc_transport | 0.015074 | lo |  |  |  |  | POL | en_biomass_ccs_Zamosc_POL | e_Zamosc_POL | OUT
|  |  |  | H2prd_Elc_ALK_Slupsk_POL | elc_roadtransport | 0.015074 | lo |  |  |  |  | POL | en_chp_gas_cc_ext_Zamosc_POL | e_Zamosc_POL | OUT
|  |  |  | H2prd_Elc_ALK_Olsztyn_POL | elc_buildings | 0.01616 | lo |  |  |  |  | POL | en_chp_gas_cc_ext_Zamosc_POL | h_Zamosc_POL | OUT
|  |  |  | H2prd_Elc_ALK_Olsztyn_POL | elc_transport | 0.01616 | lo |  |  |  |  | POL | en_chp_biomass_chips_ext_Zamosc_POL | e_Zamosc_POL | OUT
|  |  |  | H2prd_Elc_ALK_Olsztyn_POL | elc_roadtransport | 0.01616 | lo |  |  |  |  | POL | en_chp_biomass_chips_ext_Zamosc_POL | h_Zamosc_POL | OUT
|  |  |  | H2prd_Elc_ALK_Boleslawiec_POL | elc_buildings | 0.006682 | lo |  |  |  |  | POL | en_chp_gas_cc_ext_ccs_Zamosc_POL | e_Zamosc_POL | OUT
|  |  |  | H2prd_Elc_ALK_Boleslawiec_POL | elc_transport | 0.006682 | lo |  |  |  |  | POL | en_chp_gas_cc_ext_ccs_Zamosc_POL | h_Zamosc_POL | OUT
|  |  |  | H2prd_Elc_ALK_Boleslawiec_POL | elc_roadtransport | 0.006682 | lo |  |  |  |  | POL | en_chp_biomass_pellets_ext_ccs_Zamosc_POL | e_Zamosc_POL | OUT
|  |  |  | H2prd_Elc_ALK_Gdansk_POL | elc_buildings | 0.058346 | lo |  |  |  |  | POL | en_chp_biomass_pellets_ext_ccs_Zamosc_POL | h_Zamosc_POL | OUT
|  |  |  | H2prd_Elc_ALK_Gdansk_POL | elc_transport | 0.058346 | lo |  |  |  |  | POL | en_chp_gas_cc_ext_ccs_Zamosc_POL | e_Zamosc_POL | OUT
|  |  |  | H2prd_Elc_ALK_Gdansk_POL | elc_roadtransport | 0.058346 | lo |  |  |  |  | POL | en_chp_gas_cc_ext_ccs_Zamosc_POL | h_Zamosc_POL | OUT
|  |  |  | H2prd_Elc_ALK_Lomza_POL | elc_buildings | 0.0084265 | lo |  |  |  |  | POL | en_hop_gas_boiler_Zamosc_POL | h_Zamosc_POL | OUT
|  |  |  | H2prd_Elc_ALK_Lomza_POL | elc_transport | 0.0084265 | lo |  |  |  |  | POL | en_hop_biomass_chips_Zamosc_POL | h_Zamosc_POL | OUT
|  |  |  | H2prd_Elc_ALK_Lomza_POL | elc_roadtransport | 0.0084265 | lo |  |  |  |  | POL | en_hop_electric_boiler_Zamosc_POL | h_Zamosc_POL | OUT
|  |  |  | H2prd_Elc_ALK_ZielonaGora_POL | elc_buildings | 0.015136 | lo |  |  |  |  | POL | en_hop_electric_boiler_Zamosc_POL | e_Zamosc_POL | IN
|  |  |  | H2prd_Elc_ALK_ZielonaGora_POL | elc_transport | 0.015136 | lo |  |  |  |  | POL | en_hp_air_10mw_Zamosc_POL | h_Zamosc_POL | OUT
|  |  |  | H2prd_Elc_ALK_ZielonaGora_POL | elc_roadtransport | 0.015136 | lo |  |  |  |  | POL | en_hp_air_10mw_Zamosc_POL | e_Zamosc_POL | IN
|  |  |  | H2prd_Elc_ALK_Police_POL | elc_buildings | 0.022088 | lo |  |  |  |  | POL | en_gas_ccgt_Radomsko_POL | e_Radomsko_POL | OUT
|  |  |  | H2prd_Elc_ALK_Police_POL | elc_transport | 0.022088 | lo |  |  |  |  | POL | en_gas_turbine_Radomsko_POL | e_Radomsko_POL | OUT
|  |  |  | H2prd_Elc_ALK_Police_POL | elc_roadtransport | 0.022088 | lo |  |  |  |  | POL | en_gas_ccs_Radomsko_POL | e_Radomsko_POL | OUT
|  |  |  | H2prd_Elc_ALK_Lublin_POL | elc_buildings | 0.020662 | lo |  |  |  |  | POL | en_coal_subcritical_Radomsko_POL | e_Radomsko_POL | OUT
|  |  |  | H2prd_Elc_ALK_Lublin_POL | elc_transport | 0.020662 | lo |  |  |  |  | POL | en_coal_supercritical_Radomsko_POL | e_Radomsko_POL | OUT
|  |  |  | H2prd_Elc_ALK_Lublin_POL | elc_roadtransport | 0.020662 | lo |  |  |  |  | POL | en_coal_ultrasupercritical_Radomsko_POL | e_Radomsko_POL | OUT
|  |  |  | H2prd_Elc_ALK_Grajewo_POL | elc_buildings | 0.0089371 | lo |  |  |  |  | POL | en_coal_igcc_Radomsko_POL | e_Radomsko_POL | OUT
|  |  |  | H2prd_Elc_ALK_Grajewo_POL | elc_transport | 0.0089371 | lo |  |  |  |  | POL | en_nuclear_Radomsko_POL | e_Radomsko_POL | OUT
|  |  |  | H2prd_Elc_ALK_Grajewo_POL | elc_roadtransport | 0.0089371 | lo |  |  |  |  | POL | en_nuclear_smr_Radomsko_POL | e_Radomsko_POL | OUT
|  |  |  | H2prd_Elc_ALK_Zamosc_POL | elc_buildings | 0.0066335 | lo |  |  |  |  | POL | en_biomass_Radomsko_POL | e_Radomsko_POL | OUT
|  |  |  | H2prd_Elc_ALK_Zamosc_POL | elc_transport | 0.0066335 | lo |  |  |  |  | POL | en_biomass_ccs_Radomsko_POL | e_Radomsko_POL | OUT
|  |  |  | H2prd_Elc_ALK_Zamosc_POL | elc_roadtransport | 0.0066335 | lo |  |  |  |  | POL | en_chp_gas_cc_ext_Radomsko_POL | e_Radomsko_POL | OUT
|  |  |  | H2prd_Elc_ALK_Radomsko_POL | elc_buildings | 0.0049319 | lo |  |  |  |  | POL | en_chp_gas_cc_ext_Radomsko_POL | h_Radomsko_POL | OUT
|  |  |  | H2prd_Elc_ALK_Radomsko_POL | elc_transport | 0.0049319 | lo |  |  |  |  | POL | en_chp_biomass_chips_ext_Radomsko_POL | e_Radomsko_POL | OUT
|  |  |  | H2prd_Elc_ALK_Radomsko_POL | elc_roadtransport | 0.0049319 | lo |  |  |  |  | POL | en_chp_biomass_chips_ext_Radomsko_POL | h_Radomsko_POL | OUT
|  |  |  | H2prd_Elc_ALK_Radom_POL | elc_buildings | 0.012074 | lo |  |  |  |  | POL | en_chp_gas_cc_ext_ccs_Radomsko_POL | e_Radomsko_POL | OUT
|  |  |  | H2prd_Elc_ALK_Radom_POL | elc_transport | 0.012074 | lo |  |  |  |  | POL | en_chp_gas_cc_ext_ccs_Radomsko_POL | h_Radomsko_POL | OUT
|  |  |  | H2prd_Elc_ALK_Radom_POL | elc_roadtransport | 0.012074 | lo |  |  |  |  | POL | en_chp_biomass_pellets_ext_ccs_Radomsko_POL | e_Radomsko_POL | OUT
|  |  |  | H2prd_Elc_ALK_Lubin_POL | elc_buildings | 0.012975 | lo |  |  |  |  | POL | en_chp_biomass_pellets_ext_ccs_Radomsko_POL | h_Radomsko_POL | OUT
|  |  |  | H2prd_Elc_ALK_Lubin_POL | elc_transport | 0.012975 | lo |  |  |  |  | POL | en_chp_gas_cc_ext_ccs_Radomsko_POL | e_Radomsko_POL | OUT
|  |  |  | H2prd_Elc_ALK_Lubin_POL | elc_roadtransport | 0.012975 | lo |  |  |  |  | POL | en_chp_gas_cc_ext_ccs_Radomsko_POL | h_Radomsko_POL | OUT
|  |  |  | H2prd_Elc_ALK_Sosnowiec_POL | elc_buildings | 0.04175 | lo |  |  |  |  | POL | en_hop_gas_boiler_Radomsko_POL | h_Radomsko_POL | OUT
|  |  |  | H2prd_Elc_ALK_Sosnowiec_POL | elc_transport | 0.04175 | lo |  |  |  |  | POL | en_hop_biomass_chips_Radomsko_POL | h_Radomsko_POL | OUT
|  |  |  | H2prd_Elc_ALK_Sosnowiec_POL | elc_roadtransport | 0.04175 | lo |  |  |  |  | POL | en_hop_electric_boiler_Radomsko_POL | h_Radomsko_POL | OUT
|  |  |  | H2prd_Elc_ALK_Skawina_POL | elc_buildings | 0.043387 | lo |  |  |  |  | POL | en_hop_electric_boiler_Radomsko_POL | e_Radomsko_POL | IN
|  |  |  | H2prd_Elc_ALK_Skawina_POL | elc_transport | 0.043387 | lo |  |  |  |  | POL | en_hp_air_10mw_Radomsko_POL | h_Radomsko_POL | OUT
|  |  |  | H2prd_Elc_ALK_Skawina_POL | elc_roadtransport | 0.043387 | lo |  |  |  |  | POL | en_hp_air_10mw_Radomsko_POL | e_Radomsko_POL | IN
|  |  |  | H2prd_Elc_ALK_Tarnow_POL | elc_buildings | 0.014135 | lo |  |  |  |  | POL | en_gas_ccgt_Radom_POL | e_Radom_POL | OUT
|  |  |  | H2prd_Elc_ALK_Tarnow_POL | elc_transport | 0.014135 | lo |  |  |  |  | POL | en_gas_turbine_Radom_POL | e_Radom_POL | OUT
|  |  |  | H2prd_Elc_ALK_Tarnow_POL | elc_roadtransport | 0.014135 | lo |  |  |  |  | POL | en_gas_ccs_Radom_POL | e_Radom_POL | OUT
|  |  |  | H2prd_Elc_ALK_Chelm_POL | elc_buildings | 0.0054397 | lo |  |  |  |  | POL | en_coal_subcritical_Radom_POL | e_Radom_POL | OUT
|  |  |  | H2prd_Elc_ALK_Chelm_POL | elc_transport | 0.0054397 | lo |  |  |  |  | POL | en_coal_supercritical_Radom_POL | e_Radom_POL | OUT
|  |  |  | H2prd_Elc_ALK_Chelm_POL | elc_roadtransport | 0.0054397 | lo |  |  |  |  | POL | en_coal_ultrasupercritical_Radom_POL | e_Radom_POL | OUT
|  |  |  | H2prd_Elc_ALK_Kielce_POL | elc_buildings | 0.013625 | lo |  |  |  |  | POL | en_coal_igcc_Radom_POL | e_Radom_POL | OUT
|  |  |  | H2prd_Elc_ALK_Kielce_POL | elc_transport | 0.013625 | lo |  |  |  |  | POL | en_nuclear_Radom_POL | e_Radom_POL | OUT
|  |  |  | H2prd_Elc_ALK_Kielce_POL | elc_roadtransport | 0.013625 | lo |  |  |  |  | POL | en_nuclear_smr_Radom_POL | e_Radom_POL | OUT
|  |  |  | H2prd_Elc_ALK_Mielec_POL | elc_buildings | 0.0075899 | lo |  |  |  |  | POL | en_biomass_Radom_POL | e_Radom_POL | OUT
|  |  |  | H2prd_Elc_ALK_Mielec_POL | elc_transport | 0.0075899 | lo |  |  |  |  | POL | en_biomass_ccs_Radom_POL | e_Radom_POL | OUT
|  |  |  | H2prd_Elc_ALK_Mielec_POL | elc_roadtransport | 0.0075899 | lo |  |  |  |  | POL | en_chp_gas_cc_ext_Radom_POL | e_Radom_POL | OUT
|  |  |  | H2prd_Elc_ALK_Rzeszow_POL | elc_buildings | 0.014309 | lo |  |  |  |  | POL | en_chp_gas_cc_ext_Radom_POL | h_Radom_POL | OUT
|  |  |  | H2prd_Elc_ALK_Rzeszow_POL | elc_transport | 0.014309 | lo |  |  |  |  | POL | en_chp_biomass_chips_ext_Radom_POL | e_Radom_POL | OUT
|  |  |  | H2prd_Elc_ALK_Rzeszow_POL | elc_roadtransport | 0.014309 | lo |  |  |  |  | POL | en_chp_biomass_chips_ext_Radom_POL | h_Radom_POL | OUT
|  |  |  | H2prd_Elc_ALK_Czestochowa_POL | elc_buildings | 0.015345 | lo |  |  |  |  | POL | en_chp_gas_cc_ext_ccs_Radom_POL | e_Radom_POL | OUT
|  |  |  | H2prd_Elc_ALK_Czestochowa_POL | elc_transport | 0.015345 | lo |  |  |  |  | POL | en_chp_gas_cc_ext_ccs_Radom_POL | h_Radom_POL | OUT
|  |  |  | H2prd_Elc_ALK_Czestochowa_POL | elc_roadtransport | 0.015345 | lo |  |  |  |  | POL | en_chp_biomass_pellets_ext_ccs_Radom_POL | e_Radom_POL | OUT
|  |  |  | H2prd_Elc_ALK_Pila_POL | elc_buildings | 0.01315 | lo |  |  |  |  | POL | en_chp_biomass_pellets_ext_ccs_Radom_POL | h_Radom_POL | OUT
|  |  |  | H2prd_Elc_ALK_Pila_POL | elc_transport | 0.01315 | lo |  |  |  |  | POL | en_chp_gas_cc_ext_ccs_Radom_POL | e_Radom_POL | OUT
|  |  |  | H2prd_Elc_ALK_Pila_POL | elc_roadtransport | 0.01315 | lo |  |  |  |  | POL | en_chp_gas_cc_ext_ccs_Radom_POL | h_Radom_POL | OUT
|  |  |  | H2prd_Elc_ALK_OstrowiecSwietokrz_POL | elc_buildings | 0.010515 | lo |  |  |  |  | POL | en_hop_gas_boiler_Radom_POL | h_Radom_POL | OUT
|  |  |  | H2prd_Elc_ALK_OstrowiecSwietokrz_POL | elc_transport | 0.010515 | lo |  |  |  |  | POL | en_hop_biomass_chips_Radom_POL | h_Radom_POL | OUT
|  |  |  | H2prd_Elc_ALK_OstrowiecSwietokrz_POL | elc_roadtransport | 0.010515 | lo |  |  |  |  | POL | en_hop_electric_boiler_Radom_POL | h_Radom_POL | OUT
|  |  |  | H2prd_Elc_ALK_Opole_POL | elc_buildings | 0.0079771 | lo |  |  |  |  | POL | en_hop_electric_boiler_Radom_POL | e_Radom_POL | IN
|  |  |  | H2prd_Elc_ALK_Opole_POL | elc_transport | 0.0079771 | lo |  |  |  |  | POL | en_hp_air_10mw_Radom_POL | h_Radom_POL | OUT
|  |  |  | H2prd_Elc_ALK_Opole_POL | elc_roadtransport | 0.0079771 | lo |  |  |  |  | POL | en_hp_air_10mw_Radom_POL | e_Radom_POL | IN
|  |  |  | H2prd_Elc_ALK_Konin_POL | elc_buildings | 0.010791 | lo |  |  |  |  | POL | en_gas_ccgt_Lubin_POL | e_Lubin_POL | OUT
|  |  |  | H2prd_Elc_ALK_Konin_POL | elc_transport | 0.010791 | lo |  |  |  |  | POL | en_gas_turbine_Lubin_POL | e_Lubin_POL | OUT
|  |  |  | H2prd_Elc_ALK_Konin_POL | elc_roadtransport | 0.010791 | lo |  |  |  |  | POL | en_gas_ccs_Lubin_POL | e_Lubin_POL | OUT
|  |  |  | H2prd_Elc_ALK_Kalisz_POL | elc_buildings | 0.012935 | lo |  |  |  |  | POL | en_coal_subcritical_Lubin_POL | e_Lubin_POL | OUT
|  |  |  | H2prd_Elc_ALK_Kalisz_POL | elc_transport | 0.012935 | lo |  |  |  |  | POL | en_coal_supercritical_Lubin_POL | e_Lubin_POL | OUT
|  |  |  | H2prd_Elc_ALK_Kalisz_POL | elc_roadtransport | 0.012935 | lo |  |  |  |  | POL | en_coal_ultrasupercritical_Lubin_POL | e_Lubin_POL | OUT
|  |  |  | H2prd_Elc_ALK_Walbrzych_POL | elc_buildings | 0.016254 | lo |  |  |  |  | POL | en_coal_igcc_Lubin_POL | e_Lubin_POL | OUT
|  |  |  | H2prd_Elc_ALK_Walbrzych_POL | elc_transport | 0.016254 | lo |  |  |  |  | POL | en_nuclear_Lubin_POL | e_Lubin_POL | OUT
|  |  |  | H2prd_Elc_ALK_Walbrzych_POL | elc_roadtransport | 0.016254 | lo |  |  |  |  | POL | en_nuclear_smr_Lubin_POL | e_Lubin_POL | OUT
|  |  |  | H2prd_Elc_ALK_Warsaw_POL | elc_buildings | 0.1165 | lo |  |  |  |  | POL | en_biomass_Lubin_POL | e_Lubin_POL | OUT
|  |  |  | H2prd_Elc_ALK_Warsaw_POL | elc_transport | 0.1165 | lo |  |  |  |  | POL | en_biomass_ccs_Lubin_POL | e_Lubin_POL | OUT
|  |  |  | H2prd_Elc_ALK_Warsaw_POL | elc_roadtransport | 0.1165 | lo |  |  |  |  | POL | en_chp_gas_cc_ext_Lubin_POL | e_Lubin_POL | OUT
|  |  |  | H2prd_Elc_ALK_Belchatow_POL | elc_buildings | 0.00969 | lo |  |  |  |  | POL | en_chp_gas_cc_ext_Lubin_POL | h_Lubin_POL | OUT
|  |  |  | H2prd_Elc_ALK_Belchatow_POL | elc_transport | 0.00969 | lo |  |  |  |  | POL | en_chp_biomass_chips_ext_Lubin_POL | e_Lubin_POL | OUT
|  |  |  | H2prd_Elc_ALK_Belchatow_POL | elc_roadtransport | 0.00969 | lo |  |  |  |  | POL | en_chp_biomass_chips_ext_Lubin_POL | h_Lubin_POL | OUT
|  |  |  | H2prd_Elc_ALK_Zabrze_POL | elc_buildings | 0.044318 | lo |  |  |  |  | POL | en_chp_gas_cc_ext_ccs_Lubin_POL | e_Lubin_POL | OUT
|  |  |  | H2prd_Elc_ALK_Zabrze_POL | elc_transport | 0.044318 | lo |  |  |  |  | POL | en_chp_gas_cc_ext_ccs_Lubin_POL | h_Lubin_POL | OUT
|  |  |  | H2prd_Elc_ALK_Zabrze_POL | elc_roadtransport | 0.044318 | lo |  |  |  |  | POL | en_chp_biomass_pellets_ext_ccs_Lubin_POL | e_Lubin_POL | OUT
|  |  |  | H2prd_Elc_ALK_Elk_POL | elc_buildings | 0.0079297 | lo |  |  |  |  | POL | en_chp_biomass_pellets_ext_ccs_Lubin_POL | h_Lubin_POL | OUT
|  |  |  | H2prd_Elc_ALK_Elk_POL | elc_transport | 0.0079297 | lo |  |  |  |  | POL | en_chp_gas_cc_ext_ccs_Lubin_POL | e_Lubin_POL | OUT
|  |  |  | H2prd_Elc_ALK_Elk_POL | elc_roadtransport | 0.0079297 | lo |  |  |  |  | POL | en_chp_gas_cc_ext_ccs_Lubin_POL | h_Lubin_POL | OUT
|  |  |  | H2prd_Elc_ALK_Poznan_POL | elc_buildings | 0.038081 | lo |  |  |  |  | POL | en_hop_gas_boiler_Lubin_POL | h_Lubin_POL | OUT
|  |  |  | H2prd_Elc_ALK_Poznan_POL | elc_transport | 0.038081 | lo |  |  |  |  | POL | en_hop_biomass_chips_Lubin_POL | h_Lubin_POL | OUT
|  |  |  | H2prd_Elc_ALK_Poznan_POL | elc_roadtransport | 0.038081 | lo |  |  |  |  | POL | en_hop_electric_boiler_Lubin_POL | h_Lubin_POL | OUT
|  |  |  | H2prd_Elc_ALK_KedzierzynKozle_POL | elc_buildings | 0.011611 | lo |  |  |  |  | POL | en_hop_electric_boiler_Lubin_POL | e_Lubin_POL | IN
|  |  |  | H2prd_Elc_ALK_KedzierzynKozle_POL | elc_transport | 0.011611 | lo |  |  |  |  | POL | en_hp_air_10mw_Lubin_POL | h_Lubin_POL | OUT
|  |  |  | H2prd_Elc_ALK_KedzierzynKozle_POL | elc_roadtransport | 0.011611 | lo |  |  |  |  | POL | en_hp_air_10mw_Lubin_POL | e_Lubin_POL | IN
|  |  |  | H2prd_Elc_ALK_Lodz_POL | elc_buildings | 0.044568 | lo |  |  |  |  | POL | en_gas_ccgt_Sosnowiec_POL | e_Sosnowiec_POL | OUT
|  |  |  | H2prd_Elc_ALK_Lodz_POL | elc_transport | 0.044568 | lo |  |  |  |  | POL | en_gas_turbine_Sosnowiec_POL | e_Sosnowiec_POL | OUT
|  |  |  | H2prd_Elc_ALK_Lodz_POL | elc_roadtransport | 0.044568 | lo |  |  |  |  | POL | en_gas_ccs_Sosnowiec_POL | e_Sosnowiec_POL | OUT
|  |  |  | H2prd_Elc_ALK_Szczecin_POL | elc_buildings | 0.0088689 | lo |  |  |  |  | POL | en_coal_subcritical_Sosnowiec_POL | e_Sosnowiec_POL | OUT
|  |  |  | H2prd_Elc_ALK_Szczecin_POL | elc_transport | 0.0088689 | lo |  |  |  |  | POL | en_coal_supercritical_Sosnowiec_POL | e_Sosnowiec_POL | OUT
|  |  |  | H2prd_Elc_ALK_Szczecin_POL | elc_roadtransport | 0.0088689 | lo |  |  |  |  | POL | en_coal_ultrasupercritical_Sosnowiec_POL | e_Sosnowiec_POL | OUT
|  |  |  | H2prd_Elc_ALK_Katowice_POL | elc_buildings | 0.03831 | lo |  |  |  |  | POL | en_coal_igcc_Sosnowiec_POL | e_Sosnowiec_POL | OUT
|  |  |  | H2prd_Elc_ALK_Katowice_POL | elc_transport | 0.03831 | lo |  |  |  |  | POL | en_nuclear_Sosnowiec_POL | e_Sosnowiec_POL | OUT
|  |  |  | H2prd_Elc_ALK_Katowice_POL | elc_roadtransport | 0.03831 | lo |  |  |  |  | POL | en_nuclear_smr_Sosnowiec_POL | e_Sosnowiec_POL | OUT
|  |  |  | H2prd_Elc_ALK_BielskoBiala_POL | elc_buildings | 0.024469 | lo |  |  |  |  | POL | en_biomass_Sosnowiec_POL | e_Sosnowiec_POL | OUT
|  |  |  | H2prd_Elc_ALK_BielskoBiala_POL | elc_transport | 0.024469 | lo |  |  |  |  | POL | en_biomass_ccs_Sosnowiec_POL | e_Sosnowiec_POL | OUT
|  |  |  | H2prd_Elc_ALK_BielskoBiala_POL | elc_roadtransport | 0.024469 | lo |  |  |  |  | POL | en_chp_gas_cc_ext_Sosnowiec_POL | e_Sosnowiec_POL | OUT
|  |  |  | H2prd_Elc_ALK_Grudziadz_POL | elc_buildings | 0.012009 | lo |  |  |  |  | POL | en_chp_gas_cc_ext_Sosnowiec_POL | h_Sosnowiec_POL | OUT
|  |  |  | H2prd_Elc_ALK_Grudziadz_POL | elc_transport | 0.012009 | lo |  |  |  |  | POL | en_chp_biomass_chips_ext_Sosnowiec_POL | e_Sosnowiec_POL | OUT
|  |  |  | H2prd_Elc_ALK_Grudziadz_POL | elc_roadtransport | 0.012009 | lo |  |  |  |  | POL | en_chp_biomass_chips_ext_Sosnowiec_POL | h_Sosnowiec_POL | OUT
|  |  |  | H2prd_Elc_ALK_Plock_POL | elc_buildings | 0.013961 | lo |  |  |  |  | POL | en_chp_gas_cc_ext_ccs_Sosnowiec_POL | e_Sosnowiec_POL | OUT
|  |  |  | H2prd_Elc_ALK_Plock_POL | elc_transport | 0.013961 | lo |  |  |  |  | POL | en_chp_gas_cc_ext_ccs_Sosnowiec_POL | h_Sosnowiec_POL | OUT
|  |  |  | H2prd_Elc_ALK_Plock_POL | elc_roadtransport | 0.013961 | lo |  |  |  |  | POL | en_chp_biomass_pellets_ext_ccs_Sosnowiec_POL | e_Sosnowiec_POL | OUT
|  |  |  | H2prd_Elc_ALK_Wloclawek_POL | elc_buildings | 0.010999 | lo |  |  |  |  | POL | en_chp_biomass_pellets_ext_ccs_Sosnowiec_POL | h_Sosnowiec_POL | OUT
|  |  |  | H2prd_Elc_ALK_Wloclawek_POL | elc_transport | 0.010999 | lo |  |  |  |  | POL | en_chp_gas_cc_ext_ccs_Sosnowiec_POL | e_Sosnowiec_POL | OUT
|  |  |  | H2prd_Elc_ALK_Wloclawek_POL | elc_roadtransport | 0.010999 | lo |  |  |  |  | POL | en_chp_gas_cc_ext_ccs_Sosnowiec_POL | h_Sosnowiec_POL | OUT
|  |  |  | H2prd_Elc_ALK_Wroclaw_POL | elc_buildings | 0.031264 | lo |  |  |  |  | POL | en_hop_gas_boiler_Sosnowiec_POL | h_Sosnowiec_POL | OUT
|  |  |  | H2prd_Elc_ALK_Wroclaw_POL | elc_transport | 0.031264 | lo |  |  |  |  | POL | en_hop_biomass_chips_Sosnowiec_POL | h_Sosnowiec_POL | OUT
|  |  |  | H2prd_Elc_ALK_Wroclaw_POL | elc_roadtransport | 0.031264 | lo |  |  |  |  | POL | en_hop_electric_boiler_Sosnowiec_POL | h_Sosnowiec_POL | OUT
|  |  |  | H2prd_Elc_ALK_Gdynia_POL | elc_buildings | 0.011047 | lo |  |  |  |  | POL | en_hop_electric_boiler_Sosnowiec_POL | e_Sosnowiec_POL | IN
|  |  |  | H2prd_Elc_ALK_Gdynia_POL | elc_transport | 0.011047 | lo |  |  |  |  | POL | en_hp_air_10mw_Sosnowiec_POL | h_Sosnowiec_POL | OUT
|  |  |  | H2prd_Elc_ALK_Gdynia_POL | elc_roadtransport | 0.011047 | lo |  |  |  |  | POL | en_hp_air_10mw_Sosnowiec_POL | e_Sosnowiec_POL | IN
|  |  |  | H2prd_Elc_ALK_Pulawy_POL | elc_buildings | 0.0070923 | lo |  |  |  |  | POL | en_gas_ccgt_Skawina_POL | e_Skawina_POL | OUT
|  |  |  | H2prd_Elc_ALK_Pulawy_POL | elc_transport | 0.0070923 | lo |  |  |  |  | POL | en_gas_turbine_Skawina_POL | e_Skawina_POL | OUT
|  |  |  | H2prd_Elc_ALK_Pulawy_POL | elc_roadtransport | 0.0070923 | lo |  |  |  |  | POL | en_gas_ccs_Skawina_POL | e_Skawina_POL | OUT
|  |  |  | e_demand_Bydgoszcz_POL | elc_industry | 0.014515 | lo |  |  |  |  | POL | en_coal_subcritical_Skawina_POL | e_Skawina_POL | OUT
|  |  |  | e_demand_Bialystok_POL | elc_industry | 0.00015625 | lo |  |  |  |  | POL | en_coal_supercritical_Skawina_POL | e_Skawina_POL | OUT
|  |  |  | e_demand_GorzowWielkopolski_POL | elc_industry | 0.0017762 | lo |  |  |  |  | POL | en_coal_ultrasupercritical_Skawina_POL | e_Skawina_POL | OUT
|  |  |  | e_demand_Siedlce_POL | elc_industry | 0.00091363 | lo |  |  |  |  | POL | en_coal_igcc_Skawina_POL | e_Skawina_POL | OUT
|  |  |  | e_demand_Legnica_POL | elc_industry | 0.0022136 | lo |  |  |  |  | POL | en_nuclear_Skawina_POL | e_Skawina_POL | OUT
|  |  |  | e_demand_Swidnica_POL | elc_industry | 0.00041612 | lo |  |  |  |  | POL | en_nuclear_smr_Skawina_POL | e_Skawina_POL | OUT
|  |  |  | e_demand_Krosno_POL | elc_industry | 0.0071104 | lo |  |  |  |  | POL | en_biomass_Skawina_POL | e_Skawina_POL | OUT
|  |  |  | e_demand_Kwidzyn_POL | elc_industry | 0.0066232 | lo |  |  |  |  | POL | en_biomass_ccs_Skawina_POL | e_Skawina_POL | OUT
|  |  |  | e_demand_Olsztyn_POL | elc_industry | 0.00081235 | lo |  |  |  |  | POL | en_chp_gas_cc_ext_Skawina_POL | e_Skawina_POL | OUT
|  |  |  | e_demand_Boleslawiec_POL | elc_industry | 0.0009867 | lo |  |  |  |  | POL | en_chp_gas_cc_ext_Skawina_POL | h_Skawina_POL | OUT
|  |  |  | e_demand_Gdansk_POL | elc_industry | 0.018587 | lo |  |  |  |  | POL | en_chp_biomass_chips_ext_Skawina_POL | e_Skawina_POL | OUT
|  |  |  | e_demand_Lomza_POL | elc_industry | 0.0065632 | lo |  |  |  |  | POL | en_chp_biomass_chips_ext_Skawina_POL | h_Skawina_POL | OUT
|  |  |  | e_demand_ZielonaGora_POL | elc_industry | 0.001103 | lo |  |  |  |  | POL | en_chp_gas_cc_ext_ccs_Skawina_POL | e_Skawina_POL | OUT
|  |  |  | e_demand_Police_POL | elc_industry | 0.028966 | lo |  |  |  |  | POL | en_chp_gas_cc_ext_ccs_Skawina_POL | h_Skawina_POL | OUT
|  |  |  | e_demand_Zamosc_POL | elc_industry | 0.00029898 | lo |  |  |  |  | POL | en_chp_biomass_pellets_ext_ccs_Skawina_POL | e_Skawina_POL | OUT
|  |  |  | e_demand_Radomsko_POL | elc_industry | 0.036569 | lo |  |  |  |  | POL | en_chp_biomass_pellets_ext_ccs_Skawina_POL | h_Skawina_POL | OUT
|  |  |  | e_demand_Radom_POL | elc_industry | 0.0016267 | lo |  |  |  |  | POL | en_chp_gas_cc_ext_ccs_Skawina_POL | e_Skawina_POL | OUT
|  |  |  | e_demand_Lubin_POL | elc_industry | 0.031257 | lo |  |  |  |  | POL | en_chp_gas_cc_ext_ccs_Skawina_POL | h_Skawina_POL | OUT
|  |  |  | e_demand_Sosnowiec_POL | elc_industry | 0.025134 | lo |  |  |  |  | POL | en_hop_gas_boiler_Skawina_POL | h_Skawina_POL | OUT
|  |  |  | e_demand_Skawina_POL | elc_industry | 0.044934 | lo |  |  |  |  | POL | en_hop_biomass_chips_Skawina_POL | h_Skawina_POL | OUT
|  |  |  | e_demand_Tarnow_POL | elc_industry | 0.016671 | lo |  |  |  |  | POL | en_hop_electric_boiler_Skawina_POL | h_Skawina_POL | OUT
|  |  |  | e_demand_Chelm_POL | elc_industry | 0.027536 | lo |  |  |  |  | POL | en_hop_electric_boiler_Skawina_POL | e_Skawina_POL | IN
|  |  |  | e_demand_Kielce_POL | elc_industry | 0.061997 | lo |  |  |  |  | POL | en_hp_air_10mw_Skawina_POL | h_Skawina_POL | OUT
|  |  |  | e_demand_Rzeszow_POL | elc_industry | 0.0016861 | lo |  |  |  |  | POL | en_hp_air_10mw_Skawina_POL | e_Skawina_POL | IN
|  |  |  | e_demand_Czestochowa_POL | elc_industry | 0.017963 | lo |  |  |  |  | POL | en_gas_ccgt_Tarnow_POL | e_Tarnow_POL | OUT
|  |  |  | e_demand_Pila_POL | elc_industry | 0.028052 | lo |  |  |  |  | POL | en_gas_turbine_Tarnow_POL | e_Tarnow_POL | OUT
|  |  |  | e_demand_OstrowiecSwietokrz_POL | elc_industry | 0.01035 | lo |  |  |  |  | POL | en_gas_ccs_Tarnow_POL | e_Tarnow_POL | OUT
|  |  |  | e_demand_Opole_POL | elc_industry | 0.0087778 | lo |  |  |  |  | POL | en_coal_subcritical_Tarnow_POL | e_Tarnow_POL | OUT
|  |  |  | e_demand_Konin_POL | elc_industry | 0.0019644 | lo |  |  |  |  | POL | en_coal_supercritical_Tarnow_POL | e_Tarnow_POL | OUT
|  |  |  | e_demand_Kalisz_POL | elc_industry | 0.021288 | lo |  |  |  |  | POL | en_coal_ultrasupercritical_Tarnow_POL | e_Tarnow_POL | OUT
|  |  |  | e_demand_Walbrzych_POL | elc_industry | 0.0044462 | lo |  |  |  |  | POL | en_coal_igcc_Tarnow_POL | e_Tarnow_POL | OUT
|  |  |  | e_demand_Warsaw_POL | elc_industry | 0.0032284 | lo |  |  |  |  | POL | en_nuclear_Tarnow_POL | e_Tarnow_POL | OUT
|  |  |  | e_demand_Belchatow_POL | elc_industry | 0.00027556 | lo |  |  |  |  | POL | en_nuclear_smr_Tarnow_POL | e_Tarnow_POL | OUT
|  |  |  | e_demand_Zabrze_POL | elc_industry | 0.057879 | lo |  |  |  |  | POL | en_biomass_Tarnow_POL | e_Tarnow_POL | OUT
|  |  |  | e_demand_Poznan_POL | elc_industry | 0.0053354 | lo |  |  |  |  | POL | en_biomass_ccs_Tarnow_POL | e_Tarnow_POL | OUT
|  |  |  | e_demand_KedzierzynKozle_POL | elc_industry | 0.097014 | lo |  |  |  |  | POL | en_chp_gas_cc_ext_Tarnow_POL | e_Tarnow_POL | OUT
|  |  |  | e_demand_Lodz_POL | elc_industry | 0.0060505 | lo |  |  |  |  | POL | en_chp_gas_cc_ext_Tarnow_POL | h_Tarnow_POL | OUT
|  |  |  | e_demand_Szczecin_POL | elc_industry | 0.00011624 | lo |  |  |  |  | POL | en_chp_biomass_chips_ext_Tarnow_POL | e_Tarnow_POL | OUT
|  |  |  | e_demand_Katowice_POL | elc_industry | 0.20742 | lo |  |  |  |  | POL | en_chp_biomass_chips_ext_Tarnow_POL | h_Tarnow_POL | OUT
|  |  |  | e_demand_BielskoBiala_POL | elc_industry | 0.00046582 | lo |  |  |  |  | POL | en_chp_gas_cc_ext_ccs_Tarnow_POL | e_Tarnow_POL | OUT
|  |  |  | e_demand_Grudziadz_POL | elc_industry | 0.015967 | lo |  |  |  |  | POL | en_chp_gas_cc_ext_ccs_Tarnow_POL | h_Tarnow_POL | OUT
|  |  |  | e_demand_Plock_POL | elc_industry | 0.056268 | lo |  |  |  |  | POL | en_chp_biomass_pellets_ext_ccs_Tarnow_POL | e_Tarnow_POL | OUT
|  |  |  | e_demand_Wloclawek_POL | elc_industry | 0.031212 | lo |  |  |  |  | POL | en_chp_biomass_pellets_ext_ccs_Tarnow_POL | h_Tarnow_POL | OUT
|  |  |  | e_demand_Wroclaw_POL | elc_industry | 0.00046569 | lo |  |  |  |  | POL | en_chp_gas_cc_ext_ccs_Tarnow_POL | e_Tarnow_POL | OUT
|  |  |  | e_demand_Gdynia_POL | elc_industry | 0.00021574 | lo |  |  |  |  | POL | en_chp_gas_cc_ext_ccs_Tarnow_POL | h_Tarnow_POL | OUT
|  |  |  | e_demand_Pulawy_POL | elc_industry | 0.066791 | lo |  |  |  |  | POL | en_hop_gas_boiler_Tarnow_POL | h_Tarnow_POL | OUT
|  |  |  | ev_battery_Bydgoszcz_POL | elc_industry | 0.014515 | lo |  |  |  |  | POL | en_hop_biomass_chips_Tarnow_POL | h_Tarnow_POL | OUT
|  |  |  | ev_battery_Bialystok_POL | elc_industry | 0.00015625 | lo |  |  |  |  | POL | en_hop_electric_boiler_Tarnow_POL | h_Tarnow_POL | OUT
|  |  |  | ev_battery_GorzowWielkopolski_POL | elc_industry | 0.0017762 | lo |  |  |  |  | POL | en_hop_electric_boiler_Tarnow_POL | e_Tarnow_POL | IN
|  |  |  | ev_battery_Siedlce_POL | elc_industry | 0.00091363 | lo |  |  |  |  | POL | en_hp_air_10mw_Tarnow_POL | h_Tarnow_POL | OUT
|  |  |  | ev_battery_Legnica_POL | elc_industry | 0.0022136 | lo |  |  |  |  | POL | en_hp_air_10mw_Tarnow_POL | e_Tarnow_POL | IN
|  |  |  | ev_battery_Swidnica_POL | elc_industry | 0.00041612 | lo |  |  |  |  | POL | en_gas_ccgt_Chelm_POL | e_Chelm_POL | OUT
|  |  |  | ev_battery_Krosno_POL | elc_industry | 0.0071104 | lo |  |  |  |  | POL | en_gas_turbine_Chelm_POL | e_Chelm_POL | OUT
|  |  |  | ev_battery_Kwidzyn_POL | elc_industry | 0.0066232 | lo |  |  |  |  | POL | en_gas_ccs_Chelm_POL | e_Chelm_POL | OUT
|  |  |  | ev_battery_Olsztyn_POL | elc_industry | 0.00081235 | lo |  |  |  |  | POL | en_coal_subcritical_Chelm_POL | e_Chelm_POL | OUT
|  |  |  | ev_battery_Boleslawiec_POL | elc_industry | 0.0009867 | lo |  |  |  |  | POL | en_coal_supercritical_Chelm_POL | e_Chelm_POL | OUT
|  |  |  | ev_battery_Gdansk_POL | elc_industry | 0.018587 | lo |  |  |  |  | POL | en_coal_ultrasupercritical_Chelm_POL | e_Chelm_POL | OUT
|  |  |  | ev_battery_Lomza_POL | elc_industry | 0.0065632 | lo |  |  |  |  | POL | en_coal_igcc_Chelm_POL | e_Chelm_POL | OUT
|  |  |  | ev_battery_ZielonaGora_POL | elc_industry | 0.001103 | lo |  |  |  |  | POL | en_nuclear_Chelm_POL | e_Chelm_POL | OUT
|  |  |  | ev_battery_Police_POL | elc_industry | 0.028966 | lo |  |  |  |  | POL | en_nuclear_smr_Chelm_POL | e_Chelm_POL | OUT
|  |  |  | ev_battery_Zamosc_POL | elc_industry | 0.00029898 | lo |  |  |  |  | POL | en_biomass_Chelm_POL | e_Chelm_POL | OUT
|  |  |  | ev_battery_Radomsko_POL | elc_industry | 0.036569 | lo |  |  |  |  | POL | en_biomass_ccs_Chelm_POL | e_Chelm_POL | OUT
|  |  |  | ev_battery_Radom_POL | elc_industry | 0.0016267 | lo |  |  |  |  | POL | en_chp_gas_cc_ext_Chelm_POL | e_Chelm_POL | OUT
|  |  |  | ev_battery_Lubin_POL | elc_industry | 0.031257 | lo |  |  |  |  | POL | en_chp_gas_cc_ext_Chelm_POL | h_Chelm_POL | OUT
|  |  |  | ev_battery_Sosnowiec_POL | elc_industry | 0.025134 | lo |  |  |  |  | POL | en_chp_biomass_chips_ext_Chelm_POL | e_Chelm_POL | OUT
|  |  |  | ev_battery_Skawina_POL | elc_industry | 0.044934 | lo |  |  |  |  | POL | en_chp_biomass_chips_ext_Chelm_POL | h_Chelm_POL | OUT
|  |  |  | ev_battery_Tarnow_POL | elc_industry | 0.016671 | lo |  |  |  |  | POL | en_chp_gas_cc_ext_ccs_Chelm_POL | e_Chelm_POL | OUT
|  |  |  | ev_battery_Chelm_POL | elc_industry | 0.027536 | lo |  |  |  |  | POL | en_chp_gas_cc_ext_ccs_Chelm_POL | h_Chelm_POL | OUT
|  |  |  | ev_battery_Kielce_POL | elc_industry | 0.061997 | lo |  |  |  |  | POL | en_chp_biomass_pellets_ext_ccs_Chelm_POL | e_Chelm_POL | OUT
|  |  |  | ev_battery_Rzeszow_POL | elc_industry | 0.0016861 | lo |  |  |  |  | POL | en_chp_biomass_pellets_ext_ccs_Chelm_POL | h_Chelm_POL | OUT
|  |  |  | ev_battery_Czestochowa_POL | elc_industry | 0.017963 | lo |  |  |  |  | POL | en_chp_gas_cc_ext_ccs_Chelm_POL | e_Chelm_POL | OUT
|  |  |  | ev_battery_Pila_POL | elc_industry | 0.028052 | lo |  |  |  |  | POL | en_chp_gas_cc_ext_ccs_Chelm_POL | h_Chelm_POL | OUT
|  |  |  | ev_battery_OstrowiecSwietokrz_POL | elc_industry | 0.01035 | lo |  |  |  |  | POL | en_hop_gas_boiler_Chelm_POL | h_Chelm_POL | OUT
|  |  |  | ev_battery_Opole_POL | elc_industry | 0.0087778 | lo |  |  |  |  | POL | en_hop_biomass_chips_Chelm_POL | h_Chelm_POL | OUT
|  |  |  | ev_battery_Konin_POL | elc_industry | 0.0019644 | lo |  |  |  |  | POL | en_hop_electric_boiler_Chelm_POL | h_Chelm_POL | OUT
|  |  |  | ev_battery_Kalisz_POL | elc_industry | 0.021288 | lo |  |  |  |  | POL | en_hop_electric_boiler_Chelm_POL | e_Chelm_POL | IN
|  |  |  | ev_battery_Walbrzych_POL | elc_industry | 0.0044462 | lo |  |  |  |  | POL | en_hp_air_10mw_Chelm_POL | h_Chelm_POL | OUT
|  |  |  | ev_battery_Warsaw_POL | elc_industry | 0.0032284 | lo |  |  |  |  | POL | en_hp_air_10mw_Chelm_POL | e_Chelm_POL | IN
|  |  |  | ev_battery_Belchatow_POL | elc_industry | 0.00027556 | lo |  |  |  |  | POL | en_gas_ccgt_Kielce_POL | e_Kielce_POL | OUT
|  |  |  | ev_battery_Zabrze_POL | elc_industry | 0.057879 | lo |  |  |  |  | POL | en_gas_turbine_Kielce_POL | e_Kielce_POL | OUT
|  |  |  | ev_battery_Poznan_POL | elc_industry | 0.0053354 | lo |  |  |  |  | POL | en_gas_ccs_Kielce_POL | e_Kielce_POL | OUT
|  |  |  | ev_battery_KedzierzynKozle_POL | elc_industry | 0.097014 | lo |  |  |  |  | POL | en_coal_subcritical_Kielce_POL | e_Kielce_POL | OUT
|  |  |  | ev_battery_Lodz_POL | elc_industry | 0.0060505 | lo |  |  |  |  | POL | en_coal_supercritical_Kielce_POL | e_Kielce_POL | OUT
|  |  |  | ev_battery_Szczecin_POL | elc_industry | 0.00011624 | lo |  |  |  |  | POL | en_coal_ultrasupercritical_Kielce_POL | e_Kielce_POL | OUT
|  |  |  | ev_battery_Katowice_POL | elc_industry | 0.20742 | lo |  |  |  |  | POL | en_coal_igcc_Kielce_POL | e_Kielce_POL | OUT
|  |  |  | ev_battery_BielskoBiala_POL | elc_industry | 0.00046582 | lo |  |  |  |  | POL | en_nuclear_Kielce_POL | e_Kielce_POL | OUT
|  |  |  | ev_battery_Grudziadz_POL | elc_industry | 0.015967 | lo |  |  |  |  | POL | en_nuclear_smr_Kielce_POL | e_Kielce_POL | OUT
|  |  |  | ev_battery_Plock_POL | elc_industry | 0.056268 | lo |  |  |  |  | POL | en_biomass_Kielce_POL | e_Kielce_POL | OUT
|  |  |  | ev_battery_Wloclawek_POL | elc_industry | 0.031212 | lo |  |  |  |  | POL | en_biomass_ccs_Kielce_POL | e_Kielce_POL | OUT
|  |  |  | ev_battery_Wroclaw_POL | elc_industry | 0.00046569 | lo |  |  |  |  | POL | en_chp_gas_cc_ext_Kielce_POL | e_Kielce_POL | OUT
|  |  |  | ev_battery_Gdynia_POL | elc_industry | 0.00021574 | lo |  |  |  |  | POL | en_chp_gas_cc_ext_Kielce_POL | h_Kielce_POL | OUT
|  |  |  | ev_battery_Pulawy_POL | elc_industry | 0.066791 | lo |  |  |  |  | POL | en_chp_biomass_chips_ext_Kielce_POL | e_Kielce_POL | OUT
|  |  |  | H2prd_Elc_PEM_Bydgoszcz_POL | elc_industry | 0.014515 | lo |  |  |  |  | POL | en_chp_biomass_chips_ext_Kielce_POL | h_Kielce_POL | OUT
|  |  |  | H2prd_Elc_PEM_Bialystok_POL | elc_industry | 0.00015625 | lo |  |  |  |  | POL | en_chp_gas_cc_ext_ccs_Kielce_POL | e_Kielce_POL | OUT
|  |  |  | H2prd_Elc_PEM_GorzowWielkopolski_POL | elc_industry | 0.0017762 | lo |  |  |  |  | POL | en_chp_gas_cc_ext_ccs_Kielce_POL | h_Kielce_POL | OUT
|  |  |  | H2prd_Elc_PEM_Siedlce_POL | elc_industry | 0.00091363 | lo |  |  |  |  | POL | en_chp_biomass_pellets_ext_ccs_Kielce_POL | e_Kielce_POL | OUT
|  |  |  | H2prd_Elc_PEM_Legnica_POL | elc_industry | 0.0022136 | lo |  |  |  |  | POL | en_chp_biomass_pellets_ext_ccs_Kielce_POL | h_Kielce_POL | OUT
|  |  |  | H2prd_Elc_PEM_Swidnica_POL | elc_industry | 0.00041612 | lo |  |  |  |  | POL | en_chp_gas_cc_ext_ccs_Kielce_POL | e_Kielce_POL | OUT
|  |  |  | H2prd_Elc_PEM_Krosno_POL | elc_industry | 0.0071104 | lo |  |  |  |  | POL | en_chp_gas_cc_ext_ccs_Kielce_POL | h_Kielce_POL | OUT
|  |  |  | H2prd_Elc_PEM_Kwidzyn_POL | elc_industry | 0.0066232 | lo |  |  |  |  | POL | en_hop_gas_boiler_Kielce_POL | h_Kielce_POL | OUT
|  |  |  | H2prd_Elc_PEM_Olsztyn_POL | elc_industry | 0.00081235 | lo |  |  |  |  | POL | en_hop_biomass_chips_Kielce_POL | h_Kielce_POL | OUT
|  |  |  | H2prd_Elc_PEM_Boleslawiec_POL | elc_industry | 0.0009867 | lo |  |  |  |  | POL | en_hop_electric_boiler_Kielce_POL | h_Kielce_POL | OUT
|  |  |  | H2prd_Elc_PEM_Gdansk_POL | elc_industry | 0.018587 | lo |  |  |  |  | POL | en_hop_electric_boiler_Kielce_POL | e_Kielce_POL | IN
|  |  |  | H2prd_Elc_PEM_Lomza_POL | elc_industry | 0.0065632 | lo |  |  |  |  | POL | en_hp_air_10mw_Kielce_POL | h_Kielce_POL | OUT
|  |  |  | H2prd_Elc_PEM_ZielonaGora_POL | elc_industry | 0.001103 | lo |  |  |  |  | POL | en_hp_air_10mw_Kielce_POL | e_Kielce_POL | IN
|  |  |  | H2prd_Elc_PEM_Police_POL | elc_industry | 0.028966 | lo |  |  |  |  | POL | en_gas_ccgt_Mielec_POL | e_Mielec_POL | OUT
|  |  |  | H2prd_Elc_PEM_Zamosc_POL | elc_industry | 0.00029898 | lo |  |  |  |  | POL | en_gas_turbine_Mielec_POL | e_Mielec_POL | OUT
|  |  |  | H2prd_Elc_PEM_Radomsko_POL | elc_industry | 0.036569 | lo |  |  |  |  | POL | en_gas_ccs_Mielec_POL | e_Mielec_POL | OUT
|  |  |  | H2prd_Elc_PEM_Radom_POL | elc_industry | 0.0016267 | lo |  |  |  |  | POL | en_coal_subcritical_Mielec_POL | e_Mielec_POL | OUT
|  |  |  | H2prd_Elc_PEM_Lubin_POL | elc_industry | 0.031257 | lo |  |  |  |  | POL | en_coal_supercritical_Mielec_POL | e_Mielec_POL | OUT
|  |  |  | H2prd_Elc_PEM_Sosnowiec_POL | elc_industry | 0.025134 | lo |  |  |  |  | POL | en_coal_ultrasupercritical_Mielec_POL | e_Mielec_POL | OUT
|  |  |  | H2prd_Elc_PEM_Skawina_POL | elc_industry | 0.044934 | lo |  |  |  |  | POL | en_coal_igcc_Mielec_POL | e_Mielec_POL | OUT
|  |  |  | H2prd_Elc_PEM_Tarnow_POL | elc_industry | 0.016671 | lo |  |  |  |  | POL | en_nuclear_Mielec_POL | e_Mielec_POL | OUT
|  |  |  | H2prd_Elc_PEM_Chelm_POL | elc_industry | 0.027536 | lo |  |  |  |  | POL | en_nuclear_smr_Mielec_POL | e_Mielec_POL | OUT
|  |  |  | H2prd_Elc_PEM_Kielce_POL | elc_industry | 0.061997 | lo |  |  |  |  | POL | en_biomass_Mielec_POL | e_Mielec_POL | OUT
|  |  |  | H2prd_Elc_PEM_Rzeszow_POL | elc_industry | 0.0016861 | lo |  |  |  |  | POL | en_biomass_ccs_Mielec_POL | e_Mielec_POL | OUT
|  |  |  | H2prd_Elc_PEM_Czestochowa_POL | elc_industry | 0.017963 | lo |  |  |  |  | POL | en_chp_gas_cc_ext_Mielec_POL | e_Mielec_POL | OUT
|  |  |  | H2prd_Elc_PEM_Pila_POL | elc_industry | 0.028052 | lo |  |  |  |  | POL | en_chp_gas_cc_ext_Mielec_POL | h_Mielec_POL | OUT
|  |  |  | H2prd_Elc_PEM_OstrowiecSwietokrz_POL | elc_industry | 0.01035 | lo |  |  |  |  | POL | en_chp_biomass_chips_ext_Mielec_POL | e_Mielec_POL | OUT
|  |  |  | H2prd_Elc_PEM_Opole_POL | elc_industry | 0.0087778 | lo |  |  |  |  | POL | en_chp_biomass_chips_ext_Mielec_POL | h_Mielec_POL | OUT
|  |  |  | H2prd_Elc_PEM_Konin_POL | elc_industry | 0.0019644 | lo |  |  |  |  | POL | en_chp_gas_cc_ext_ccs_Mielec_POL | e_Mielec_POL | OUT
|  |  |  | H2prd_Elc_PEM_Kalisz_POL | elc_industry | 0.021288 | lo |  |  |  |  | POL | en_chp_gas_cc_ext_ccs_Mielec_POL | h_Mielec_POL | OUT
|  |  |  | H2prd_Elc_PEM_Walbrzych_POL | elc_industry | 0.0044462 | lo |  |  |  |  | POL | en_chp_biomass_pellets_ext_ccs_Mielec_POL | e_Mielec_POL | OUT
|  |  |  | H2prd_Elc_PEM_Warsaw_POL | elc_industry | 0.0032284 | lo |  |  |  |  | POL | en_chp_biomass_pellets_ext_ccs_Mielec_POL | h_Mielec_POL | OUT
|  |  |  | H2prd_Elc_PEM_Belchatow_POL | elc_industry | 0.00027556 | lo |  |  |  |  | POL | en_chp_gas_cc_ext_ccs_Mielec_POL | e_Mielec_POL | OUT
|  |  |  | H2prd_Elc_PEM_Zabrze_POL | elc_industry | 0.057879 | lo |  |  |  |  | POL | en_chp_gas_cc_ext_ccs_Mielec_POL | h_Mielec_POL | OUT
|  |  |  | H2prd_Elc_PEM_Poznan_POL | elc_industry | 0.0053354 | lo |  |  |  |  | POL | en_hop_gas_boiler_Mielec_POL | h_Mielec_POL | OUT
|  |  |  | H2prd_Elc_PEM_KedzierzynKozle_POL | elc_industry | 0.097014 | lo |  |  |  |  | POL | en_hop_biomass_chips_Mielec_POL | h_Mielec_POL | OUT
|  |  |  | H2prd_Elc_PEM_Lodz_POL | elc_industry | 0.0060505 | lo |  |  |  |  | POL | en_hop_electric_boiler_Mielec_POL | h_Mielec_POL | OUT
|  |  |  | H2prd_Elc_PEM_Szczecin_POL | elc_industry | 0.00011624 | lo |  |  |  |  | POL | en_hop_electric_boiler_Mielec_POL | e_Mielec_POL | IN
|  |  |  | H2prd_Elc_PEM_Katowice_POL | elc_industry | 0.20742 | lo |  |  |  |  | POL | en_hp_air_10mw_Mielec_POL | h_Mielec_POL | OUT
|  |  |  | H2prd_Elc_PEM_BielskoBiala_POL | elc_industry | 0.00046582 | lo |  |  |  |  | POL | en_hp_air_10mw_Mielec_POL | e_Mielec_POL | IN
|  |  |  | H2prd_Elc_PEM_Grudziadz_POL | elc_industry | 0.015967 | lo |  |  |  |  | POL | en_gas_ccgt_Rzeszow_POL | e_Rzeszow_POL | OUT
|  |  |  | H2prd_Elc_PEM_Plock_POL | elc_industry | 0.056268 | lo |  |  |  |  | POL | en_gas_turbine_Rzeszow_POL | e_Rzeszow_POL | OUT
|  |  |  | H2prd_Elc_PEM_Wloclawek_POL | elc_industry | 0.031212 | lo |  |  |  |  | POL | en_gas_ccs_Rzeszow_POL | e_Rzeszow_POL | OUT
|  |  |  | H2prd_Elc_PEM_Wroclaw_POL | elc_industry | 0.00046569 | lo |  |  |  |  | POL | en_coal_subcritical_Rzeszow_POL | e_Rzeszow_POL | OUT
|  |  |  | H2prd_Elc_PEM_Gdynia_POL | elc_industry | 0.00021574 | lo |  |  |  |  | POL | en_coal_supercritical_Rzeszow_POL | e_Rzeszow_POL | OUT
|  |  |  | H2prd_Elc_PEM_Pulawy_POL | elc_industry | 0.066791 | lo |  |  |  |  | POL | en_coal_ultrasupercritical_Rzeszow_POL | e_Rzeszow_POL | OUT
|  |  |  | H2prd_Elc_ALK_Bydgoszcz_POL | elc_industry | 0.014515 | lo |  |  |  |  | POL | en_coal_igcc_Rzeszow_POL | e_Rzeszow_POL | OUT
|  |  |  | H2prd_Elc_ALK_Bialystok_POL | elc_industry | 0.00015625 | lo |  |  |  |  | POL | en_nuclear_Rzeszow_POL | e_Rzeszow_POL | OUT
|  |  |  | H2prd_Elc_ALK_GorzowWielkopolski_POL | elc_industry | 0.0017762 | lo |  |  |  |  | POL | en_nuclear_smr_Rzeszow_POL | e_Rzeszow_POL | OUT
|  |  |  | H2prd_Elc_ALK_Siedlce_POL | elc_industry | 0.00091363 | lo |  |  |  |  | POL | en_biomass_Rzeszow_POL | e_Rzeszow_POL | OUT
|  |  |  | H2prd_Elc_ALK_Legnica_POL | elc_industry | 0.0022136 | lo |  |  |  |  | POL | en_biomass_ccs_Rzeszow_POL | e_Rzeszow_POL | OUT
|  |  |  | H2prd_Elc_ALK_Swidnica_POL | elc_industry | 0.00041612 | lo |  |  |  |  | POL | en_chp_gas_cc_ext_Rzeszow_POL | e_Rzeszow_POL | OUT
|  |  |  | H2prd_Elc_ALK_Krosno_POL | elc_industry | 0.0071104 | lo |  |  |  |  | POL | en_chp_gas_cc_ext_Rzeszow_POL | h_Rzeszow_POL | OUT
|  |  |  | H2prd_Elc_ALK_Kwidzyn_POL | elc_industry | 0.0066232 | lo |  |  |  |  | POL | en_chp_biomass_chips_ext_Rzeszow_POL | e_Rzeszow_POL | OUT
|  |  |  | H2prd_Elc_ALK_Olsztyn_POL | elc_industry | 0.00081235 | lo |  |  |  |  | POL | en_chp_biomass_chips_ext_Rzeszow_POL | h_Rzeszow_POL | OUT
|  |  |  | H2prd_Elc_ALK_Boleslawiec_POL | elc_industry | 0.0009867 | lo |  |  |  |  | POL | en_chp_gas_cc_ext_ccs_Rzeszow_POL | e_Rzeszow_POL | OUT
|  |  |  | H2prd_Elc_ALK_Gdansk_POL | elc_industry | 0.018587 | lo |  |  |  |  | POL | en_chp_gas_cc_ext_ccs_Rzeszow_POL | h_Rzeszow_POL | OUT
|  |  |  | H2prd_Elc_ALK_Lomza_POL | elc_industry | 0.0065632 | lo |  |  |  |  | POL | en_chp_biomass_pellets_ext_ccs_Rzeszow_POL | e_Rzeszow_POL | OUT
|  |  |  | H2prd_Elc_ALK_ZielonaGora_POL | elc_industry | 0.001103 | lo |  |  |  |  | POL | en_chp_biomass_pellets_ext_ccs_Rzeszow_POL | h_Rzeszow_POL | OUT
|  |  |  | H2prd_Elc_ALK_Police_POL | elc_industry | 0.028966 | lo |  |  |  |  | POL | en_chp_gas_cc_ext_ccs_Rzeszow_POL | e_Rzeszow_POL | OUT
|  |  |  | H2prd_Elc_ALK_Zamosc_POL | elc_industry | 0.00029898 | lo |  |  |  |  | POL | en_chp_gas_cc_ext_ccs_Rzeszow_POL | h_Rzeszow_POL | OUT
|  |  |  | H2prd_Elc_ALK_Radomsko_POL | elc_industry | 0.036569 | lo |  |  |  |  | POL | en_hop_gas_boiler_Rzeszow_POL | h_Rzeszow_POL | OUT
|  |  |  | H2prd_Elc_ALK_Radom_POL | elc_industry | 0.0016267 | lo |  |  |  |  | POL | en_hop_biomass_chips_Rzeszow_POL | h_Rzeszow_POL | OUT
|  |  |  | H2prd_Elc_ALK_Lubin_POL | elc_industry | 0.031257 | lo |  |  |  |  | POL | en_hop_electric_boiler_Rzeszow_POL | h_Rzeszow_POL | OUT
|  |  |  | H2prd_Elc_ALK_Sosnowiec_POL | elc_industry | 0.025134 | lo |  |  |  |  | POL | en_hop_electric_boiler_Rzeszow_POL | e_Rzeszow_POL | IN
|  |  |  | H2prd_Elc_ALK_Skawina_POL | elc_industry | 0.044934 | lo |  |  |  |  | POL | en_hp_air_10mw_Rzeszow_POL | h_Rzeszow_POL | OUT
|  |  |  | H2prd_Elc_ALK_Tarnow_POL | elc_industry | 0.016671 | lo |  |  |  |  | POL | en_hp_air_10mw_Rzeszow_POL | e_Rzeszow_POL | IN
|  |  |  | H2prd_Elc_ALK_Chelm_POL | elc_industry | 0.027536 | lo |  |  |  |  | POL | en_gas_ccgt_Czestochowa_POL | e_Czestochowa_POL | OUT
|  |  |  | H2prd_Elc_ALK_Kielce_POL | elc_industry | 0.061997 | lo |  |  |  |  | POL | en_gas_turbine_Czestochowa_POL | e_Czestochowa_POL | OUT
|  |  |  | H2prd_Elc_ALK_Rzeszow_POL | elc_industry | 0.0016861 | lo |  |  |  |  | POL | en_gas_ccs_Czestochowa_POL | e_Czestochowa_POL | OUT
|  |  |  | H2prd_Elc_ALK_Czestochowa_POL | elc_industry | 0.017963 | lo |  |  |  |  | POL | en_coal_subcritical_Czestochowa_POL | e_Czestochowa_POL | OUT
|  |  |  | H2prd_Elc_ALK_Pila_POL | elc_industry | 0.028052 | lo |  |  |  |  | POL | en_coal_supercritical_Czestochowa_POL | e_Czestochowa_POL | OUT
|  |  |  | H2prd_Elc_ALK_OstrowiecSwietokrz_POL | elc_industry | 0.01035 | lo |  |  |  |  | POL | en_coal_ultrasupercritical_Czestochowa_POL | e_Czestochowa_POL | OUT
|  |  |  | H2prd_Elc_ALK_Opole_POL | elc_industry | 0.0087778 | lo |  |  |  |  | POL | en_coal_igcc_Czestochowa_POL | e_Czestochowa_POL | OUT
|  |  |  | H2prd_Elc_ALK_Konin_POL | elc_industry | 0.0019644 | lo |  |  |  |  | POL | en_nuclear_Czestochowa_POL | e_Czestochowa_POL | OUT
|  |  |  | H2prd_Elc_ALK_Kalisz_POL | elc_industry | 0.021288 | lo |  |  |  |  | POL | en_nuclear_smr_Czestochowa_POL | e_Czestochowa_POL | OUT
|  |  |  | H2prd_Elc_ALK_Walbrzych_POL | elc_industry | 0.0044462 | lo |  |  |  |  | POL | en_biomass_Czestochowa_POL | e_Czestochowa_POL | OUT
|  |  |  | H2prd_Elc_ALK_Warsaw_POL | elc_industry | 0.0032284 | lo |  |  |  |  | POL | en_biomass_ccs_Czestochowa_POL | e_Czestochowa_POL | OUT
|  |  |  | H2prd_Elc_ALK_Belchatow_POL | elc_industry | 0.00027556 | lo |  |  |  |  | POL | en_chp_gas_cc_ext_Czestochowa_POL | e_Czestochowa_POL | OUT
|  |  |  | H2prd_Elc_ALK_Zabrze_POL | elc_industry | 0.057879 | lo |  |  |  |  | POL | en_chp_gas_cc_ext_Czestochowa_POL | h_Czestochowa_POL | OUT
|  |  |  | H2prd_Elc_ALK_Poznan_POL | elc_industry | 0.0053354 | lo |  |  |  |  | POL | en_chp_biomass_chips_ext_Czestochowa_POL | e_Czestochowa_POL | OUT
|  |  |  | H2prd_Elc_ALK_KedzierzynKozle_POL | elc_industry | 0.097014 | lo |  |  |  |  | POL | en_chp_biomass_chips_ext_Czestochowa_POL | h_Czestochowa_POL | OUT
|  |  |  | H2prd_Elc_ALK_Lodz_POL | elc_industry | 0.0060505 | lo |  |  |  |  | POL | en_chp_gas_cc_ext_ccs_Czestochowa_POL | e_Czestochowa_POL | OUT
|  |  |  | H2prd_Elc_ALK_Szczecin_POL | elc_industry | 0.00011624 | lo |  |  |  |  | POL | en_chp_gas_cc_ext_ccs_Czestochowa_POL | h_Czestochowa_POL | OUT
|  |  |  | H2prd_Elc_ALK_Katowice_POL | elc_industry | 0.20742 | lo |  |  |  |  | POL | en_chp_biomass_pellets_ext_ccs_Czestochowa_POL | e_Czestochowa_POL | OUT
|  |  |  | H2prd_Elc_ALK_BielskoBiala_POL | elc_industry | 0.00046582 | lo |  |  |  |  | POL | en_chp_biomass_pellets_ext_ccs_Czestochowa_POL | h_Czestochowa_POL | OUT
|  |  |  | H2prd_Elc_ALK_Grudziadz_POL | elc_industry | 0.015967 | lo |  |  |  |  | POL | en_chp_gas_cc_ext_ccs_Czestochowa_POL | e_Czestochowa_POL | OUT
|  |  |  | H2prd_Elc_ALK_Plock_POL | elc_industry | 0.056268 | lo |  |  |  |  | POL | en_chp_gas_cc_ext_ccs_Czestochowa_POL | h_Czestochowa_POL | OUT
|  |  |  | H2prd_Elc_ALK_Wloclawek_POL | elc_industry | 0.031212 | lo |  |  |  |  | POL | en_hop_gas_boiler_Czestochowa_POL | h_Czestochowa_POL | OUT
|  |  |  | H2prd_Elc_ALK_Wroclaw_POL | elc_industry | 0.00046569 | lo |  |  |  |  | POL | en_hop_biomass_chips_Czestochowa_POL | h_Czestochowa_POL | OUT
|  |  |  | H2prd_Elc_ALK_Gdynia_POL | elc_industry | 0.00021574 | lo |  |  |  |  | POL | en_hop_electric_boiler_Czestochowa_POL | h_Czestochowa_POL | OUT
|  |  |  | H2prd_Elc_ALK_Pulawy_POL | elc_industry | 0.066791 | lo |  |  |  |  | POL | en_hop_electric_boiler_Czestochowa_POL | e_Czestochowa_POL | IN
|  |  |  | h_demand_Lomza_POL | het_buildings | 0.0042757 | lo |  |  |  |  | POL | en_hp_air_10mw_Czestochowa_POL | h_Czestochowa_POL | OUT
|  |  |  | h_demand_Lomza_POL | het_industry | 0.002096 | lo |  |  |  |  | POL | en_hp_air_10mw_Czestochowa_POL | e_Czestochowa_POL | IN
|  |  |  | h_demand_Kwidzyn_POL | het_buildings | 0.0060465 | lo |  |  |  |  | POL | en_gas_ccgt_Pila_POL | e_Pila_POL | OUT
|  |  |  | h_demand_Kwidzyn_POL | het_industry | 0.0023856 | lo |  |  |  |  | POL | en_gas_turbine_Pila_POL | e_Pila_POL | OUT
|  |  |  | h_demand_Police_POL | het_buildings | 0.011286 | lo |  |  |  |  | POL | en_gas_ccs_Pila_POL | e_Pila_POL | OUT
|  |  |  | h_demand_Police_POL | het_industry | 0.0093153 | lo |  |  |  |  | POL | en_coal_subcritical_Pila_POL | e_Pila_POL | OUT
|  |  |  | h_demand_Bialystok_POL | het_buildings | 0.0055775 | lo |  |  |  |  | POL | en_coal_supercritical_Pila_POL | e_Pila_POL | OUT
|  |  |  | h_demand_Bialystok_POL | het_industry | 3.3541e-05 | lo |  |  |  |  | POL | en_coal_ultrasupercritical_Pila_POL | e_Pila_POL | OUT
|  |  |  | h_demand_Katowice_POL | het_buildings | 0.24582 | lo |  |  |  |  | POL | en_coal_igcc_Pila_POL | e_Pila_POL | OUT
|  |  |  | h_demand_Katowice_POL | het_industry | 0.8377 | lo |  |  |  |  | POL | en_nuclear_Pila_POL | e_Pila_POL | OUT
|  |  |  | h_demand_Mielec_POL | het_buildings | 0.027102 | lo |  |  |  |  | POL | en_nuclear_smr_Pila_POL | e_Pila_POL | OUT
|  |  |  | h_demand_Gdansk_POL | het_buildings | 0.041879 | lo |  |  |  |  | POL | en_biomass_Pila_POL | e_Pila_POL | OUT
|  |  |  | h_demand_Gdansk_POL | het_industry | 0.008397 | lo |  |  |  |  | POL | en_biomass_ccs_Pila_POL | e_Pila_POL | OUT
|  |  |  | h_demand_Czestochowa_POL | het_buildings | 0.0045891 | lo |  |  |  |  | POL | en_chp_gas_cc_ext_Pila_POL | e_Pila_POL | OUT
|  |  |  | h_demand_Czestochowa_POL | het_industry | 0.0033813 | lo |  |  |  |  | POL | en_chp_gas_cc_ext_Pila_POL | h_Pila_POL | OUT
|  |  |  | h_demand_Konin_POL | het_buildings | 0.0052104 | lo |  |  |  |  | POL | en_chp_biomass_chips_ext_Pila_POL | e_Pila_POL | OUT
|  |  |  | h_demand_Konin_POL | het_industry | 0.00059699 | lo |  |  |  |  | POL | en_chp_biomass_chips_ext_Pila_POL | h_Pila_POL | OUT
|  |  |  | h_demand_Sosnowiec_POL | het_buildings | 0.069608 | lo |  |  |  |  | POL | en_chp_gas_cc_ext_ccs_Pila_POL | e_Pila_POL | OUT
|  |  |  | h_demand_Sosnowiec_POL | het_industry | 0.026375 | lo |  |  |  |  | POL | en_chp_gas_cc_ext_ccs_Pila_POL | h_Pila_POL | OUT
|  |  |  | h_demand_Bydgoszcz_POL | het_buildings | 0.0086529 | lo |  |  |  |  | POL | en_chp_biomass_pellets_ext_ccs_Pila_POL | e_Pila_POL | OUT
|  |  |  | h_demand_Bydgoszcz_POL | het_industry | 0.0033072 | lo |  |  |  |  | POL | en_chp_biomass_pellets_ext_ccs_Pila_POL | h_Pila_POL | OUT
|  |  |  | h_demand_Szczecin_POL | het_buildings | 0.0077378 | lo |  |  |  |  | POL | en_chp_gas_cc_ext_ccs_Pila_POL | e_Pila_POL | OUT
|  |  |  | h_demand_Szczecin_POL | het_industry | 6.383e-05 | lo |  |  |  |  | POL | en_chp_gas_cc_ext_ccs_Pila_POL | h_Pila_POL | OUT
|  |  |  | h_demand_GorzowWielkopolski_POL | het_buildings | 0.002088 | lo |  |  |  |  | POL | en_hop_gas_boiler_Pila_POL | h_Pila_POL | OUT
|  |  |  | h_demand_GorzowWielkopolski_POL | het_industry | 0.00023049 | lo |  |  |  |  | POL | en_hop_biomass_chips_Pila_POL | h_Pila_POL | OUT
|  |  |  | h_demand_Lubin_POL | het_buildings | 0.00041023 | lo |  |  |  |  | POL | en_hop_electric_boiler_Pila_POL | h_Pila_POL | OUT
|  |  |  | h_demand_Lubin_POL | het_industry | 0.00062199 | lo |  |  |  |  | POL | en_hop_electric_boiler_Pila_POL | e_Pila_POL | IN
|  |  |  | h_demand_Kalisz_POL | het_buildings | 0.00033046 | lo |  |  |  |  | POL | en_hp_air_10mw_Pila_POL | h_Pila_POL | OUT
|  |  |  | h_demand_Kalisz_POL | het_industry | 0.00034231 | lo |  |  |  |  | POL | en_hp_air_10mw_Pila_POL | e_Pila_POL | IN
|  |  |  | h_demand_Skawina_POL | het_buildings | 0.050767 | lo |  |  |  |  | POL | en_gas_ccgt_OstrowiecSwietokrz_POL | e_OstrowiecSwietokrz_POL | OUT
|  |  |  | h_demand_Skawina_POL | het_industry | 0.033092 | lo |  |  |  |  | POL | en_gas_turbine_OstrowiecSwietokrz_POL | e_OstrowiecSwietokrz_POL | OUT
|  |  |  | h_demand_Lodz_POL | het_buildings | 0.040171 | lo |  |  |  |  | POL | en_gas_ccs_OstrowiecSwietokrz_POL | e_OstrowiecSwietokrz_POL | OUT
|  |  |  | h_demand_Lodz_POL | het_industry | 0.0034324 | lo |  |  |  |  | POL | en_coal_subcritical_OstrowiecSwietokrz_POL | e_OstrowiecSwietokrz_POL | OUT
|  |  |  | h_demand_Plock_POL | het_buildings | 0.0056177 | lo |  |  |  |  | POL | en_coal_supercritical_OstrowiecSwietokrz_POL | e_OstrowiecSwietokrz_POL | OUT
|  |  |  | h_demand_Plock_POL | het_industry | 0.01425 | lo |  |  |  |  | POL | en_coal_ultrasupercritical_OstrowiecSwietokrz_POL | e_OstrowiecSwietokrz_POL | OUT
|  |  |  | h_demand_Poznan_POL | het_buildings | 0.023136 | lo |  |  |  |  | POL | en_coal_igcc_OstrowiecSwietokrz_POL | e_OstrowiecSwietokrz_POL | OUT
|  |  |  | h_demand_Poznan_POL | het_industry | 0.0020401 | lo |  |  |  |  | POL | en_nuclear_OstrowiecSwietokrz_POL | e_OstrowiecSwietokrz_POL | OUT
|  |  |  | h_demand_Rzeszow_POL | het_buildings | 0.0016542 | lo |  |  |  |  | POL | en_nuclear_smr_OstrowiecSwietokrz_POL | e_OstrowiecSwietokrz_POL | OUT
|  |  |  | h_demand_Rzeszow_POL | het_industry | 0.00012269 | lo |  |  |  |  | POL | en_biomass_OstrowiecSwietokrz_POL | e_OstrowiecSwietokrz_POL | OUT
|  |  |  | h_demand_Wroclaw_POL | het_buildings | 0.023303 | lo |  |  |  |  | POL | en_biomass_ccs_OstrowiecSwietokrz_POL | e_OstrowiecSwietokrz_POL | OUT
|  |  |  | h_demand_Wroclaw_POL | het_industry | 0.00021847 | lo |  |  |  |  | POL | en_chp_gas_cc_ext_OstrowiecSwietokrz_POL | e_OstrowiecSwietokrz_POL | OUT
|  |  |  | h_demand_Lukow_POL | het_buildings | 0.00022921 | lo |  |  |  |  | POL | en_chp_gas_cc_ext_OstrowiecSwietokrz_POL | h_OstrowiecSwietokrz_POL | OUT
|  |  |  | h_demand_Warsaw_POL | het_buildings | 0.29577 | lo |  |  |  |  | POL | en_chp_biomass_chips_ext_OstrowiecSwietokrz_POL | e_OstrowiecSwietokrz_POL | OUT
|  |  |  | h_demand_Warsaw_POL | het_industry | 0.0051585 | lo |  |  |  |  | POL | en_chp_biomass_chips_ext_OstrowiecSwietokrz_POL | h_OstrowiecSwietokrz_POL | OUT
|  |  |  | h_demand_Wloclawek_POL | het_buildings | 0.0032666 | lo |  |  |  |  | POL | en_chp_gas_cc_ext_ccs_OstrowiecSwietokrz_POL | e_OstrowiecSwietokrz_POL | OUT
|  |  |  | h_demand_Wloclawek_POL | het_industry | 0.0058345 | lo |  |  |  |  | POL | en_chp_gas_cc_ext_ccs_OstrowiecSwietokrz_POL | h_OstrowiecSwietokrz_POL | OUT
|  |  |  | h_demand_Lublin_POL | het_buildings | 0.0030485 | lo |  |  |  |  | POL | en_chp_biomass_pellets_ext_ccs_OstrowiecSwietokrz_POL | e_OstrowiecSwietokrz_POL | OUT
|  |  |  | h_demand_ZielonaGora_POL | het_buildings | 0.0019141 | lo |  |  |  |  | POL | en_chp_biomass_pellets_ext_ccs_OstrowiecSwietokrz_POL | h_OstrowiecSwietokrz_POL | OUT
|  |  |  | h_demand_ZielonaGora_POL | het_industry | 8.7791e-05 | lo |  |  |  |  | POL | en_chp_gas_cc_ext_ccs_OstrowiecSwietokrz_POL | e_OstrowiecSwietokrz_POL | OUT
|  |  |  | h_demand_Belchatow_POL | het_buildings | 0.06197 | lo |  |  |  |  | POL | en_chp_gas_cc_ext_ccs_OstrowiecSwietokrz_POL | h_OstrowiecSwietokrz_POL | OUT
|  |  |  | h_demand_Belchatow_POL | het_industry | 0.0011092 | lo |  |  |  |  | POL | en_hop_gas_boiler_OstrowiecSwietokrz_POL | h_OstrowiecSwietokrz_POL | OUT
|  |  |  | h_demand_BielskoBiala_POL | het_buildings | 0.0039383 | lo |  |  |  |  | POL | en_hop_biomass_chips_OstrowiecSwietokrz_POL | h_OstrowiecSwietokrz_POL | OUT
|  |  |  | h_demand_BielskoBiala_POL | het_industry | 4.7189e-05 | lo |  |  |  |  | POL | en_hop_electric_boiler_OstrowiecSwietokrz_POL | h_OstrowiecSwietokrz_POL | OUT
|  |  |  | h_demand_Zabrze_POL | het_buildings | 0.007269 | lo |  |  |  |  | POL | en_hop_electric_boiler_OstrowiecSwietokrz_POL | e_OstrowiecSwietokrz_POL | IN
|  |  |  | h_demand_Zabrze_POL | het_industry | 0.005975 | lo |  |  |  |  | POL | en_hp_air_10mw_OstrowiecSwietokrz_POL | h_OstrowiecSwietokrz_POL | OUT
|  |  |  | h_demand_Pulawy_POL | het_buildings | 0.0020874 | lo |  |  |  |  | POL | en_hp_air_10mw_OstrowiecSwietokrz_POL | e_OstrowiecSwietokrz_POL | IN
|  |  |  | h_demand_Pulawy_POL | het_industry | 0.012372 | lo |  |  |  |  | POL | en_gas_ccgt_Opole_POL | e_Opole_POL | OUT
|  |  |  | h_demand_Boleslawiec_POL | het_buildings | 0.015241 | lo |  |  |  |  | POL | en_gas_turbine_Opole_POL | e_Opole_POL | OUT
|  |  |  | h_demand_Boleslawiec_POL | het_industry | 0.0014165 | lo |  |  |  |  | POL | en_gas_ccs_Opole_POL | e_Opole_POL | OUT
[12 empty] | POL | en_coal_subcritical_Opole_POL | e_Opole_POL | OUT
[12 empty] | POL | en_coal_supercritical_Opole_POL | e_Opole_POL | OUT
[12 empty] | POL | en_coal_ultrasupercritical_Opole_POL | e_Opole_POL | OUT
[12 empty] | POL | en_coal_igcc_Opole_POL | e_Opole_POL | OUT
[12 empty] | POL | en_nuclear_Opole_POL | e_Opole_POL | OUT
[12 empty] | POL | en_nuclear_smr_Opole_POL | e_Opole_POL | OUT
[12 empty] | POL | en_biomass_Opole_POL | e_Opole_POL | OUT
[12 empty] | POL | en_biomass_ccs_Opole_POL | e_Opole_POL | OUT
[12 empty] | POL | en_chp_gas_cc_ext_Opole_POL | e_Opole_POL | OUT
[12 empty] | POL | en_chp_gas_cc_ext_Opole_POL | h_Opole_POL | OUT
[12 empty] | POL | en_chp_biomass_chips_ext_Opole_POL | e_Opole_POL | OUT
[12 empty] | POL | en_chp_biomass_chips_ext_Opole_POL | h_Opole_POL | OUT
[12 empty] | POL | en_chp_gas_cc_ext_ccs_Opole_POL | e_Opole_POL | OUT
[12 empty] | POL | en_chp_gas_cc_ext_ccs_Opole_POL | h_Opole_POL | OUT
[12 empty] | POL | en_chp_biomass_pellets_ext_ccs_Opole_POL | e_Opole_POL | OUT
[12 empty] | POL | en_chp_biomass_pellets_ext_ccs_Opole_POL | h_Opole_POL | OUT
[12 empty] | POL | en_chp_gas_cc_ext_ccs_Opole_POL | e_Opole_POL | OUT
[12 empty] | POL | en_chp_gas_cc_ext_ccs_Opole_POL | h_Opole_POL | OUT
[12 empty] | POL | en_hop_gas_boiler_Opole_POL | h_Opole_POL | OUT
[12 empty] | POL | en_hop_biomass_chips_Opole_POL | h_Opole_POL | OUT
[12 empty] | POL | en_hop_electric_boiler_Opole_POL | h_Opole_POL | OUT
[12 empty] | POL | en_hop_electric_boiler_Opole_POL | e_Opole_POL | IN
[12 empty] | POL | en_hp_air_10mw_Opole_POL | h_Opole_POL | OUT
[12 empty] | POL | en_hp_air_10mw_Opole_POL | e_Opole_POL | IN
[12 empty] | POL | en_gas_ccgt_Konin_POL | e_Konin_POL | OUT
[12 empty] | POL | en_gas_turbine_Konin_POL | e_Konin_POL | OUT
[12 empty] | POL | en_gas_ccs_Konin_POL | e_Konin_POL | OUT
[12 empty] | POL | en_coal_subcritical_Konin_POL | e_Konin_POL | OUT
[12 empty] | POL | en_coal_supercritical_Konin_POL | e_Konin_POL | OUT
[12 empty] | POL | en_coal_ultrasupercritical_Konin_POL | e_Konin_POL | OUT
[12 empty] | POL | en_coal_igcc_Konin_POL | e_Konin_POL | OUT
[12 empty] | POL | en_nuclear_Konin_POL | e_Konin_POL | OUT
[12 empty] | POL | en_nuclear_smr_Konin_POL | e_Konin_POL | OUT
[12 empty] | POL | en_biomass_Konin_POL | e_Konin_POL | OUT
[12 empty] | POL | en_biomass_ccs_Konin_POL | e_Konin_POL | OUT
[12 empty] | POL | en_chp_gas_cc_ext_Konin_POL | e_Konin_POL | OUT
[12 empty] | POL | en_chp_gas_cc_ext_Konin_POL | h_Konin_POL | OUT
[12 empty] | POL | en_chp_biomass_chips_ext_Konin_POL | e_Konin_POL | OUT
[12 empty] | POL | en_chp_biomass_chips_ext_Konin_POL | h_Konin_POL | OUT
[12 empty] | POL | en_chp_gas_cc_ext_ccs_Konin_POL | e_Konin_POL | OUT
[12 empty] | POL | en_chp_gas_cc_ext_ccs_Konin_POL | h_Konin_POL | OUT
[12 empty] | POL | en_chp_biomass_pellets_ext_ccs_Konin_POL | e_Konin_POL | OUT
[12 empty] | POL | en_chp_biomass_pellets_ext_ccs_Konin_POL | h_Konin_POL | OUT
[12 empty] | POL | en_chp_gas_cc_ext_ccs_Konin_POL | e_Konin_POL | OUT
[12 empty] | POL | en_chp_gas_cc_ext_ccs_Konin_POL | h_Konin_POL | OUT
[12 empty] | POL | en_hop_gas_boiler_Konin_POL | h_Konin_POL | OUT
[12 empty] | POL | en_hop_biomass_chips_Konin_POL | h_Konin_POL | OUT
[12 empty] | POL | en_hop_electric_boiler_Konin_POL | h_Konin_POL | OUT
[12 empty] | POL | en_hop_electric_boiler_Konin_POL | e_Konin_POL | IN
[12 empty] | POL | en_hp_air_10mw_Konin_POL | h_Konin_POL | OUT
[12 empty] | POL | en_hp_air_10mw_Konin_POL | e_Konin_POL | IN
[12 empty] | POL | en_gas_ccgt_Kalisz_POL | e_Kalisz_POL | OUT
[12 empty] | POL | en_gas_turbine_Kalisz_POL | e_Kalisz_POL | OUT
[12 empty] | POL | en_gas_ccs_Kalisz_POL | e_Kalisz_POL | OUT
[12 empty] | POL | en_coal_subcritical_Kalisz_POL | e_Kalisz_POL | OUT
[12 empty] | POL | en_coal_supercritical_Kalisz_POL | e_Kalisz_POL | OUT
[12 empty] | POL | en_coal_ultrasupercritical_Kalisz_POL | e_Kalisz_POL | OUT
[12 empty] | POL | en_coal_igcc_Kalisz_POL | e_Kalisz_POL | OUT
[12 empty] | POL | en_nuclear_Kalisz_POL | e_Kalisz_POL | OUT
[12 empty] | POL | en_nuclear_smr_Kalisz_POL | e_Kalisz_POL | OUT
[12 empty] | POL | en_biomass_Kalisz_POL | e_Kalisz_POL | OUT
[12 empty] | POL | en_biomass_ccs_Kalisz_POL | e_Kalisz_POL | OUT
[12 empty] | POL | en_chp_gas_cc_ext_Kalisz_POL | e_Kalisz_POL | OUT
[12 empty] | POL | en_chp_gas_cc_ext_Kalisz_POL | h_Kalisz_POL | OUT
[12 empty] | POL | en_chp_biomass_chips_ext_Kalisz_POL | e_Kalisz_POL | OUT
[12 empty] | POL | en_chp_biomass_chips_ext_Kalisz_POL | h_Kalisz_POL | OUT
[12 empty] | POL | en_chp_gas_cc_ext_ccs_Kalisz_POL | e_Kalisz_POL | OUT
[12 empty] | POL | en_chp_gas_cc_ext_ccs_Kalisz_POL | h_Kalisz_POL | OUT
[12 empty] | POL | en_chp_biomass_pellets_ext_ccs_Kalisz_POL | e_Kalisz_POL | OUT
[12 empty] | POL | en_chp_biomass_pellets_ext_ccs_Kalisz_POL | h_Kalisz_POL | OUT
[12 empty] | POL | en_chp_gas_cc_ext_ccs_Kalisz_POL | e_Kalisz_POL | OUT
[12 empty] | POL | en_chp_gas_cc_ext_ccs_Kalisz_POL | h_Kalisz_POL | OUT
[12 empty] | POL | en_hop_gas_boiler_Kalisz_POL | h_Kalisz_POL | OUT
[12 empty] | POL | en_hop_biomass_chips_Kalisz_POL | h_Kalisz_POL | OUT
[12 empty] | POL | en_hop_electric_boiler_Kalisz_POL | h_Kalisz_POL | OUT
[12 empty] | POL | en_hop_electric_boiler_Kalisz_POL | e_Kalisz_POL | IN
[12 empty] | POL | en_hp_air_10mw_Kalisz_POL | h_Kalisz_POL | OUT
[12 empty] | POL | en_hp_air_10mw_Kalisz_POL | e_Kalisz_POL | IN
[12 empty] | POL | en_gas_ccgt_Walbrzych_POL | e_Walbrzych_POL | OUT
[12 empty] | POL | en_gas_turbine_Walbrzych_POL | e_Walbrzych_POL | OUT
[12 empty] | POL | en_gas_ccs_Walbrzych_POL | e_Walbrzych_POL | OUT
[12 empty] | POL | en_coal_subcritical_Walbrzych_POL | e_Walbrzych_POL | OUT
[12 empty] | POL | en_coal_supercritical_Walbrzych_POL | e_Walbrzych_POL | OUT
[12 empty] | POL | en_coal_ultrasupercritical_Walbrzych_POL | e_Walbrzych_POL | OUT
[12 empty] | POL | en_coal_igcc_Walbrzych_POL | e_Walbrzych_POL | OUT
[12 empty] | POL | en_nuclear_Walbrzych_POL | e_Walbrzych_POL | OUT
[12 empty] | POL | en_nuclear_smr_Walbrzych_POL | e_Walbrzych_POL | OUT
[12 empty] | POL | en_biomass_Walbrzych_POL | e_Walbrzych_POL | OUT
[12 empty] | POL | en_biomass_ccs_Walbrzych_POL | e_Walbrzych_POL | OUT
[12 empty] | POL | en_chp_gas_cc_ext_Walbrzych_POL | e_Walbrzych_POL | OUT
[12 empty] | POL | en_chp_gas_cc_ext_Walbrzych_POL | h_Walbrzych_POL | OUT
[12 empty] | POL | en_chp_biomass_chips_ext_Walbrzych_POL | e_Walbrzych_POL | OUT
[12 empty] | POL | en_chp_biomass_chips_ext_Walbrzych_POL | h_Walbrzych_POL | OUT
[12 empty] | POL | en_chp_gas_cc_ext_ccs_Walbrzych_POL | e_Walbrzych_POL | OUT
[12 empty] | POL | en_chp_gas_cc_ext_ccs_Walbrzych_POL | h_Walbrzych_POL | OUT
[12 empty] | POL | en_chp_biomass_pellets_ext_ccs_Walbrzych_POL | e_Walbrzych_POL | OUT
[12 empty] | POL | en_chp_biomass_pellets_ext_ccs_Walbrzych_POL | h_Walbrzych_POL | OUT
[12 empty] | POL | en_chp_gas_cc_ext_ccs_Walbrzych_POL | e_Walbrzych_POL | OUT
[12 empty] | POL | en_chp_gas_cc_ext_ccs_Walbrzych_POL | h_Walbrzych_POL | OUT
[12 empty] | POL | en_hop_gas_boiler_Walbrzych_POL | h_Walbrzych_POL | OUT
[12 empty] | POL | en_hop_biomass_chips_Walbrzych_POL | h_Walbrzych_POL | OUT
[12 empty] | POL | en_hop_electric_boiler_Walbrzych_POL | h_Walbrzych_POL | OUT
[12 empty] | POL | en_hop_electric_boiler_Walbrzych_POL | e_Walbrzych_POL | IN
[12 empty] | POL | en_hp_air_10mw_Walbrzych_POL | h_Walbrzych_POL | OUT
[12 empty] | POL | en_hp_air_10mw_Walbrzych_POL | e_Walbrzych_POL | IN
[12 empty] | POL | en_gas_ccgt_Warsaw_POL | e_Warsaw_POL | OUT
[12 empty] | POL | en_gas_turbine_Warsaw_POL | e_Warsaw_POL | OUT
[12 empty] | POL | en_gas_ccs_Warsaw_POL | e_Warsaw_POL | OUT
[12 empty] | POL | en_coal_subcritical_Warsaw_POL | e_Warsaw_POL | OUT
[12 empty] | POL | en_coal_supercritical_Warsaw_POL | e_Warsaw_POL | OUT
[12 empty] | POL | en_coal_ultrasupercritical_Warsaw_POL | e_Warsaw_POL | OUT
[12 empty] | POL | en_coal_igcc_Warsaw_POL | e_Warsaw_POL | OUT
[12 empty] | POL | en_nuclear_Warsaw_POL | e_Warsaw_POL | OUT
[12 empty] | POL | en_nuclear_smr_Warsaw_POL | e_Warsaw_POL | OUT
[12 empty] | POL | en_biomass_Warsaw_POL | e_Warsaw_POL | OUT
[12 empty] | POL | en_biomass_ccs_Warsaw_POL | e_Warsaw_POL | OUT
[12 empty] | POL | en_chp_gas_cc_ext_Warsaw_POL | e_Warsaw_POL | OUT
[12 empty] | POL | en_chp_gas_cc_ext_Warsaw_POL | h_Warsaw_POL | OUT
[12 empty] | POL | en_chp_biomass_chips_ext_Warsaw_POL | e_Warsaw_POL | OUT
[12 empty] | POL | en_chp_biomass_chips_ext_Warsaw_POL | h_Warsaw_POL | OUT
[12 empty] | POL | en_chp_gas_cc_ext_ccs_Warsaw_POL | e_Warsaw_POL | OUT
[12 empty] | POL | en_chp_gas_cc_ext_ccs_Warsaw_POL | h_Warsaw_POL | OUT
[12 empty] | POL | en_chp_biomass_pellets_ext_ccs_Warsaw_POL | e_Warsaw_POL | OUT
[12 empty] | POL | en_chp_biomass_pellets_ext_ccs_Warsaw_POL | h_Warsaw_POL | OUT
[12 empty] | POL | en_chp_gas_cc_ext_ccs_Warsaw_POL | e_Warsaw_POL | OUT
[12 empty] | POL | en_chp_gas_cc_ext_ccs_Warsaw_POL | h_Warsaw_POL | OUT
[12 empty] | POL | en_hop_gas_boiler_Warsaw_POL | h_Warsaw_POL | OUT
[12 empty] | POL | en_hop_biomass_chips_Warsaw_POL | h_Warsaw_POL | OUT
[12 empty] | POL | en_hop_electric_boiler_Warsaw_POL | h_Warsaw_POL | OUT
[12 empty] | POL | en_hop_electric_boiler_Warsaw_POL | e_Warsaw_POL | IN
[12 empty] | POL | en_hp_air_10mw_Warsaw_POL | h_Warsaw_POL | OUT
[12 empty] | POL | en_hp_air_10mw_Warsaw_POL | e_Warsaw_POL | IN
[12 empty] | POL | en_gas_ccgt_Belchatow_POL | e_Belchatow_POL | OUT
[12 empty] | POL | en_gas_turbine_Belchatow_POL | e_Belchatow_POL | OUT
[12 empty] | POL | en_gas_ccs_Belchatow_POL | e_Belchatow_POL | OUT
[12 empty] | POL | en_coal_subcritical_Belchatow_POL | e_Belchatow_POL | OUT
[12 empty] | POL | en_coal_supercritical_Belchatow_POL | e_Belchatow_POL | OUT
[12 empty] | POL | en_coal_ultrasupercritical_Belchatow_POL | e_Belchatow_POL | OUT
[12 empty] | POL | en_coal_igcc_Belchatow_POL | e_Belchatow_POL | OUT
[12 empty] | POL | en_nuclear_Belchatow_POL | e_Belchatow_POL | OUT
[12 empty] | POL | en_nuclear_smr_Belchatow_POL | e_Belchatow_POL | OUT
[12 empty] | POL | en_biomass_Belchatow_POL | e_Belchatow_POL | OUT
[12 empty] | POL | en_biomass_ccs_Belchatow_POL | e_Belchatow_POL | OUT
[12 empty] | POL | en_chp_gas_cc_ext_Belchatow_POL | e_Belchatow_POL | OUT
[12 empty] | POL | en_chp_gas_cc_ext_Belchatow_POL | h_Belchatow_POL | OUT
[12 empty] | POL | en_chp_biomass_chips_ext_Belchatow_POL | e_Belchatow_POL | OUT
[12 empty] | POL | en_chp_biomass_chips_ext_Belchatow_POL | h_Belchatow_POL | OUT
[12 empty] | POL | en_chp_gas_cc_ext_ccs_Belchatow_POL | e_Belchatow_POL | OUT
[12 empty] | POL | en_chp_gas_cc_ext_ccs_Belchatow_POL | h_Belchatow_POL | OUT
[12 empty] | POL | en_chp_biomass_pellets_ext_ccs_Belchatow_POL | e_Belchatow_POL | OUT
[12 empty] | POL | en_chp_biomass_pellets_ext_ccs_Belchatow_POL | h_Belchatow_POL | OUT
[12 empty] | POL | en_chp_gas_cc_ext_ccs_Belchatow_POL | e_Belchatow_POL | OUT
[12 empty] | POL | en_chp_gas_cc_ext_ccs_Belchatow_POL | h_Belchatow_POL | OUT
[12 empty] | POL | en_hop_gas_boiler_Belchatow_POL | h_Belchatow_POL | OUT
[12 empty] | POL | en_hop_biomass_chips_Belchatow_POL | h_Belchatow_POL | OUT
[12 empty] | POL | en_hop_electric_boiler_Belchatow_POL | h_Belchatow_POL | OUT
[12 empty] | POL | en_hop_electric_boiler_Belchatow_POL | e_Belchatow_POL | IN
[12 empty] | POL | en_hp_air_10mw_Belchatow_POL | h_Belchatow_POL | OUT
[12 empty] | POL | en_hp_air_10mw_Belchatow_POL | e_Belchatow_POL | IN
[12 empty] | POL | en_gas_ccgt_Zabrze_POL | e_Zabrze_POL | OUT
[12 empty] | POL | en_gas_turbine_Zabrze_POL | e_Zabrze_POL | OUT
[12 empty] | POL | en_gas_ccs_Zabrze_POL | e_Zabrze_POL | OUT
[12 empty] | POL | en_coal_subcritical_Zabrze_POL | e_Zabrze_POL | OUT
[12 empty] | POL | en_coal_supercritical_Zabrze_POL | e_Zabrze_POL | OUT
[12 empty] | POL | en_coal_ultrasupercritical_Zabrze_POL | e_Zabrze_POL | OUT
[12 empty] | POL | en_coal_igcc_Zabrze_POL | e_Zabrze_POL | OUT
[12 empty] | POL | en_nuclear_Zabrze_POL | e_Zabrze_POL | OUT
[12 empty] | POL | en_nuclear_smr_Zabrze_POL | e_Zabrze_POL | OUT
[12 empty] | POL | en_biomass_Zabrze_POL | e_Zabrze_POL | OUT
[12 empty] | POL | en_biomass_ccs_Zabrze_POL | e_Zabrze_POL | OUT
[12 empty] | POL | en_chp_gas_cc_ext_Zabrze_POL | e_Zabrze_POL | OUT
[12 empty] | POL | en_chp_gas_cc_ext_Zabrze_POL | h_Zabrze_POL | OUT
[12 empty] | POL | en_chp_biomass_chips_ext_Zabrze_POL | e_Zabrze_POL | OUT
[12 empty] | POL | en_chp_biomass_chips_ext_Zabrze_POL | h_Zabrze_POL | OUT
[12 empty] | POL | en_chp_gas_cc_ext_ccs_Zabrze_POL | e_Zabrze_POL | OUT
[12 empty] | POL | en_chp_gas_cc_ext_ccs_Zabrze_POL | h_Zabrze_POL | OUT
[12 empty] | POL | en_chp_biomass_pellets_ext_ccs_Zabrze_POL | e_Zabrze_POL | OUT
[12 empty] | POL | en_chp_biomass_pellets_ext_ccs_Zabrze_POL | h_Zabrze_POL | OUT
[12 empty] | POL | en_chp_gas_cc_ext_ccs_Zabrze_POL | e_Zabrze_POL | OUT
[12 empty] | POL | en_chp_gas_cc_ext_ccs_Zabrze_POL | h_Zabrze_POL | OUT
[12 empty] | POL | en_hop_gas_boiler_Zabrze_POL | h_Zabrze_POL | OUT
[12 empty] | POL | en_hop_biomass_chips_Zabrze_POL | h_Zabrze_POL | OUT
[12 empty] | POL | en_hop_electric_boiler_Zabrze_POL | h_Zabrze_POL | OUT
[12 empty] | POL | en_hop_electric_boiler_Zabrze_POL | e_Zabrze_POL | IN
[12 empty] | POL | en_hp_air_10mw_Zabrze_POL | h_Zabrze_POL | OUT
[12 empty] | POL | en_hp_air_10mw_Zabrze_POL | e_Zabrze_POL | IN
[12 empty] | POL | en_gas_ccgt_Elk_POL | e_Elk_POL | OUT
[12 empty] | POL | en_gas_turbine_Elk_POL | e_Elk_POL | OUT
[12 empty] | POL | en_gas_ccs_Elk_POL | e_Elk_POL | OUT
[12 empty] | POL | en_coal_subcritical_Elk_POL | e_Elk_POL | OUT
[12 empty] | POL | en_coal_supercritical_Elk_POL | e_Elk_POL | OUT
[12 empty] | POL | en_coal_ultrasupercritical_Elk_POL | e_Elk_POL | OUT
[12 empty] | POL | en_coal_igcc_Elk_POL | e_Elk_POL | OUT
[12 empty] | POL | en_nuclear_Elk_POL | e_Elk_POL | OUT
[12 empty] | POL | en_nuclear_smr_Elk_POL | e_Elk_POL | OUT
[12 empty] | POL | en_biomass_Elk_POL | e_Elk_POL | OUT
[12 empty] | POL | en_biomass_ccs_Elk_POL | e_Elk_POL | OUT
[12 empty] | POL | en_chp_gas_cc_ext_Elk_POL | e_Elk_POL | OUT
[12 empty] | POL | en_chp_gas_cc_ext_Elk_POL | h_Elk_POL | OUT
[12 empty] | POL | en_chp_biomass_chips_ext_Elk_POL | e_Elk_POL | OUT
[12 empty] | POL | en_chp_biomass_chips_ext_Elk_POL | h_Elk_POL | OUT
[12 empty] | POL | en_chp_gas_cc_ext_ccs_Elk_POL | e_Elk_POL | OUT
[12 empty] | POL | en_chp_gas_cc_ext_ccs_Elk_POL | h_Elk_POL | OUT
[12 empty] | POL | en_chp_biomass_pellets_ext_ccs_Elk_POL | e_Elk_POL | OUT
[12 empty] | POL | en_chp_biomass_pellets_ext_ccs_Elk_POL | h_Elk_POL | OUT
[12 empty] | POL | en_chp_gas_cc_ext_ccs_Elk_POL | e_Elk_POL | OUT
[12 empty] | POL | en_chp_gas_cc_ext_ccs_Elk_POL | h_Elk_POL | OUT
[12 empty] | POL | en_hop_gas_boiler_Elk_POL | h_Elk_POL | OUT
[12 empty] | POL | en_hop_biomass_chips_Elk_POL | h_Elk_POL | OUT
[12 empty] | POL | en_hop_electric_boiler_Elk_POL | h_Elk_POL | OUT
[12 empty] | POL | en_hop_electric_boiler_Elk_POL | e_Elk_POL | IN
[12 empty] | POL | en_hp_air_10mw_Elk_POL | h_Elk_POL | OUT
[12 empty] | POL | en_hp_air_10mw_Elk_POL | e_Elk_POL | IN
[12 empty] | POL | en_gas_ccgt_Poznan_POL | e_Poznan_POL | OUT
[12 empty] | POL | en_gas_turbine_Poznan_POL | e_Poznan_POL | OUT
[12 empty] | POL | en_gas_ccs_Poznan_POL | e_Poznan_POL | OUT
[12 empty] | POL | en_coal_subcritical_Poznan_POL | e_Poznan_POL | OUT
[12 empty] | POL | en_coal_supercritical_Poznan_POL | e_Poznan_POL | OUT
[12 empty] | POL | en_coal_ultrasupercritical_Poznan_POL | e_Poznan_POL | OUT
[12 empty] | POL | en_coal_igcc_Poznan_POL | e_Poznan_POL | OUT
[12 empty] | POL | en_nuclear_Poznan_POL | e_Poznan_POL | OUT
[12 empty] | POL | en_nuclear_smr_Poznan_POL | e_Poznan_POL | OUT
[12 empty] | POL | en_biomass_Poznan_POL | e_Poznan_POL | OUT
[12 empty] | POL | en_biomass_ccs_Poznan_POL | e_Poznan_POL | OUT
[12 empty] | POL | en_chp_gas_cc_ext_Poznan_POL | e_Poznan_POL | OUT
[12 empty] | POL | en_chp_gas_cc_ext_Poznan_POL | h_Poznan_POL | OUT
[12 empty] | POL | en_chp_biomass_chips_ext_Poznan_POL | e_Poznan_POL | OUT
[12 empty] | POL | en_chp_biomass_chips_ext_Poznan_POL | h_Poznan_POL | OUT
[12 empty] | POL | en_chp_gas_cc_ext_ccs_Poznan_POL | e_Poznan_POL | OUT
[12 empty] | POL | en_chp_gas_cc_ext_ccs_Poznan_POL | h_Poznan_POL | OUT
[12 empty] | POL | en_chp_biomass_pellets_ext_ccs_Poznan_POL | e_Poznan_POL | OUT
[12 empty] | POL | en_chp_biomass_pellets_ext_ccs_Poznan_POL | h_Poznan_POL | OUT
[12 empty] | POL | en_chp_gas_cc_ext_ccs_Poznan_POL | e_Poznan_POL | OUT
[12 empty] | POL | en_chp_gas_cc_ext_ccs_Poznan_POL | h_Poznan_POL | OUT
[12 empty] | POL | en_hop_gas_boiler_Poznan_POL | h_Poznan_POL | OUT
[12 empty] | POL | en_hop_biomass_chips_Poznan_POL | h_Poznan_POL | OUT
[12 empty] | POL | en_hop_electric_boiler_Poznan_POL | h_Poznan_POL | OUT
[12 empty] | POL | en_hop_electric_boiler_Poznan_POL | e_Poznan_POL | IN
[12 empty] | POL | en_hp_air_10mw_Poznan_POL | h_Poznan_POL | OUT
[12 empty] | POL | en_hp_air_10mw_Poznan_POL | e_Poznan_POL | IN
[12 empty] | POL | en_gas_ccgt_KedzierzynKozle_POL | e_KedzierzynKozle_POL | OUT
[12 empty] | POL | en_gas_turbine_KedzierzynKozle_POL | e_KedzierzynKozle_POL | OUT
[12 empty] | POL | en_gas_ccs_KedzierzynKozle_POL | e_KedzierzynKozle_POL | OUT
[12 empty] | POL | en_coal_subcritical_KedzierzynKozle_POL | e_KedzierzynKozle_POL | OUT
[12 empty] | POL | en_coal_supercritical_KedzierzynKozle_POL | e_KedzierzynKozle_POL | OUT
[12 empty] | POL | en_coal_ultrasupercritical_KedzierzynKozle_POL | e_KedzierzynKozle_POL | OUT
[12 empty] | POL | en_coal_igcc_KedzierzynKozle_POL | e_KedzierzynKozle_POL | OUT
[12 empty] | POL | en_nuclear_KedzierzynKozle_POL | e_KedzierzynKozle_POL | OUT
[12 empty] | POL | en_nuclear_smr_KedzierzynKozle_POL | e_KedzierzynKozle_POL | OUT
[12 empty] | POL | en_biomass_KedzierzynKozle_POL | e_KedzierzynKozle_POL | OUT
[12 empty] | POL | en_biomass_ccs_KedzierzynKozle_POL | e_KedzierzynKozle_POL | OUT
[12 empty] | POL | en_chp_gas_cc_ext_KedzierzynKozle_POL | e_KedzierzynKozle_POL | OUT
[12 empty] | POL | en_chp_gas_cc_ext_KedzierzynKozle_POL | h_KedzierzynKozle_POL | OUT
[12 empty] | POL | en_chp_biomass_chips_ext_KedzierzynKozle_POL | e_KedzierzynKozle_POL | OUT
[12 empty] | POL | en_chp_biomass_chips_ext_KedzierzynKozle_POL | h_KedzierzynKozle_POL | OUT
[12 empty] | POL | en_chp_gas_cc_ext_ccs_KedzierzynKozle_POL | e_KedzierzynKozle_POL | OUT
[12 empty] | POL | en_chp_gas_cc_ext_ccs_KedzierzynKozle_POL | h_KedzierzynKozle_POL | OUT
[12 empty] | POL | en_chp_biomass_pellets_ext_ccs_KedzierzynKozle_POL | e_KedzierzynKozle_POL | OUT
[12 empty] | POL | en_chp_biomass_pellets_ext_ccs_KedzierzynKozle_POL | h_KedzierzynKozle_POL | OUT
[12 empty] | POL | en_chp_gas_cc_ext_ccs_KedzierzynKozle_POL | e_KedzierzynKozle_POL | OUT
[12 empty] | POL | en_chp_gas_cc_ext_ccs_KedzierzynKozle_POL | h_KedzierzynKozle_POL | OUT
[12 empty] | POL | en_hop_gas_boiler_KedzierzynKozle_POL | h_KedzierzynKozle_POL | OUT
[12 empty] | POL | en_hop_biomass_chips_KedzierzynKozle_POL | h_KedzierzynKozle_POL | OUT
[12 empty] | POL | en_hop_electric_boiler_KedzierzynKozle_POL | h_KedzierzynKozle_POL | OUT
[12 empty] | POL | en_hop_electric_boiler_KedzierzynKozle_POL | e_KedzierzynKozle_POL | IN
[12 empty] | POL | en_hp_air_10mw_KedzierzynKozle_POL | h_KedzierzynKozle_POL | OUT
[12 empty] | POL | en_hp_air_10mw_KedzierzynKozle_POL | e_KedzierzynKozle_POL | IN
[12 empty] | POL | en_gas_ccgt_Lodz_POL | e_Lodz_POL | OUT
[12 empty] | POL | en_gas_turbine_Lodz_POL | e_Lodz_POL | OUT
[12 empty] | POL | en_gas_ccs_Lodz_POL | e_Lodz_POL | OUT
[12 empty] | POL | en_coal_subcritical_Lodz_POL | e_Lodz_POL | OUT
[12 empty] | POL | en_coal_supercritical_Lodz_POL | e_Lodz_POL | OUT
[12 empty] | POL | en_coal_ultrasupercritical_Lodz_POL | e_Lodz_POL | OUT
[12 empty] | POL | en_coal_igcc_Lodz_POL | e_Lodz_POL | OUT
[12 empty] | POL | en_nuclear_Lodz_POL | e_Lodz_POL | OUT
[12 empty] | POL | en_nuclear_smr_Lodz_POL | e_Lodz_POL | OUT
[12 empty] | POL | en_biomass_Lodz_POL | e_Lodz_POL | OUT
[12 empty] | POL | en_biomass_ccs_Lodz_POL | e_Lodz_POL | OUT
[12 empty] | POL | en_chp_gas_cc_ext_Lodz_POL | e_Lodz_POL | OUT
[12 empty] | POL | en_chp_gas_cc_ext_Lodz_POL | h_Lodz_POL | OUT
[12 empty] | POL | en_chp_biomass_chips_ext_Lodz_POL | e_Lodz_POL | OUT
[12 empty] | POL | en_chp_biomass_chips_ext_Lodz_POL | h_Lodz_POL | OUT
[12 empty] | POL | en_chp_gas_cc_ext_ccs_Lodz_POL | e_Lodz_POL | OUT
[12 empty] | POL | en_chp_gas_cc_ext_ccs_Lodz_POL | h_Lodz_POL | OUT
[12 empty] | POL | en_chp_biomass_pellets_ext_ccs_Lodz_POL | e_Lodz_POL | OUT
[12 empty] | POL | en_chp_biomass_pellets_ext_ccs_Lodz_POL | h_Lodz_POL | OUT
[12 empty] | POL | en_chp_gas_cc_ext_ccs_Lodz_POL | e_Lodz_POL | OUT
[12 empty] | POL | en_chp_gas_cc_ext_ccs_Lodz_POL | h_Lodz_POL | OUT
[12 empty] | POL | en_hop_gas_boiler_Lodz_POL | h_Lodz_POL | OUT
[12 empty] | POL | en_hop_biomass_chips_Lodz_POL | h_Lodz_POL | OUT
[12 empty] | POL | en_hop_electric_boiler_Lodz_POL | h_Lodz_POL | OUT
[12 empty] | POL | en_hop_electric_boiler_Lodz_POL | e_Lodz_POL | IN
[12 empty] | POL | en_hp_air_10mw_Lodz_POL | h_Lodz_POL | OUT
[12 empty] | POL | en_hp_air_10mw_Lodz_POL | e_Lodz_POL | IN
[12 empty] | POL | en_gas_ccgt_Szczecin_POL | e_Szczecin_POL | OUT
[12 empty] | POL | en_gas_turbine_Szczecin_POL | e_Szczecin_POL | OUT
[12 empty] | POL | en_gas_ccs_Szczecin_POL | e_Szczecin_POL | OUT
[12 empty] | POL | en_coal_subcritical_Szczecin_POL | e_Szczecin_POL | OUT
[12 empty] | POL | en_coal_supercritical_Szczecin_POL | e_Szczecin_POL | OUT
[12 empty] | POL | en_coal_ultrasupercritical_Szczecin_POL | e_Szczecin_POL | OUT
[12 empty] | POL | en_coal_igcc_Szczecin_POL | e_Szczecin_POL | OUT
[12 empty] | POL | en_nuclear_Szczecin_POL | e_Szczecin_POL | OUT
[12 empty] | POL | en_nuclear_smr_Szczecin_POL | e_Szczecin_POL | OUT
[12 empty] | POL | en_biomass_Szczecin_POL | e_Szczecin_POL | OUT
[12 empty] | POL | en_biomass_ccs_Szczecin_POL | e_Szczecin_POL | OUT
[12 empty] | POL | en_chp_gas_cc_ext_Szczecin_POL | e_Szczecin_POL | OUT
[12 empty] | POL | en_chp_gas_cc_ext_Szczecin_POL | h_Szczecin_POL | OUT
[12 empty] | POL | en_chp_biomass_chips_ext_Szczecin_POL | e_Szczecin_POL | OUT
[12 empty] | POL | en_chp_biomass_chips_ext_Szczecin_POL | h_Szczecin_POL | OUT
[12 empty] | POL | en_chp_gas_cc_ext_ccs_Szczecin_POL | e_Szczecin_POL | OUT
[12 empty] | POL | en_chp_gas_cc_ext_ccs_Szczecin_POL | h_Szczecin_POL | OUT
[12 empty] | POL | en_chp_biomass_pellets_ext_ccs_Szczecin_POL | e_Szczecin_POL | OUT
[12 empty] | POL | en_chp_biomass_pellets_ext_ccs_Szczecin_POL | h_Szczecin_POL | OUT
[12 empty] | POL | en_chp_gas_cc_ext_ccs_Szczecin_POL | e_Szczecin_POL | OUT
[12 empty] | POL | en_chp_gas_cc_ext_ccs_Szczecin_POL | h_Szczecin_POL | OUT
[12 empty] | POL | en_hop_gas_boiler_Szczecin_POL | h_Szczecin_POL | OUT
[12 empty] | POL | en_hop_biomass_chips_Szczecin_POL | h_Szczecin_POL | OUT
[12 empty] | POL | en_hop_electric_boiler_Szczecin_POL | h_Szczecin_POL | OUT
[12 empty] | POL | en_hop_electric_boiler_Szczecin_POL | e_Szczecin_POL | IN
[12 empty] | POL | en_hp_air_10mw_Szczecin_POL | h_Szczecin_POL | OUT
[12 empty] | POL | en_hp_air_10mw_Szczecin_POL | e_Szczecin_POL | IN
[12 empty] | POL | en_gas_ccgt_Katowice_POL | e_Katowice_POL | OUT
[12 empty] | POL | en_gas_turbine_Katowice_POL | e_Katowice_POL | OUT
[12 empty] | POL | en_gas_ccs_Katowice_POL | e_Katowice_POL | OUT
[12 empty] | POL | en_coal_subcritical_Katowice_POL | e_Katowice_POL | OUT
[12 empty] | POL | en_coal_supercritical_Katowice_POL | e_Katowice_POL | OUT
[12 empty] | POL | en_coal_ultrasupercritical_Katowice_POL | e_Katowice_POL | OUT
[12 empty] | POL | en_coal_igcc_Katowice_POL | e_Katowice_POL | OUT
[12 empty] | POL | en_nuclear_Katowice_POL | e_Katowice_POL | OUT
[12 empty] | POL | en_nuclear_smr_Katowice_POL | e_Katowice_POL | OUT
[12 empty] | POL | en_biomass_Katowice_POL | e_Katowice_POL | OUT
[12 empty] | POL | en_biomass_ccs_Katowice_POL | e_Katowice_POL | OUT
[12 empty] | POL | en_chp_gas_cc_ext_Katowice_POL | e_Katowice_POL | OUT
[12 empty] | POL | en_chp_gas_cc_ext_Katowice_POL | h_Katowice_POL | OUT
[12 empty] | POL | en_chp_biomass_chips_ext_Katowice_POL | e_Katowice_POL | OUT
[12 empty] | POL | en_chp_biomass_chips_ext_Katowice_POL | h_Katowice_POL | OUT
[12 empty] | POL | en_chp_gas_cc_ext_ccs_Katowice_POL | e_Katowice_POL | OUT
[12 empty] | POL | en_chp_gas_cc_ext_ccs_Katowice_POL | h_Katowice_POL | OUT
[12 empty] | POL | en_chp_biomass_pellets_ext_ccs_Katowice_POL | e_Katowice_POL | OUT
[12 empty] | POL | en_chp_biomass_pellets_ext_ccs_Katowice_POL | h_Katowice_POL | OUT
[12 empty] | POL | en_chp_gas_cc_ext_ccs_Katowice_POL | e_Katowice_POL | OUT
[12 empty] | POL | en_chp_gas_cc_ext_ccs_Katowice_POL | h_Katowice_POL | OUT
[12 empty] | POL | en_hop_gas_boiler_Katowice_POL | h_Katowice_POL | OUT
[12 empty] | POL | en_hop_biomass_chips_Katowice_POL | h_Katowice_POL | OUT
[12 empty] | POL | en_hop_electric_boiler_Katowice_POL | h_Katowice_POL | OUT
[12 empty] | POL | en_hop_electric_boiler_Katowice_POL | e_Katowice_POL | IN
[12 empty] | POL | en_hp_air_10mw_Katowice_POL | h_Katowice_POL | OUT
[12 empty] | POL | en_hp_air_10mw_Katowice_POL | e_Katowice_POL | IN
[12 empty] | POL | en_gas_ccgt_BielskoBiala_POL | e_BielskoBiala_POL | OUT
[12 empty] | POL | en_gas_turbine_BielskoBiala_POL | e_BielskoBiala_POL | OUT
[12 empty] | POL | en_gas_ccs_BielskoBiala_POL | e_BielskoBiala_POL | OUT
[12 empty] | POL | en_coal_subcritical_BielskoBiala_POL | e_BielskoBiala_POL | OUT
[12 empty] | POL | en_coal_supercritical_BielskoBiala_POL | e_BielskoBiala_POL | OUT
[12 empty] | POL | en_coal_ultrasupercritical_BielskoBiala_POL | e_BielskoBiala_POL | OUT
[12 empty] | POL | en_coal_igcc_BielskoBiala_POL | e_BielskoBiala_POL | OUT
[12 empty] | POL | en_nuclear_BielskoBiala_POL | e_BielskoBiala_POL | OUT
[12 empty] | POL | en_nuclear_smr_BielskoBiala_POL | e_BielskoBiala_POL | OUT
[12 empty] | POL | en_biomass_BielskoBiala_POL | e_BielskoBiala_POL | OUT
[12 empty] | POL | en_biomass_ccs_BielskoBiala_POL | e_BielskoBiala_POL | OUT
[12 empty] | POL | en_chp_gas_cc_ext_BielskoBiala_POL | e_BielskoBiala_POL | OUT
[12 empty] | POL | en_chp_gas_cc_ext_BielskoBiala_POL | h_BielskoBiala_POL | OUT
[12 empty] | POL | en_chp_biomass_chips_ext_BielskoBiala_POL | e_BielskoBiala_POL | OUT
[12 empty] | POL | en_chp_biomass_chips_ext_BielskoBiala_POL | h_BielskoBiala_POL | OUT
[12 empty] | POL | en_chp_gas_cc_ext_ccs_BielskoBiala_POL | e_BielskoBiala_POL | OUT
[12 empty] | POL | en_chp_gas_cc_ext_ccs_BielskoBiala_POL | h_BielskoBiala_POL | OUT
[12 empty] | POL | en_chp_biomass_pellets_ext_ccs_BielskoBiala_POL | e_BielskoBiala_POL | OUT
[12 empty] | POL | en_chp_biomass_pellets_ext_ccs_BielskoBiala_POL | h_BielskoBiala_POL | OUT
[12 empty] | POL | en_chp_gas_cc_ext_ccs_BielskoBiala_POL | e_BielskoBiala_POL | OUT
[12 empty] | POL | en_chp_gas_cc_ext_ccs_BielskoBiala_POL | h_BielskoBiala_POL | OUT
[12 empty] | POL | en_hop_gas_boiler_BielskoBiala_POL | h_BielskoBiala_POL | OUT
[12 empty] | POL | en_hop_biomass_chips_BielskoBiala_POL | h_BielskoBiala_POL | OUT
[12 empty] | POL | en_hop_electric_boiler_BielskoBiala_POL | h_BielskoBiala_POL | OUT
[12 empty] | POL | en_hop_electric_boiler_BielskoBiala_POL | e_BielskoBiala_POL | IN
[12 empty] | POL | en_hp_air_10mw_BielskoBiala_POL | h_BielskoBiala_POL | OUT
[12 empty] | POL | en_hp_air_10mw_BielskoBiala_POL | e_BielskoBiala_POL | IN
[12 empty] | POL | en_gas_ccgt_Grudziadz_POL | e_Grudziadz_POL | OUT
[12 empty] | POL | en_gas_turbine_Grudziadz_POL | e_Grudziadz_POL | OUT
[12 empty] | POL | en_gas_ccs_Grudziadz_POL | e_Grudziadz_POL | OUT
[12 empty] | POL | en_coal_subcritical_Grudziadz_POL | e_Grudziadz_POL | OUT
[12 empty] | POL | en_coal_supercritical_Grudziadz_POL | e_Grudziadz_POL | OUT
[12 empty] | POL | en_coal_ultrasupercritical_Grudziadz_POL | e_Grudziadz_POL | OUT
[12 empty] | POL | en_coal_igcc_Grudziadz_POL | e_Grudziadz_POL | OUT
[12 empty] | POL | en_nuclear_Grudziadz_POL | e_Grudziadz_POL | OUT
[12 empty] | POL | en_nuclear_smr_Grudziadz_POL | e_Grudziadz_POL | OUT
[12 empty] | POL | en_biomass_Grudziadz_POL | e_Grudziadz_POL | OUT
[12 empty] | POL | en_biomass_ccs_Grudziadz_POL | e_Grudziadz_POL | OUT
[12 empty] | POL | en_chp_gas_cc_ext_Grudziadz_POL | e_Grudziadz_POL | OUT
[12 empty] | POL | en_chp_gas_cc_ext_Grudziadz_POL | h_Grudziadz_POL | OUT
[12 empty] | POL | en_chp_biomass_chips_ext_Grudziadz_POL | e_Grudziadz_POL | OUT
[12 empty] | POL | en_chp_biomass_chips_ext_Grudziadz_POL | h_Grudziadz_POL | OUT
[12 empty] | POL | en_chp_gas_cc_ext_ccs_Grudziadz_POL | e_Grudziadz_POL | OUT
[12 empty] | POL | en_chp_gas_cc_ext_ccs_Grudziadz_POL | h_Grudziadz_POL | OUT
[12 empty] | POL | en_chp_biomass_pellets_ext_ccs_Grudziadz_POL | e_Grudziadz_POL | OUT
[12 empty] | POL | en_chp_biomass_pellets_ext_ccs_Grudziadz_POL | h_Grudziadz_POL | OUT
[12 empty] | POL | en_chp_gas_cc_ext_ccs_Grudziadz_POL | e_Grudziadz_POL | OUT
[12 empty] | POL | en_chp_gas_cc_ext_ccs_Grudziadz_POL | h_Grudziadz_POL | OUT
[12 empty] | POL | en_hop_gas_boiler_Grudziadz_POL | h_Grudziadz_POL | OUT
[12 empty] | POL | en_hop_biomass_chips_Grudziadz_POL | h_Grudziadz_POL | OUT
[12 empty] | POL | en_hop_electric_boiler_Grudziadz_POL | h_Grudziadz_POL | OUT
[12 empty] | POL | en_hop_electric_boiler_Grudziadz_POL | e_Grudziadz_POL | IN
[12 empty] | POL | en_hp_air_10mw_Grudziadz_POL | h_Grudziadz_POL | OUT
[12 empty] | POL | en_hp_air_10mw_Grudziadz_POL | e_Grudziadz_POL | IN
[12 empty] | POL | en_gas_ccgt_Plock_POL | e_Plock_POL | OUT
[12 empty] | POL | en_gas_turbine_Plock_POL | e_Plock_POL | OUT
[12 empty] | POL | en_gas_ccs_Plock_POL | e_Plock_POL | OUT
[12 empty] | POL | en_coal_subcritical_Plock_POL | e_Plock_POL | OUT
[12 empty] | POL | en_coal_supercritical_Plock_POL | e_Plock_POL | OUT
[12 empty] | POL | en_coal_ultrasupercritical_Plock_POL | e_Plock_POL | OUT
[12 empty] | POL | en_coal_igcc_Plock_POL | e_Plock_POL | OUT
[12 empty] | POL | en_nuclear_Plock_POL | e_Plock_POL | OUT
[12 empty] | POL | en_nuclear_smr_Plock_POL | e_Plock_POL | OUT
[12 empty] | POL | en_biomass_Plock_POL | e_Plock_POL | OUT
[12 empty] | POL | en_biomass_ccs_Plock_POL | e_Plock_POL | OUT
[12 empty] | POL | en_chp_gas_cc_ext_Plock_POL | e_Plock_POL | OUT
[12 empty] | POL | en_chp_gas_cc_ext_Plock_POL | h_Plock_POL | OUT
[12 empty] | POL | en_chp_biomass_chips_ext_Plock_POL | e_Plock_POL | OUT
[12 empty] | POL | en_chp_biomass_chips_ext_Plock_POL | h_Plock_POL | OUT
[12 empty] | POL | en_chp_gas_cc_ext_ccs_Plock_POL | e_Plock_POL | OUT
[12 empty] | POL | en_chp_gas_cc_ext_ccs_Plock_POL | h_Plock_POL | OUT
[12 empty] | POL | en_chp_biomass_pellets_ext_ccs_Plock_POL | e_Plock_POL | OUT
[12 empty] | POL | en_chp_biomass_pellets_ext_ccs_Plock_POL | h_Plock_POL | OUT
[12 empty] | POL | en_chp_gas_cc_ext_ccs_Plock_POL | e_Plock_POL | OUT
[12 empty] | POL | en_chp_gas_cc_ext_ccs_Plock_POL | h_Plock_POL | OUT
[12 empty] | POL | en_hop_gas_boiler_Plock_POL | h_Plock_POL | OUT
[12 empty] | POL | en_hop_biomass_chips_Plock_POL | h_Plock_POL | OUT
[12 empty] | POL | en_hop_electric_boiler_Plock_POL | h_Plock_POL | OUT
[12 empty] | POL | en_hop_electric_boiler_Plock_POL | e_Plock_POL | IN
[12 empty] | POL | en_hp_air_10mw_Plock_POL | h_Plock_POL | OUT
[12 empty] | POL | en_hp_air_10mw_Plock_POL | e_Plock_POL | IN
[12 empty] | POL | en_gas_ccgt_Wloclawek_POL | e_Wloclawek_POL | OUT
[12 empty] | POL | en_gas_turbine_Wloclawek_POL | e_Wloclawek_POL | OUT
[12 empty] | POL | en_gas_ccs_Wloclawek_POL | e_Wloclawek_POL | OUT
[12 empty] | POL | en_coal_subcritical_Wloclawek_POL | e_Wloclawek_POL | OUT
[12 empty] | POL | en_coal_supercritical_Wloclawek_POL | e_Wloclawek_POL | OUT
[12 empty] | POL | en_coal_ultrasupercritical_Wloclawek_POL | e_Wloclawek_POL | OUT
[12 empty] | POL | en_coal_igcc_Wloclawek_POL | e_Wloclawek_POL | OUT
[12 empty] | POL | en_nuclear_Wloclawek_POL | e_Wloclawek_POL | OUT
[12 empty] | POL | en_nuclear_smr_Wloclawek_POL | e_Wloclawek_POL | OUT
[12 empty] | POL | en_biomass_Wloclawek_POL | e_Wloclawek_POL | OUT
[12 empty] | POL | en_biomass_ccs_Wloclawek_POL | e_Wloclawek_POL | OUT
[12 empty] | POL | en_chp_gas_cc_ext_Wloclawek_POL | e_Wloclawek_POL | OUT
[12 empty] | POL | en_chp_gas_cc_ext_Wloclawek_POL | h_Wloclawek_POL | OUT
[12 empty] | POL | en_chp_biomass_chips_ext_Wloclawek_POL | e_Wloclawek_POL | OUT
[12 empty] | POL | en_chp_biomass_chips_ext_Wloclawek_POL | h_Wloclawek_POL | OUT
[12 empty] | POL | en_chp_gas_cc_ext_ccs_Wloclawek_POL | e_Wloclawek_POL | OUT
[12 empty] | POL | en_chp_gas_cc_ext_ccs_Wloclawek_POL | h_Wloclawek_POL | OUT
[12 empty] | POL | en_chp_biomass_pellets_ext_ccs_Wloclawek_POL | e_Wloclawek_POL | OUT
[12 empty] | POL | en_chp_biomass_pellets_ext_ccs_Wloclawek_POL | h_Wloclawek_POL | OUT
[12 empty] | POL | en_chp_gas_cc_ext_ccs_Wloclawek_POL | e_Wloclawek_POL | OUT
[12 empty] | POL | en_chp_gas_cc_ext_ccs_Wloclawek_POL | h_Wloclawek_POL | OUT
[12 empty] | POL | en_hop_gas_boiler_Wloclawek_POL | h_Wloclawek_POL | OUT
[12 empty] | POL | en_hop_biomass_chips_Wloclawek_POL | h_Wloclawek_POL | OUT
[12 empty] | POL | en_hop_electric_boiler_Wloclawek_POL | h_Wloclawek_POL | OUT
[12 empty] | POL | en_hop_electric_boiler_Wloclawek_POL | e_Wloclawek_POL | IN
[12 empty] | POL | en_hp_air_10mw_Wloclawek_POL | h_Wloclawek_POL | OUT
[12 empty] | POL | en_hp_air_10mw_Wloclawek_POL | e_Wloclawek_POL | IN
[12 empty] | POL | en_gas_ccgt_Wroclaw_POL | e_Wroclaw_POL | OUT
[12 empty] | POL | en_gas_turbine_Wroclaw_POL | e_Wroclaw_POL | OUT
[12 empty] | POL | en_gas_ccs_Wroclaw_POL | e_Wroclaw_POL | OUT
[12 empty] | POL | en_coal_subcritical_Wroclaw_POL | e_Wroclaw_POL | OUT
[12 empty] | POL | en_coal_supercritical_Wroclaw_POL | e_Wroclaw_POL | OUT
[12 empty] | POL | en_coal_ultrasupercritical_Wroclaw_POL | e_Wroclaw_POL | OUT
[12 empty] | POL | en_coal_igcc_Wroclaw_POL | e_Wroclaw_POL | OUT
[12 empty] | POL | en_nuclear_Wroclaw_POL | e_Wroclaw_POL | OUT
[12 empty] | POL | en_nuclear_smr_Wroclaw_POL | e_Wroclaw_POL | OUT
[12 empty] | POL | en_biomass_Wroclaw_POL | e_Wroclaw_POL | OUT
[12 empty] | POL | en_biomass_ccs_Wroclaw_POL | e_Wroclaw_POL | OUT
[12 empty] | POL | en_chp_gas_cc_ext_Wroclaw_POL | e_Wroclaw_POL | OUT
[12 empty] | POL | en_chp_gas_cc_ext_Wroclaw_POL | h_Wroclaw_POL | OUT
[12 empty] | POL | en_chp_biomass_chips_ext_Wroclaw_POL | e_Wroclaw_POL | OUT
[12 empty] | POL | en_chp_biomass_chips_ext_Wroclaw_POL | h_Wroclaw_POL | OUT
[12 empty] | POL | en_chp_gas_cc_ext_ccs_Wroclaw_POL | e_Wroclaw_POL | OUT
[12 empty] | POL | en_chp_gas_cc_ext_ccs_Wroclaw_POL | h_Wroclaw_POL | OUT
[12 empty] | POL | en_chp_biomass_pellets_ext_ccs_Wroclaw_POL | e_Wroclaw_POL | OUT
[12 empty] | POL | en_chp_biomass_pellets_ext_ccs_Wroclaw_POL | h_Wroclaw_POL | OUT
[12 empty] | POL | en_chp_gas_cc_ext_ccs_Wroclaw_POL | e_Wroclaw_POL | OUT
[12 empty] | POL | en_chp_gas_cc_ext_ccs_Wroclaw_POL | h_Wroclaw_POL | OUT
[12 empty] | POL | en_hop_gas_boiler_Wroclaw_POL | h_Wroclaw_POL | OUT
[12 empty] | POL | en_hop_biomass_chips_Wroclaw_POL | h_Wroclaw_POL | OUT
[12 empty] | POL | en_hop_electric_boiler_Wroclaw_POL | h_Wroclaw_POL | OUT
[12 empty] | POL | en_hop_electric_boiler_Wroclaw_POL | e_Wroclaw_POL | IN
[12 empty] | POL | en_hp_air_10mw_Wroclaw_POL | h_Wroclaw_POL | OUT
[12 empty] | POL | en_hp_air_10mw_Wroclaw_POL | e_Wroclaw_POL | IN
[12 empty] | POL | en_gas_ccgt_Gdynia_POL | e_Gdynia_POL | OUT
[12 empty] | POL | en_gas_turbine_Gdynia_POL | e_Gdynia_POL | OUT
[12 empty] | POL | en_gas_ccs_Gdynia_POL | e_Gdynia_POL | OUT
[12 empty] | POL | en_coal_subcritical_Gdynia_POL | e_Gdynia_POL | OUT
[12 empty] | POL | en_coal_supercritical_Gdynia_POL | e_Gdynia_POL | OUT
[12 empty] | POL | en_coal_ultrasupercritical_Gdynia_POL | e_Gdynia_POL | OUT
[12 empty] | POL | en_coal_igcc_Gdynia_POL | e_Gdynia_POL | OUT
[12 empty] | POL | en_nuclear_Gdynia_POL | e_Gdynia_POL | OUT
[12 empty] | POL | en_nuclear_smr_Gdynia_POL | e_Gdynia_POL | OUT
[12 empty] | POL | en_biomass_Gdynia_POL | e_Gdynia_POL | OUT
[12 empty] | POL | en_biomass_ccs_Gdynia_POL | e_Gdynia_POL | OUT
[12 empty] | POL | en_chp_gas_cc_ext_Gdynia_POL | e_Gdynia_POL | OUT
[12 empty] | POL | en_chp_gas_cc_ext_Gdynia_POL | h_Gdynia_POL | OUT
[12 empty] | POL | en_chp_biomass_chips_ext_Gdynia_POL | e_Gdynia_POL | OUT
[12 empty] | POL | en_chp_biomass_chips_ext_Gdynia_POL | h_Gdynia_POL | OUT
[12 empty] | POL | en_chp_gas_cc_ext_ccs_Gdynia_POL | e_Gdynia_POL | OUT
[12 empty] | POL | en_chp_gas_cc_ext_ccs_Gdynia_POL | h_Gdynia_POL | OUT
[12 empty] | POL | en_chp_biomass_pellets_ext_ccs_Gdynia_POL | e_Gdynia_POL | OUT
[12 empty] | POL | en_chp_biomass_pellets_ext_ccs_Gdynia_POL | h_Gdynia_POL | OUT
[12 empty] | POL | en_chp_gas_cc_ext_ccs_Gdynia_POL | e_Gdynia_POL | OUT
[12 empty] | POL | en_chp_gas_cc_ext_ccs_Gdynia_POL | h_Gdynia_POL | OUT
[12 empty] | POL | en_hop_gas_boiler_Gdynia_POL | h_Gdynia_POL | OUT
[12 empty] | POL | en_hop_biomass_chips_Gdynia_POL | h_Gdynia_POL | OUT
[12 empty] | POL | en_hop_electric_boiler_Gdynia_POL | h_Gdynia_POL | OUT
[12 empty] | POL | en_hop_electric_boiler_Gdynia_POL | e_Gdynia_POL | IN
[12 empty] | POL | en_hp_air_10mw_Gdynia_POL | h_Gdynia_POL | OUT
[12 empty] | POL | en_hp_air_10mw_Gdynia_POL | e_Gdynia_POL | IN
[12 empty] | POL | en_gas_ccgt_Pulawy_POL | e_Pulawy_POL | OUT
[12 empty] | POL | en_gas_turbine_Pulawy_POL | e_Pulawy_POL | OUT
[12 empty] | POL | en_gas_ccs_Pulawy_POL | e_Pulawy_POL | OUT
[12 empty] | POL | en_coal_subcritical_Pulawy_POL | e_Pulawy_POL | OUT
[12 empty] | POL | en_coal_supercritical_Pulawy_POL | e_Pulawy_POL | OUT
[12 empty] | POL | en_coal_ultrasupercritical_Pulawy_POL | e_Pulawy_POL | OUT
[12 empty] | POL | en_coal_igcc_Pulawy_POL | e_Pulawy_POL | OUT
[12 empty] | POL | en_nuclear_Pulawy_POL | e_Pulawy_POL | OUT
[12 empty] | POL | en_nuclear_smr_Pulawy_POL | e_Pulawy_POL | OUT
[12 empty] | POL | en_biomass_Pulawy_POL | e_Pulawy_POL | OUT
[12 empty] | POL | en_biomass_ccs_Pulawy_POL | e_Pulawy_POL | OUT
[12 empty] | POL | en_chp_gas_cc_ext_Pulawy_POL | e_Pulawy_POL | OUT
[12 empty] | POL | en_chp_gas_cc_ext_Pulawy_POL | h_Pulawy_POL | OUT
[12 empty] | POL | en_chp_biomass_chips_ext_Pulawy_POL | e_Pulawy_POL | OUT
[12 empty] | POL | en_chp_biomass_chips_ext_Pulawy_POL | h_Pulawy_POL | OUT
[12 empty] | POL | en_chp_gas_cc_ext_ccs_Pulawy_POL | e_Pulawy_POL | OUT
[12 empty] | POL | en_chp_gas_cc_ext_ccs_Pulawy_POL | h_Pulawy_POL | OUT
[12 empty] | POL | en_chp_biomass_pellets_ext_ccs_Pulawy_POL | e_Pulawy_POL | OUT
[12 empty] | POL | en_chp_biomass_pellets_ext_ccs_Pulawy_POL | h_Pulawy_POL | OUT
[12 empty] | POL | en_chp_gas_cc_ext_ccs_Pulawy_POL | e_Pulawy_POL | OUT
[12 empty] | POL | en_chp_gas_cc_ext_ccs_Pulawy_POL | h_Pulawy_POL | OUT
[12 empty] | POL | en_hop_gas_boiler_Pulawy_POL | h_Pulawy_POL | OUT
[12 empty] | POL | en_hop_biomass_chips_Pulawy_POL | h_Pulawy_POL | OUT
[12 empty] | POL | en_hop_electric_boiler_Pulawy_POL | h_Pulawy_POL | OUT
[12 empty] | POL | en_hop_electric_boiler_Pulawy_POL | e_Pulawy_POL | IN
[12 empty] | POL | en_hp_air_10mw_Pulawy_POL | h_Pulawy_POL | OUT
[12 empty] | POL | en_hp_air_10mw_Pulawy_POL | e_Pulawy_POL | IN
[12 empty] | POL | en_battery_4h_Bydgoszcz_POL | e_Bydgoszcz_POL | OUT
[12 empty] | POL | en_battery_4h_Bydgoszcz_POL | e_Bydgoszcz_POL | IN
[12 empty] | POL | en_battery_8h_Bydgoszcz_POL | e_Bydgoszcz_POL | OUT
[12 empty] | POL | en_battery_8h_Bydgoszcz_POL | e_Bydgoszcz_POL | IN
[12 empty] | POL | en_battery_4h_Bialystok_POL | e_Bialystok_POL | OUT
[12 empty] | POL | en_battery_4h_Bialystok_POL | e_Bialystok_POL | IN
[12 empty] | POL | en_battery_8h_Bialystok_POL | e_Bialystok_POL | OUT
[12 empty] | POL | en_battery_8h_Bialystok_POL | e_Bialystok_POL | IN
[12 empty] | POL | en_battery_4h_GorzowWielkopolski_POL | e_GorzowWielkopolski_POL | OUT
[12 empty] | POL | en_battery_4h_GorzowWielkopolski_POL | e_GorzowWielkopolski_POL | IN
[12 empty] | POL | en_battery_8h_GorzowWielkopolski_POL | e_GorzowWielkopolski_POL | OUT
[12 empty] | POL | en_battery_8h_GorzowWielkopolski_POL | e_GorzowWielkopolski_POL | IN
[12 empty] | POL | en_battery_4h_Siedlce_POL | e_Siedlce_POL | OUT
[12 empty] | POL | en_battery_4h_Siedlce_POL | e_Siedlce_POL | IN
[12 empty] | POL | en_battery_8h_Siedlce_POL | e_Siedlce_POL | OUT
[12 empty] | POL | en_battery_8h_Siedlce_POL | e_Siedlce_POL | IN
[12 empty] | POL | en_battery_4h_Lukow_POL | e_Lukow_POL | OUT
[12 empty] | POL | en_battery_4h_Lukow_POL | e_Lukow_POL | IN
[12 empty] | POL | en_battery_8h_Lukow_POL | e_Lukow_POL | OUT
[12 empty] | POL | en_battery_8h_Lukow_POL | e_Lukow_POL | IN
[12 empty] | POL | en_battery_4h_Legnica_POL | e_Legnica_POL | OUT
[12 empty] | POL | en_battery_4h_Legnica_POL | e_Legnica_POL | IN
[12 empty] | POL | en_battery_8h_Legnica_POL | e_Legnica_POL | OUT
[12 empty] | POL | en_battery_8h_Legnica_POL | e_Legnica_POL | IN
[12 empty] | POL | en_battery_4h_Swidnica_POL | e_Swidnica_POL | OUT
[12 empty] | POL | en_battery_4h_Swidnica_POL | e_Swidnica_POL | IN
[12 empty] | POL | en_battery_8h_Swidnica_POL | e_Swidnica_POL | OUT
[12 empty] | POL | en_battery_8h_Swidnica_POL | e_Swidnica_POL | IN
[12 empty] | POL | en_battery_4h_Krosno_POL | e_Krosno_POL | OUT
[12 empty] | POL | en_battery_4h_Krosno_POL | e_Krosno_POL | IN
[12 empty] | POL | en_battery_8h_Krosno_POL | e_Krosno_POL | OUT
[12 empty] | POL | en_battery_8h_Krosno_POL | e_Krosno_POL | IN
[12 empty] | POL | en_battery_4h_Kwidzyn_POL | e_Kwidzyn_POL | OUT
[12 empty] | POL | en_battery_4h_Kwidzyn_POL | e_Kwidzyn_POL | IN
[12 empty] | POL | en_battery_8h_Kwidzyn_POL | e_Kwidzyn_POL | OUT
[12 empty] | POL | en_battery_8h_Kwidzyn_POL | e_Kwidzyn_POL | IN
[12 empty] | POL | en_battery_4h_Slupsk_POL | e_Slupsk_POL | OUT
[12 empty] | POL | en_battery_4h_Slupsk_POL | e_Slupsk_POL | IN
[12 empty] | POL | en_battery_8h_Slupsk_POL | e_Slupsk_POL | OUT
[12 empty] | POL | en_battery_8h_Slupsk_POL | e_Slupsk_POL | IN
[12 empty] | POL | en_battery_4h_Olsztyn_POL | e_Olsztyn_POL | OUT
[12 empty] | POL | en_battery_4h_Olsztyn_POL | e_Olsztyn_POL | IN
[12 empty] | POL | en_battery_8h_Olsztyn_POL | e_Olsztyn_POL | OUT
[12 empty] | POL | en_battery_8h_Olsztyn_POL | e_Olsztyn_POL | IN
[12 empty] | POL | en_battery_4h_Boleslawiec_POL | e_Boleslawiec_POL | OUT
[12 empty] | POL | en_battery_4h_Boleslawiec_POL | e_Boleslawiec_POL | IN
[12 empty] | POL | en_battery_8h_Boleslawiec_POL | e_Boleslawiec_POL | OUT
[12 empty] | POL | en_battery_8h_Boleslawiec_POL | e_Boleslawiec_POL | IN
[12 empty] | POL | en_battery_4h_Gdansk_POL | e_Gdansk_POL | OUT
[12 empty] | POL | en_battery_4h_Gdansk_POL | e_Gdansk_POL | IN
[12 empty] | POL | en_battery_8h_Gdansk_POL | e_Gdansk_POL | OUT
[12 empty] | POL | en_battery_8h_Gdansk_POL | e_Gdansk_POL | IN
[12 empty] | POL | en_battery_4h_Lomza_POL | e_Lomza_POL | OUT
[12 empty] | POL | en_battery_4h_Lomza_POL | e_Lomza_POL | IN
[12 empty] | POL | en_battery_8h_Lomza_POL | e_Lomza_POL | OUT
[12 empty] | POL | en_battery_8h_Lomza_POL | e_Lomza_POL | IN
[12 empty] | POL | en_battery_4h_ZielonaGora_POL | e_ZielonaGora_POL | OUT
[12 empty] | POL | en_battery_4h_ZielonaGora_POL | e_ZielonaGora_POL | IN
[12 empty] | POL | en_battery_8h_ZielonaGora_POL | e_ZielonaGora_POL | OUT
[12 empty] | POL | en_battery_8h_ZielonaGora_POL | e_ZielonaGora_POL | IN
[12 empty] | POL | en_battery_4h_Police_POL | e_Police_POL | OUT
[12 empty] | POL | en_battery_4h_Police_POL | e_Police_POL | IN
[12 empty] | POL | en_battery_8h_Police_POL | e_Police_POL | OUT
[12 empty] | POL | en_battery_8h_Police_POL | e_Police_POL | IN
[12 empty] | POL | en_battery_4h_Lublin_POL | e_Lublin_POL | OUT
[12 empty] | POL | en_battery_4h_Lublin_POL | e_Lublin_POL | IN
[12 empty] | POL | en_battery_8h_Lublin_POL | e_Lublin_POL | OUT
[12 empty] | POL | en_battery_8h_Lublin_POL | e_Lublin_POL | IN
[12 empty] | POL | en_battery_4h_Grajewo_POL | e_Grajewo_POL | OUT
[12 empty] | POL | en_battery_4h_Grajewo_POL | e_Grajewo_POL | IN
[12 empty] | POL | en_battery_8h_Grajewo_POL | e_Grajewo_POL | OUT
[12 empty] | POL | en_battery_8h_Grajewo_POL | e_Grajewo_POL | IN
[12 empty] | POL | en_battery_4h_Zamosc_POL | e_Zamosc_POL | OUT
[12 empty] | POL | en_battery_4h_Zamosc_POL | e_Zamosc_POL | IN
[12 empty] | POL | en_battery_8h_Zamosc_POL | e_Zamosc_POL | OUT
[12 empty] | POL | en_battery_8h_Zamosc_POL | e_Zamosc_POL | IN
[12 empty] | POL | en_battery_4h_Radomsko_POL | e_Radomsko_POL | OUT
[12 empty] | POL | en_battery_4h_Radomsko_POL | e_Radomsko_POL | IN
[12 empty] | POL | en_battery_8h_Radomsko_POL | e_Radomsko_POL | OUT
[12 empty] | POL | en_battery_8h_Radomsko_POL | e_Radomsko_POL | IN
[12 empty] | POL | en_battery_4h_Radom_POL | e_Radom_POL | OUT
[12 empty] | POL | en_battery_4h_Radom_POL | e_Radom_POL | IN
[12 empty] | POL | en_battery_8h_Radom_POL | e_Radom_POL | OUT
[12 empty] | POL | en_battery_8h_Radom_POL | e_Radom_POL | IN
[12 empty] | POL | en_battery_4h_Lubin_POL | e_Lubin_POL | OUT
[12 empty] | POL | en_battery_4h_Lubin_POL | e_Lubin_POL | IN
[12 empty] | POL | en_battery_8h_Lubin_POL | e_Lubin_POL | OUT
[12 empty] | POL | en_battery_8h_Lubin_POL | e_Lubin_POL | IN
[12 empty] | POL | en_battery_4h_Sosnowiec_POL | e_Sosnowiec_POL | OUT
[12 empty] | POL | en_battery_4h_Sosnowiec_POL | e_Sosnowiec_POL | IN
[12 empty] | POL | en_battery_8h_Sosnowiec_POL | e_Sosnowiec_POL | OUT
[12 empty] | POL | en_battery_8h_Sosnowiec_POL | e_Sosnowiec_POL | IN
[12 empty] | POL | en_battery_4h_Skawina_POL | e_Skawina_POL | OUT
[12 empty] | POL | en_battery_4h_Skawina_POL | e_Skawina_POL | IN
[12 empty] | POL | en_battery_8h_Skawina_POL | e_Skawina_POL | OUT
[12 empty] | POL | en_battery_8h_Skawina_POL | e_Skawina_POL | IN
[12 empty] | POL | en_battery_4h_Tarnow_POL | e_Tarnow_POL | OUT
[12 empty] | POL | en_battery_4h_Tarnow_POL | e_Tarnow_POL | IN
[12 empty] | POL | en_battery_8h_Tarnow_POL | e_Tarnow_POL | OUT
[12 empty] | POL | en_battery_8h_Tarnow_POL | e_Tarnow_POL | IN
[12 empty] | POL | en_battery_4h_Chelm_POL | e_Chelm_POL | OUT
[12 empty] | POL | en_battery_4h_Chelm_POL | e_Chelm_POL | IN
[12 empty] | POL | en_battery_8h_Chelm_POL | e_Chelm_POL | OUT
[12 empty] | POL | en_battery_8h_Chelm_POL | e_Chelm_POL | IN
[12 empty] | POL | en_battery_4h_Kielce_POL | e_Kielce_POL | OUT
[12 empty] | POL | en_battery_4h_Kielce_POL | e_Kielce_POL | IN
[12 empty] | POL | en_battery_8h_Kielce_POL | e_Kielce_POL | OUT
[12 empty] | POL | en_battery_8h_Kielce_POL | e_Kielce_POL | IN
[12 empty] | POL | en_battery_4h_Mielec_POL | e_Mielec_POL | OUT
[12 empty] | POL | en_battery_4h_Mielec_POL | e_Mielec_POL | IN
[12 empty] | POL | en_battery_8h_Mielec_POL | e_Mielec_POL | OUT
[12 empty] | POL | en_battery_8h_Mielec_POL | e_Mielec_POL | IN
[12 empty] | POL | en_battery_4h_Rzeszow_POL | e_Rzeszow_POL | OUT
[12 empty] | POL | en_battery_4h_Rzeszow_POL | e_Rzeszow_POL | IN
[12 empty] | POL | en_battery_8h_Rzeszow_POL | e_Rzeszow_POL | OUT
[12 empty] | POL | en_battery_8h_Rzeszow_POL | e_Rzeszow_POL | IN
[12 empty] | POL | en_battery_4h_Czestochowa_POL | e_Czestochowa_POL | OUT
[12 empty] | POL | en_battery_4h_Czestochowa_POL | e_Czestochowa_POL | IN
[12 empty] | POL | en_battery_8h_Czestochowa_POL | e_Czestochowa_POL | OUT
[12 empty] | POL | en_battery_8h_Czestochowa_POL | e_Czestochowa_POL | IN
[12 empty] | POL | en_battery_4h_Pila_POL | e_Pila_POL | OUT
[12 empty] | POL | en_battery_4h_Pila_POL | e_Pila_POL | IN
[12 empty] | POL | en_battery_8h_Pila_POL | e_Pila_POL | OUT
[12 empty] | POL | en_battery_8h_Pila_POL | e_Pila_POL | IN
[12 empty] | POL | en_battery_4h_OstrowiecSwietokrz_POL | e_OstrowiecSwietokrz_POL | OUT
[12 empty] | POL | en_battery_4h_OstrowiecSwietokrz_POL | e_OstrowiecSwietokrz_POL | IN
[12 empty] | POL | en_battery_8h_OstrowiecSwietokrz_POL | e_OstrowiecSwietokrz_POL | OUT
[12 empty] | POL | en_battery_8h_OstrowiecSwietokrz_POL | e_OstrowiecSwietokrz_POL | IN
[12 empty] | POL | en_battery_4h_Opole_POL | e_Opole_POL | OUT
[12 empty] | POL | en_battery_4h_Opole_POL | e_Opole_POL | IN
[12 empty] | POL | en_battery_8h_Opole_POL | e_Opole_POL | OUT
[12 empty] | POL | en_battery_8h_Opole_POL | e_Opole_POL | IN
[12 empty] | POL | en_battery_4h_Konin_POL | e_Konin_POL | OUT
[12 empty] | POL | en_battery_4h_Konin_POL | e_Konin_POL | IN
[12 empty] | POL | en_battery_8h_Konin_POL | e_Konin_POL | OUT
[12 empty] | POL | en_battery_8h_Konin_POL | e_Konin_POL | IN
[12 empty] | POL | en_battery_4h_Kalisz_POL | e_Kalisz_POL | OUT
[12 empty] | POL | en_battery_4h_Kalisz_POL | e_Kalisz_POL | IN
[12 empty] | POL | en_battery_8h_Kalisz_POL | e_Kalisz_POL | OUT
[12 empty] | POL | en_battery_8h_Kalisz_POL | e_Kalisz_POL | IN
[12 empty] | POL | en_battery_4h_Walbrzych_POL | e_Walbrzych_POL | OUT
[12 empty] | POL | en_battery_4h_Walbrzych_POL | e_Walbrzych_POL | IN
[12 empty] | POL | en_battery_8h_Walbrzych_POL | e_Walbrzych_POL | OUT
[12 empty] | POL | en_battery_8h_Walbrzych_POL | e_Walbrzych_POL | IN
[12 empty] | POL | en_battery_4h_Warsaw_POL | e_Warsaw_POL | OUT
[12 empty] | POL | en_battery_4h_Warsaw_POL | e_Warsaw_POL | IN
[12 empty] | POL | en_battery_8h_Warsaw_POL | e_Warsaw_POL | OUT
[12 empty] | POL | en_battery_8h_Warsaw_POL | e_Warsaw_POL | IN
[12 empty] | POL | en_battery_4h_Belchatow_POL | e_Belchatow_POL | OUT
[12 empty] | POL | en_battery_4h_Belchatow_POL | e_Belchatow_POL | IN
[12 empty] | POL | en_battery_8h_Belchatow_POL | e_Belchatow_POL | OUT
[12 empty] | POL | en_battery_8h_Belchatow_POL | e_Belchatow_POL | IN
[12 empty] | POL | en_battery_4h_Zabrze_POL | e_Zabrze_POL | OUT
[12 empty] | POL | en_battery_4h_Zabrze_POL | e_Zabrze_POL | IN
[12 empty] | POL | en_battery_8h_Zabrze_POL | e_Zabrze_POL | OUT
[12 empty] | POL | en_battery_8h_Zabrze_POL | e_Zabrze_POL | IN
[12 empty] | POL | en_battery_4h_Elk_POL | e_Elk_POL | OUT
[12 empty] | POL | en_battery_4h_Elk_POL | e_Elk_POL | IN
[12 empty] | POL | en_battery_8h_Elk_POL | e_Elk_POL | OUT
[12 empty] | POL | en_battery_8h_Elk_POL | e_Elk_POL | IN
[12 empty] | POL | en_battery_4h_Poznan_POL | e_Poznan_POL | OUT
[12 empty] | POL | en_battery_4h_Poznan_POL | e_Poznan_POL | IN
[12 empty] | POL | en_battery_8h_Poznan_POL | e_Poznan_POL | OUT
[12 empty] | POL | en_battery_8h_Poznan_POL | e_Poznan_POL | IN
[12 empty] | POL | en_battery_4h_KedzierzynKozle_POL | e_KedzierzynKozle_POL | OUT
[12 empty] | POL | en_battery_4h_KedzierzynKozle_POL | e_KedzierzynKozle_POL | IN
[12 empty] | POL | en_battery_8h_KedzierzynKozle_POL | e_KedzierzynKozle_POL | OUT
[12 empty] | POL | en_battery_8h_KedzierzynKozle_POL | e_KedzierzynKozle_POL | IN
[12 empty] | POL | en_battery_4h_Lodz_POL | e_Lodz_POL | OUT
[12 empty] | POL | en_battery_4h_Lodz_POL | e_Lodz_POL | IN
[12 empty] | POL | en_battery_8h_Lodz_POL | e_Lodz_POL | OUT
[12 empty] | POL | en_battery_8h_Lodz_POL | e_Lodz_POL | IN
[12 empty] | POL | en_battery_4h_Szczecin_POL | e_Szczecin_POL | OUT
[12 empty] | POL | en_battery_4h_Szczecin_POL | e_Szczecin_POL | IN
[12 empty] | POL | en_battery_8h_Szczecin_POL | e_Szczecin_POL | OUT
[12 empty] | POL | en_battery_8h_Szczecin_POL | e_Szczecin_POL | IN
[12 empty] | POL | en_battery_4h_Katowice_POL | e_Katowice_POL | OUT
[12 empty] | POL | en_battery_4h_Katowice_POL | e_Katowice_POL | IN
[12 empty] | POL | en_battery_8h_Katowice_POL | e_Katowice_POL | OUT
[12 empty] | POL | en_battery_8h_Katowice_POL | e_Katowice_POL | IN
[12 empty] | POL | en_battery_4h_BielskoBiala_POL | e_BielskoBiala_POL | OUT
[12 empty] | POL | en_battery_4h_BielskoBiala_POL | e_BielskoBiala_POL | IN
[12 empty] | POL | en_battery_8h_BielskoBiala_POL | e_BielskoBiala_POL | OUT
[12 empty] | POL | en_battery_8h_BielskoBiala_POL | e_BielskoBiala_POL | IN
[12 empty] | POL | en_battery_4h_Grudziadz_POL | e_Grudziadz_POL | OUT
[12 empty] | POL | en_battery_4h_Grudziadz_POL | e_Grudziadz_POL | IN
[12 empty] | POL | en_battery_8h_Grudziadz_POL | e_Grudziadz_POL | OUT
[12 empty] | POL | en_battery_8h_Grudziadz_POL | e_Grudziadz_POL | IN
[12 empty] | POL | en_battery_4h_Plock_POL | e_Plock_POL | OUT
[12 empty] | POL | en_battery_4h_Plock_POL | e_Plock_POL | IN
[12 empty] | POL | en_battery_8h_Plock_POL | e_Plock_POL | OUT
[12 empty] | POL | en_battery_8h_Plock_POL | e_Plock_POL | IN
[12 empty] | POL | en_battery_4h_Wloclawek_POL | e_Wloclawek_POL | OUT
[12 empty] | POL | en_battery_4h_Wloclawek_POL | e_Wloclawek_POL | IN
[12 empty] | POL | en_battery_8h_Wloclawek_POL | e_Wloclawek_POL | OUT
[12 empty] | POL | en_battery_8h_Wloclawek_POL | e_Wloclawek_POL | IN
[12 empty] | POL | en_battery_4h_Wroclaw_POL | e_Wroclaw_POL | OUT
[12 empty] | POL | en_battery_4h_Wroclaw_POL | e_Wroclaw_POL | IN
[12 empty] | POL | en_battery_8h_Wroclaw_POL | e_Wroclaw_POL | OUT
[12 empty] | POL | en_battery_8h_Wroclaw_POL | e_Wroclaw_POL | IN
[12 empty] | POL | en_battery_4h_Gdynia_POL | e_Gdynia_POL | OUT
[12 empty] | POL | en_battery_4h_Gdynia_POL | e_Gdynia_POL | IN
[12 empty] | POL | en_battery_8h_Gdynia_POL | e_Gdynia_POL | OUT
[12 empty] | POL | en_battery_8h_Gdynia_POL | e_Gdynia_POL | IN
[12 empty] | POL | en_battery_4h_Pulawy_POL | e_Pulawy_POL | OUT
[12 empty] | POL | en_battery_4h_Pulawy_POL | e_Pulawy_POL | IN
[12 empty] | POL | en_battery_8h_Pulawy_POL | e_Pulawy_POL | OUT
[12 empty] | POL | en_battery_8h_Pulawy_POL | e_Pulawy_POL | IN

## re_targets
RE Targets from EMBER
TARGET_YEAR | FUEL_CATEGORY | METRIC | VALUE | SOURCE_TYPE | SOURCE_NAME | PUBLISHER | ANNOUNCEMENT_DATE | LINK | SOURCE_SUMMARY | NOTES
2030 | Bioenergy | capacity_total_gw | 1.5 | National strategy or plans (approved) | National Plan in the field of Energy and Climate by 2030 | Ministry of Climate and Environment | 2024-10-01 | https://www.gov.pl/web/climate/national-energy-and-climate-plan | Poland is currently working on the update of the NECP. Initial version was sent to the European Commision on March 1, 2024. The updated draft of the NECP, including a new ambitious scenario and addtional attachments has been sent for public consultion on October 2024. The new scenario is the "With Additional Measures" or WAM scenario. | Annex 1: p. 62, Table 3.8 "Gross electricity production (TWh)-WAM scenario" p. 65, Table 3.9, "Net achievable power of electricity generation sources by technology (WAM scenario) MW"
2030 | Bioenergy | capacity_total_gw | 1.737 | National strategy or plans (approved) | National Plan in the field of Energy and Climate by 2030 | Ministry of Climate and Environment | 2024-03-05 | https://commission.europa.eu/document/download/5118b15e-d380-49ae-b8bb-41cc81a28e15_en?filename=PL_NECPupdate_Projekt_EN.pdf | In March 2024, Poland updated its NECP document, with a plan to submit an updated draft NECP by 30 June 2024. Explicit 2030 targets for capacity are provided with fuel breakdowns, as well as the share of generation from renewables indicated as 51%. Other fossil includes fuel oil, as well as "high-methane and nitrogen-rich natural gas, mine drainage gas, associated petroleum gas." Hydro does not include pumped hydro. | p. 20 (WEM Scenario) Annex 1: p. 79, Table 2.65 "Gross electricity production (TWh)" p. 80, Table 2.66. "Net capacity of power generation sources by technology (reference scenario) [MW]"
2030 | Coal | capacity_total_gw | 21.2 | National strategy or plans (approved) | National Plan in the field of Energy and Climate by 2030 | Ministry of Climate and Environment | 2024-10-01 | https://www.gov.pl/web/climate/national-energy-and-climate-plan | Poland is currently working on the update of the NECP. Initial version was sent to the European Commision on March 1, 2024. The updated draft of the NECP, including a new ambitious scenario and addtional attachments has been sent for public consultion on October 2024. The new scenario is the "With Additional Measures" or WAM scenario. | Annex 1: p. 62, Table 3.8 "Gross electricity production (TWh)-WAM scenario" p. 65, Table 3.9, "Net achievable power of electricity generation sources by technology (WAM scenario) MW"
2030 | Coal | capacity_total_gw | 22.699 | National strategy or plans (approved) | National Plan in the field of Energy and Climate by 2030 | Ministry of Climate and Environment | 2024-03-05 | https://commission.europa.eu/document/download/5118b15e-d380-49ae-b8bb-41cc81a28e15_en?filename=PL_NECPupdate_Projekt_EN.pdf | In March 2024, Poland updated its NECP document, with a plan to submit an updated draft NECP by 30 June 2024. Explicit 2030 targets for capacity are provided with fuel breakdowns, as well as the share of generation from renewables indicated as 51%. Other fossil includes fuel oil, as well as "high-methane and nitrogen-rich natural gas, mine drainage gas, associated petroleum gas." Hydro does not include pumped hydro. | p. 20 (WEM Scenario) Annex 1: p. 79, Table 2.65 "Gross electricity production (TWh)" p. 80, Table 2.66. "Net capacity of power generation sources by technology (reference scenario) [MW]"
2030 | Gas | capacity_total_gw | 11 | National strategy or plans (approved) | National Plan in the field of Energy and Climate by 2030 | Ministry of Climate and Environment | 2024-10-01 | https://www.gov.pl/web/climate/national-energy-and-climate-plan | Poland is currently working on the update of the NECP. Initial version was sent to the European Commision on March 1, 2024. The updated draft of the NECP, including a new ambitious scenario and addtional attachments has been sent for public consultion on October 2024. The new scenario is the "With Additional Measures" or WAM scenario. | Annex 1: p. 62, Table 3.8 "Gross electricity production (TWh)-WAM scenario" p. 65, Table 3.9, "Net achievable power of electricity generation sources by technology (WAM scenario) MW"
2030 | Gas | capacity_total_gw | 11.034 | National strategy or plans (approved) | National Plan in the field of Energy and Climate by 2030 | Ministry of Climate and Environment | 2024-03-05 | https://commission.europa.eu/document/download/5118b15e-d380-49ae-b8bb-41cc81a28e15_en?filename=PL_NECPupdate_Projekt_EN.pdf | In March 2024, Poland updated its NECP document, with a plan to submit an updated draft NECP by 30 June 2024. Explicit 2030 targets for capacity are provided with fuel breakdowns, as well as the share of generation from renewables indicated as 51%. Other fossil includes fuel oil, as well as "high-methane and nitrogen-rich natural gas, mine drainage gas, associated petroleum gas." Hydro does not include pumped hydro. | p. 20 (WEM Scenario) Annex 1: p. 79, Table 2.65 "Gross electricity production (TWh)" p. 80, Table 2.66. "Net capacity of power generation sources by technology (reference scenario) [MW]"
2030 | Hydro | capacity_total_gw | 1.1 | National strategy or plans (approved) | National Plan in the field of Energy and Climate by 2030 | Ministry of Climate and Environment | 2024-10-01 | https://www.gov.pl/web/climate/national-energy-and-climate-plan | Poland is currently working on the update of the NECP. Initial version was sent to the European Commision on March 1, 2024. The updated draft of the NECP, including a new ambitious scenario and addtional attachments has been sent for public consultion on October 2024. The new scenario is the "With Additional Measures" or WAM scenario. | Annex 1: p. 62, Table 3.8 "Gross electricity production (TWh)-WAM scenario" p. 65, Table 3.9, "Net achievable power of electricity generation sources by technology (WAM scenario) MW"
2030 | Hydro | capacity_total_gw | 1.118 | National strategy or plans (approved) | National Plan in the field of Energy and Climate by 2030 | Ministry of Climate and Environment | 2024-03-05 | https://commission.europa.eu/document/download/5118b15e-d380-49ae-b8bb-41cc81a28e15_en?filename=PL_NECPupdate_Projekt_EN.pdf | In March 2024, Poland updated its NECP document, with a plan to submit an updated draft NECP by 30 June 2024. Explicit 2030 targets for capacity are provided with fuel breakdowns, as well as the share of generation from renewables indicated as 51%. Other fossil includes fuel oil, as well as "high-methane and nitrogen-rich natural gas, mine drainage gas, associated petroleum gas." Hydro does not include pumped hydro. | p. 20 (WEM Scenario) Annex 1: p. 79, Table 2.65 "Gross electricity production (TWh)" p. 80, Table 2.66. "Net capacity of power generation sources by technology (reference scenario) [MW]"
2030 | Nuclear | capacity_total_gw |  | National strategy or plans (approved) | National Plan in the field of Energy and Climate by 2030 | Ministry of Climate and Environment | 2024-03-05 | https://commission.europa.eu/document/download/5118b15e-d380-49ae-b8bb-41cc81a28e15_en?filename=PL_NECPupdate_Projekt_EN.pdf | In March 2024, Poland updated its NECP document, with a plan to submit an updated draft NECP by 30 June 2024. Explicit 2030 targets for capacity are provided with fuel breakdowns, as well as the share of generation from renewables indicated as 51%. Other fossil includes fuel oil, as well as "high-methane and nitrogen-rich natural gas, mine drainage gas, associated petroleum gas." Hydro does not include pumped hydro. | p. 20 (WEM Scenario) Annex 1: p. 79, Table 2.65 "Gross electricity production (TWh)" p. 80, Table 2.66. "Net capacity of power generation sources by technology (reference scenario) [MW]"
2030 | Offshore Wind | capacity_total_gw | 5.9 | National strategy or plans (approved) | National Plan in the field of Energy and Climate by 2030 | Ministry of Climate and Environment | 2024-10-01 | https://www.gov.pl/web/climate/national-energy-and-climate-plan | Poland is currently working on the update of the NECP. Initial version was sent to the European Commision on March 1, 2024. The updated draft of the NECP, including a new ambitious scenario and addtional attachments has been sent for public consultion on October 2024. The new scenario is the "With Additional Measures" or WAM scenario. | Annex 1: p. 62, Table 3.8 "Gross electricity production (TWh)-WAM scenario" p. 65, Table 3.9, "Net achievable power of electricity generation sources by technology (WAM scenario) MW"
2030 | Offshore Wind | capacity_total_gw | 5.927 | National strategy or plans (approved) | National Plan in the field of Energy and Climate by 2030 | Ministry of Climate and Environment | 2024-03-05 | https://commission.europa.eu/document/download/5118b15e-d380-49ae-b8bb-41cc81a28e15_en?filename=PL_NECPupdate_Projekt_EN.pdf | In March 2024, Poland updated its NECP document, with a plan to submit an updated draft NECP by 30 June 2024. Explicit 2030 targets for capacity are provided with fuel breakdowns, as well as the share of generation from renewables indicated as 51%. Other fossil includes fuel oil, as well as "high-methane and nitrogen-rich natural gas, mine drainage gas, associated petroleum gas." Hydro does not include pumped hydro. | p. 20 (WEM Scenario) Annex 1: p. 79, Table 2.65 "Gross electricity production (TWh)" p. 80, Table 2.66. "Net capacity of power generation sources by technology (reference scenario) [MW]"
2030 | Onshore Wind | capacity_total_gw | 19 | National strategy or plans (approved) | National Plan in the field of Energy and Climate by 2030 | Ministry of Climate and Environment | 2024-10-01 | https://www.gov.pl/web/climate/national-energy-and-climate-plan | Poland is currently working on the update of the NECP. Initial version was sent to the European Commision on March 1, 2024. The updated draft of the NECP, including a new ambitious scenario and addtional attachments has been sent for public consultion on October 2024. The new scenario is the "With Additional Measures" or WAM scenario. | Annex 1: p. 62, Table 3.8 "Gross electricity production (TWh)-WAM scenario" p. 65, Table 3.9, "Net achievable power of electricity generation sources by technology (WAM scenario) MW"
2030 | Onshore Wind | capacity_total_gw | 15.842 | National strategy or plans (approved) | National Plan in the field of Energy and Climate by 2030 | Ministry of Climate and Environment | 2024-03-05 | https://commission.europa.eu/document/download/5118b15e-d380-49ae-b8bb-41cc81a28e15_en?filename=PL_NECPupdate_Projekt_EN.pdf | In March 2024, Poland updated its NECP document, with a plan to submit an updated draft NECP by 30 June 2024. Explicit 2030 targets for capacity are provided with fuel breakdowns, as well as the share of generation from renewables indicated as 51%. Other fossil includes fuel oil, as well as "high-methane and nitrogen-rich natural gas, mine drainage gas, associated petroleum gas." Hydro does not include pumped hydro. | p. 20 (WEM Scenario) Annex 1: p. 79, Table 2.65 "Gross electricity production (TWh)" p. 80, Table 2.66. "Net capacity of power generation sources by technology (reference scenario) [MW]"
2030 | Other Fossil | capacity_total_gw | 0 | National strategy or plans (approved) | National Plan in the field of Energy and Climate by 2030 | Ministry of Climate and Environment | 2024-10-01 | https://www.gov.pl/web/climate/national-energy-and-climate-plan | Poland is currently working on the update of the NECP. Initial version was sent to the European Commision on March 1, 2024. The updated draft of the NECP, including a new ambitious scenario and addtional attachments has been sent for public consultion on October 2024. The new scenario is the "With Additional Measures" or WAM scenario. | Annex 1: p. 62, Table 3.8 "Gross electricity production (TWh)-WAM scenario" p. 65, Table 3.9, "Net achievable power of electricity generation sources by technology (WAM scenario) MW"
2030 | Other Fossil | capacity_total_gw | 0 | National strategy or plans (approved) | National Plan in the field of Energy and Climate by 2030 | Ministry of Climate and Environment | 2024-03-05 | https://commission.europa.eu/document/download/5118b15e-d380-49ae-b8bb-41cc81a28e15_en?filename=PL_NECPupdate_Projekt_EN.pdf | In March 2024, Poland updated its NECP document, with a plan to submit an updated draft NECP by 30 June 2024. Explicit 2030 targets for capacity are provided with fuel breakdowns, as well as the share of generation from renewables indicated as 51%. Other fossil includes fuel oil, as well as "high-methane and nitrogen-rich natural gas, mine drainage gas, associated petroleum gas." Hydro does not include pumped hydro. | p. 20 (WEM Scenario) Annex 1: p. 79, Table 2.65 "Gross electricity production (TWh)" p. 80, Table 2.66. "Net capacity of power generation sources by technology (reference scenario) [MW]"
2030 | Solar | capacity_total_gw | 36.2 | National strategy or plans (approved) | National Plan in the field of Energy and Climate by 2030 | Ministry of Climate and Environment | 2024-10-01 | https://www.gov.pl/web/climate/national-energy-and-climate-plan | Poland is currently working on the update of the NECP. Initial version was sent to the European Commision on March 1, 2024. The updated draft of the NECP, including a new ambitious scenario and addtional attachments has been sent for public consultion on October 2024. The new scenario is the "With Additional Measures" or WAM scenario. | Annex 1: p. 62, Table 3.8 "Gross electricity production (TWh)-WAM scenario" p. 65, Table 3.9, "Net achievable power of electricity generation sources by technology (WAM scenario) MW"
2030 | Solar | capacity_total_gw | 36.59 | National strategy or plans (approved) | National Plan in the field of Energy and Climate by 2030 | Ministry of Climate and Environment | 2024-03-05 | https://commission.europa.eu/document/download/5118b15e-d380-49ae-b8bb-41cc81a28e15_en?filename=PL_NECPupdate_Projekt_EN.pdf | In March 2024, Poland updated its NECP document, with a plan to submit an updated draft NECP by 30 June 2024. Explicit 2030 targets for capacity are provided with fuel breakdowns, as well as the share of generation from renewables indicated as 51%. Other fossil includes fuel oil, as well as "high-methane and nitrogen-rich natural gas, mine drainage gas, associated petroleum gas." Hydro does not include pumped hydro. | p. 20 (WEM Scenario) Annex 1: p. 79, Table 2.65 "Gross electricity production (TWh)" p. 80, Table 2.66. "Net capacity of power generation sources by technology (reference scenario) [MW]"
2030 | Bioenergy | generation_twh | 11.1 | National strategy or plans (approved) | National Plan in the field of Energy and Climate by 2030 | Ministry of Climate and Environment | 2024-10-01 | https://www.gov.pl/web/climate/national-energy-and-climate-plan | Poland is currently working on the update of the NECP. Initial version was sent to the European Commision on March 1, 2024. The updated draft of the NECP, including a new ambitious scenario and addtional attachments has been sent for public consultion on October 2024. The new scenario is the "With Additional Measures" or WAM scenario. | Annex 1: p. 62, Table 3.8 "Gross electricity production (TWh)-WAM scenario" p. 65, Table 3.9, "Net achievable power of electricity generation sources by technology (WAM scenario) MW"
2030 | Bioenergy | generation_twh | 11.5 | National strategy or plans (approved) | National Plan in the field of Energy and Climate by 2030 | Ministry of Climate and Environment | 2024-03-05 | https://commission.europa.eu/document/download/5118b15e-d380-49ae-b8bb-41cc81a28e15_en?filename=PL_NECPupdate_Projekt_EN.pdf | In March 2024, Poland updated its NECP document, with a plan to submit an updated draft NECP by 30 June 2024. Explicit 2030 targets for capacity are provided with fuel breakdowns, as well as the share of generation from renewables indicated as 51%. Other fossil includes fuel oil, as well as "high-methane and nitrogen-rich natural gas, mine drainage gas, associated petroleum gas." Hydro does not include pumped hydro. | p. 20 (WEM Scenario) Annex 1: p. 79, Table 2.65 "Gross electricity production (TWh)" p. 80, Table 2.66. "Net capacity of power generation sources by technology (reference scenario) [MW]"
2030 | Coal | generation_twh | 57.6 | National strategy or plans (approved) | National Plan in the field of Energy and Climate by 2030 | Ministry of Climate and Environment | 2024-03-05 | https://commission.europa.eu/document/download/5118b15e-d380-49ae-b8bb-41cc81a28e15_en?filename=PL_NECPupdate_Projekt_EN.pdf | In March 2024, Poland updated its NECP document, with a plan to submit an updated draft NECP by 30 June 2024. Explicit 2030 targets for capacity are provided with fuel breakdowns, as well as the share of generation from renewables indicated as 51%. Other fossil includes fuel oil, as well as "high-methane and nitrogen-rich natural gas, mine drainage gas, associated petroleum gas." Hydro does not include pumped hydro. | p. 20 (WEM Scenario) Annex 1: p. 79, Table 2.65 "Gross electricity production (TWh)" p. 80, Table 2.66. "Net capacity of power generation sources by technology (reference scenario) [MW]"
2030 | Coal | generation_twh | 43.3 | National strategy or plans (approved) | National Plan in the field of Energy and Climate by 2030 | Ministry of Climate and Environment | 2024-10-01 | https://www.gov.pl/web/climate/national-energy-and-climate-plan | Poland is currently working on the update of the NECP. Initial version was sent to the European Commision on March 1, 2024. The updated draft of the NECP, including a new ambitious scenario and addtional attachments has been sent for public consultion on October 2024. The new scenario is the "With Additional Measures" or WAM scenario. | Annex 1: p. 62, Table 3.8 "Gross electricity production (TWh)-WAM scenario" p. 65, Table 3.9, "Net achievable power of electricity generation sources by technology (WAM scenario) MW"
2030 | Gas | generation_twh | 30.8 | National strategy or plans (approved) | National Plan in the field of Energy and Climate by 2030 | Ministry of Climate and Environment | 2024-10-01 | https://www.gov.pl/web/climate/national-energy-and-climate-plan | Poland is currently working on the update of the NECP. Initial version was sent to the European Commision on March 1, 2024. The updated draft of the NECP, including a new ambitious scenario and addtional attachments has been sent for public consultion on October 2024. The new scenario is the "With Additional Measures" or WAM scenario. | Annex 1: p. 62, Table 3.8 "Gross electricity production (TWh)-WAM scenario" p. 65, Table 3.9, "Net achievable power of electricity generation sources by technology (WAM scenario) MW"
2030 | Gas | generation_twh | 31.9 | National strategy or plans (approved) | National Plan in the field of Energy and Climate by 2030 | Ministry of Climate and Environment | 2024-03-05 | https://commission.europa.eu/document/download/5118b15e-d380-49ae-b8bb-41cc81a28e15_en?filename=PL_NECPupdate_Projekt_EN.pdf | In March 2024, Poland updated its NECP document, with a plan to submit an updated draft NECP by 30 June 2024. Explicit 2030 targets for capacity are provided with fuel breakdowns, as well as the share of generation from renewables indicated as 51%. Other fossil includes fuel oil, as well as "high-methane and nitrogen-rich natural gas, mine drainage gas, associated petroleum gas." Hydro does not include pumped hydro. | p. 20 (WEM Scenario) Annex 1: p. 79, Table 2.65 "Gross electricity production (TWh)" p. 80, Table 2.66. "Net capacity of power generation sources by technology (reference scenario) [MW]"
2030 | Hydro | generation_twh | 2.9 | National strategy or plans (approved) | National Plan in the field of Energy and Climate by 2030 | Ministry of Climate and Environment | 2024-10-01 | https://www.gov.pl/web/climate/national-energy-and-climate-plan | Poland is currently working on the update of the NECP. Initial version was sent to the European Commision on March 1, 2024. The updated draft of the NECP, including a new ambitious scenario and addtional attachments has been sent for public consultion on October 2024. The new scenario is the "With Additional Measures" or WAM scenario. | Annex 1: p. 62, Table 3.8 "Gross electricity production (TWh)-WAM scenario" p. 65, Table 3.9, "Net achievable power of electricity generation sources by technology (WAM scenario) MW"
2030 | Hydro | generation_twh | 2.9 | National strategy or plans (approved) | National Plan in the field of Energy and Climate by 2030 | Ministry of Climate and Environment | 2024-03-05 | https://commission.europa.eu/document/download/5118b15e-d380-49ae-b8bb-41cc81a28e15_en?filename=PL_NECPupdate_Projekt_EN.pdf | In March 2024, Poland updated its NECP document, with a plan to submit an updated draft NECP by 30 June 2024. Explicit 2030 targets for capacity are provided with fuel breakdowns, as well as the share of generation from renewables indicated as 51%. Other fossil includes fuel oil, as well as "high-methane and nitrogen-rich natural gas, mine drainage gas, associated petroleum gas." Hydro does not include pumped hydro. | p. 20 (WEM Scenario) Annex 1: p. 79, Table 2.65 "Gross electricity production (TWh)" p. 80, Table 2.66. "Net capacity of power generation sources by technology (reference scenario) [MW]"
2030 | Nuclear | generation_twh |  | National strategy or plans (approved) | National Plan in the field of Energy and Climate by 2030 | Ministry of Climate and Environment | 2024-03-05 | https://commission.europa.eu/document/download/5118b15e-d380-49ae-b8bb-41cc81a28e15_en?filename=PL_NECPupdate_Projekt_EN.pdf | In March 2024, Poland updated its NECP document, with a plan to submit an updated draft NECP by 30 June 2024. Explicit 2030 targets for capacity are provided with fuel breakdowns, as well as the share of generation from renewables indicated as 51%. Other fossil includes fuel oil, as well as "high-methane and nitrogen-rich natural gas, mine drainage gas, associated petroleum gas." Hydro does not include pumped hydro. | p. 20 (WEM Scenario) Annex 1: p. 79, Table 2.65 "Gross electricity production (TWh)" p. 80, Table 2.66. "Net capacity of power generation sources by technology (reference scenario) [MW]"
2030 | Offshore Wind | generation_twh | 21.7 | National strategy or plans (approved) | National Plan in the field of Energy and Climate by 2030 | Ministry of Climate and Environment | 2024-10-01 | https://www.gov.pl/web/climate/national-energy-and-climate-plan | Poland is currently working on the update of the NECP. Initial version was sent to the European Commision on March 1, 2024. The updated draft of the NECP, including a new ambitious scenario and addtional attachments has been sent for public consultion on October 2024. The new scenario is the "With Additional Measures" or WAM scenario. | Annex 1: p. 62, Table 3.8 "Gross electricity production (TWh)-WAM scenario" p. 65, Table 3.9, "Net achievable power of electricity generation sources by technology (WAM scenario) MW"
2030 | Offshore Wind | generation_twh | 21.7 | National strategy or plans (approved) | National Plan in the field of Energy and Climate by 2030 | Ministry of Climate and Environment | 2024-03-05 | https://commission.europa.eu/document/download/5118b15e-d380-49ae-b8bb-41cc81a28e15_en?filename=PL_NECPupdate_Projekt_EN.pdf | In March 2024, Poland updated its NECP document, with a plan to submit an updated draft NECP by 30 June 2024. Explicit 2030 targets for capacity are provided with fuel breakdowns, as well as the share of generation from renewables indicated as 51%. Other fossil includes fuel oil, as well as "high-methane and nitrogen-rich natural gas, mine drainage gas, associated petroleum gas." Hydro does not include pumped hydro. | p. 20 (WEM Scenario) Annex 1: p. 79, Table 2.65 "Gross electricity production (TWh)" p. 80, Table 2.66. "Net capacity of power generation sources by technology (reference scenario) [MW]"
2030 | Onshore Wind | generation_twh | 38.1 | National strategy or plans (approved) | National Plan in the field of Energy and Climate by 2030 | Ministry of Climate and Environment | 2024-03-05 | https://commission.europa.eu/document/download/5118b15e-d380-49ae-b8bb-41cc81a28e15_en?filename=PL_NECPupdate_Projekt_EN.pdf | In March 2024, Poland updated its NECP document, with a plan to submit an updated draft NECP by 30 June 2024. Explicit 2030 targets for capacity are provided with fuel breakdowns, as well as the share of generation from renewables indicated as 51%. Other fossil includes fuel oil, as well as "high-methane and nitrogen-rich natural gas, mine drainage gas, associated petroleum gas." Hydro does not include pumped hydro. | p. 20 (WEM Scenario) Annex 1: p. 79, Table 2.65 "Gross electricity production (TWh)" p. 80, Table 2.66. "Net capacity of power generation sources by technology (reference scenario) [MW]"
2030 | Onshore Wind | generation_twh | 47.4 | National strategy or plans (approved) | National Plan in the field of Energy and Climate by 2030 | Ministry of Climate and Environment | 2024-10-01 | https://www.gov.pl/web/climate/national-energy-and-climate-plan | Poland is currently working on the update of the NECP. Initial version was sent to the European Commision on March 1, 2024. The updated draft of the NECP, including a new ambitious scenario and addtional attachments has been sent for public consultion on October 2024. The new scenario is the "With Additional Measures" or WAM scenario. | Annex 1: p. 62, Table 3.8 "Gross electricity production (TWh)-WAM scenario" p. 65, Table 3.9, "Net achievable power of electricity generation sources by technology (WAM scenario) MW"
2030 | Other Fossil | generation_twh | 4.1 | National strategy or plans (approved) | National Plan in the field of Energy and Climate by 2030 | Ministry of Climate and Environment | 2024-03-05 | https://commission.europa.eu/document/download/5118b15e-d380-49ae-b8bb-41cc81a28e15_en?filename=PL_NECPupdate_Projekt_EN.pdf | In March 2024, Poland updated its NECP document, with a plan to submit an updated draft NECP by 30 June 2024. Explicit 2030 targets for capacity are provided with fuel breakdowns, as well as the share of generation from renewables indicated as 51%. Other fossil includes fuel oil, as well as "high-methane and nitrogen-rich natural gas, mine drainage gas, associated petroleum gas." Hydro does not include pumped hydro. | p. 20 (WEM Scenario) Annex 1: p. 79, Table 2.65 "Gross electricity production (TWh)" p. 80, Table 2.66. "Net capacity of power generation sources by technology (reference scenario) [MW]"
2030 | Other Fossil | generation_twh | 3.8 | National strategy or plans (approved) | National Plan in the field of Energy and Climate by 2030 | Ministry of Climate and Environment | 2024-10-01 | https://www.gov.pl/web/climate/national-energy-and-climate-plan | Poland is currently working on the update of the NECP. Initial version was sent to the European Commision on March 1, 2024. The updated draft of the NECP, including a new ambitious scenario and addtional attachments has been sent for public consultion on October 2024. The new scenario is the "With Additional Measures" or WAM scenario. | Annex 1: p. 62, Table 3.8 "Gross electricity production (TWh)-WAM scenario" p. 65, Table 3.9, "Net achievable power of electricity generation sources by technology (WAM scenario) MW"
2030 | Solar | generation_twh | 24.6 | National strategy or plans (approved) | National Plan in the field of Energy and Climate by 2030 | Ministry of Climate and Environment | 2024-10-01 | https://www.gov.pl/web/climate/national-energy-and-climate-plan | Poland is currently working on the update of the NECP. Initial version was sent to the European Commision on March 1, 2024. The updated draft of the NECP, including a new ambitious scenario and addtional attachments has been sent for public consultion on October 2024. The new scenario is the "With Additional Measures" or WAM scenario. | Annex 1: p. 62, Table 3.8 "Gross electricity production (TWh)-WAM scenario" p. 65, Table 3.9, "Net achievable power of electricity generation sources by technology (WAM scenario) MW"
2030 | Solar | generation_twh | 24.8 | National strategy or plans (approved) | National Plan in the field of Energy and Climate by 2030 | Ministry of Climate and Environment | 2024-03-05 | https://commission.europa.eu/document/download/5118b15e-d380-49ae-b8bb-41cc81a28e15_en?filename=PL_NECPupdate_Projekt_EN.pdf | In March 2024, Poland updated its NECP document, with a plan to submit an updated draft NECP by 30 June 2024. Explicit 2030 targets for capacity are provided with fuel breakdowns, as well as the share of generation from renewables indicated as 51%. Other fossil includes fuel oil, as well as "high-methane and nitrogen-rich natural gas, mine drainage gas, associated petroleum gas." Hydro does not include pumped hydro. | p. 20 (WEM Scenario) Annex 1: p. 79, Table 2.65 "Gross electricity production (TWh)" p. 80, Table 2.66. "Net capacity of power generation sources by technology (reference scenario) [MW]"
2030 | Bioenergy | share_of_generation_pct | 6 | National strategy or plans (approved) | National Plan in the field of Energy and Climate by 2030 | Ministry of Climate and Environment | 2024-10-01 | https://www.gov.pl/web/climate/national-energy-and-climate-plan | Poland is currently working on the update of the NECP. Initial version was sent to the European Commision on March 1, 2024. The updated draft of the NECP, including a new ambitious scenario and addtional attachments has been sent for public consultion on October 2024. The new scenario is the "With Additional Measures" or WAM scenario. | Annex 1: p. 62, Table 3.8 "Gross electricity production (TWh)-WAM scenario" p. 65, Table 3.9, "Net achievable power of electricity generation sources by technology (WAM scenario) MW"
2030 | Bioenergy | share_of_generation_pct | 6 | National strategy or plans (approved) | National Plan in the field of Energy and Climate by 2030 | Ministry of Climate and Environment | 2024-03-05 | https://commission.europa.eu/document/download/5118b15e-d380-49ae-b8bb-41cc81a28e15_en?filename=PL_NECPupdate_Projekt_EN.pdf | In March 2024, Poland updated its NECP document, with a plan to submit an updated draft NECP by 30 June 2024. Explicit 2030 targets for capacity are provided with fuel breakdowns, as well as the share of generation from renewables indicated as 51%. Other fossil includes fuel oil, as well as "high-methane and nitrogen-rich natural gas, mine drainage gas, associated petroleum gas." Hydro does not include pumped hydro. | p. 20 (WEM Scenario) Annex 1: p. 79, Table 2.65 "Gross electricity production (TWh)" p. 80, Table 2.66. "Net capacity of power generation sources by technology (reference scenario) [MW]"
2030 | Coal | share_of_generation_pct | 29.9 | National strategy or plans (approved) | National Plan in the field of Energy and Climate by 2030 | Ministry of Climate and Environment | 2024-03-05 | https://commission.europa.eu/document/download/5118b15e-d380-49ae-b8bb-41cc81a28e15_en?filename=PL_NECPupdate_Projekt_EN.pdf | In March 2024, Poland updated its NECP document, with a plan to submit an updated draft NECP by 30 June 2024. Explicit 2030 targets for capacity are provided with fuel breakdowns, as well as the share of generation from renewables indicated as 51%. Other fossil includes fuel oil, as well as "high-methane and nitrogen-rich natural gas, mine drainage gas, associated petroleum gas." Hydro does not include pumped hydro. | p. 20 (WEM Scenario) Annex 1: p. 79, Table 2.65 "Gross electricity production (TWh)" p. 80, Table 2.66. "Net capacity of power generation sources by technology (reference scenario) [MW]"
2030 | Coal | share_of_generation_pct | 23.3 | National strategy or plans (approved) | National Plan in the field of Energy and Climate by 2030 | Ministry of Climate and Environment | 2024-10-01 | https://www.gov.pl/web/climate/national-energy-and-climate-plan | Poland is currently working on the update of the NECP. Initial version was sent to the European Commision on March 1, 2024. The updated draft of the NECP, including a new ambitious scenario and addtional attachments has been sent for public consultion on October 2024. The new scenario is the "With Additional Measures" or WAM scenario. | Annex 1: p. 62, Table 3.8 "Gross electricity production (TWh)-WAM scenario" p. 65, Table 3.9, "Net achievable power of electricity generation sources by technology (WAM scenario) MW"
2030 | Gas | share_of_generation_pct | 16.6 | National strategy or plans (approved) | National Plan in the field of Energy and Climate by 2030 | Ministry of Climate and Environment | 2024-10-01 | https://www.gov.pl/web/climate/national-energy-and-climate-plan | Poland is currently working on the update of the NECP. Initial version was sent to the European Commision on March 1, 2024. The updated draft of the NECP, including a new ambitious scenario and addtional attachments has been sent for public consultion on October 2024. The new scenario is the "With Additional Measures" or WAM scenario. | Annex 1: p. 62, Table 3.8 "Gross electricity production (TWh)-WAM scenario" p. 65, Table 3.9, "Net achievable power of electricity generation sources by technology (WAM scenario) MW"
2030 | Gas | share_of_generation_pct | 16.6 | National strategy or plans (approved) | National Plan in the field of Energy and Climate by 2030 | Ministry of Climate and Environment | 2024-03-05 | https://commission.europa.eu/document/download/5118b15e-d380-49ae-b8bb-41cc81a28e15_en?filename=PL_NECPupdate_Projekt_EN.pdf | In March 2024, Poland updated its NECP document, with a plan to submit an updated draft NECP by 30 June 2024. Explicit 2030 targets for capacity are provided with fuel breakdowns, as well as the share of generation from renewables indicated as 51%. Other fossil includes fuel oil, as well as "high-methane and nitrogen-rich natural gas, mine drainage gas, associated petroleum gas." Hydro does not include pumped hydro. | p. 20 (WEM Scenario) Annex 1: p. 79, Table 2.65 "Gross electricity production (TWh)" p. 80, Table 2.66. "Net capacity of power generation sources by technology (reference scenario) [MW]"
2030 | Hydro | share_of_generation_pct | 1.6 | National strategy or plans (approved) | National Plan in the field of Energy and Climate by 2030 | Ministry of Climate and Environment | 2024-10-01 | https://www.gov.pl/web/climate/national-energy-and-climate-plan | Poland is currently working on the update of the NECP. Initial version was sent to the European Commision on March 1, 2024. The updated draft of the NECP, including a new ambitious scenario and addtional attachments has been sent for public consultion on October 2024. The new scenario is the "With Additional Measures" or WAM scenario. | Annex 1: p. 62, Table 3.8 "Gross electricity production (TWh)-WAM scenario" p. 65, Table 3.9, "Net achievable power of electricity generation sources by technology (WAM scenario) MW"
2030 | Hydro | share_of_generation_pct | 1.5 | National strategy or plans (approved) | National Plan in the field of Energy and Climate by 2030 | Ministry of Climate and Environment | 2024-03-05 | https://commission.europa.eu/document/download/5118b15e-d380-49ae-b8bb-41cc81a28e15_en?filename=PL_NECPupdate_Projekt_EN.pdf | In March 2024, Poland updated its NECP document, with a plan to submit an updated draft NECP by 30 June 2024. Explicit 2030 targets for capacity are provided with fuel breakdowns, as well as the share of generation from renewables indicated as 51%. Other fossil includes fuel oil, as well as "high-methane and nitrogen-rich natural gas, mine drainage gas, associated petroleum gas." Hydro does not include pumped hydro. | p. 20 (WEM Scenario) Annex 1: p. 79, Table 2.65 "Gross electricity production (TWh)" p. 80, Table 2.66. "Net capacity of power generation sources by technology (reference scenario) [MW]"
2030 | Nuclear | share_of_generation_pct |  | National strategy or plans (approved) | National Plan in the field of Energy and Climate by 2030 | Ministry of Climate and Environment | 2024-03-05 | https://commission.europa.eu/document/download/5118b15e-d380-49ae-b8bb-41cc81a28e15_en?filename=PL_NECPupdate_Projekt_EN.pdf | In March 2024, Poland updated its NECP document, with a plan to submit an updated draft NECP by 30 June 2024. Explicit 2030 targets for capacity are provided with fuel breakdowns, as well as the share of generation from renewables indicated as 51%. Other fossil includes fuel oil, as well as "high-methane and nitrogen-rich natural gas, mine drainage gas, associated petroleum gas." Hydro does not include pumped hydro. | p. 20 (WEM Scenario) Annex 1: p. 79, Table 2.65 "Gross electricity production (TWh)" p. 80, Table 2.66. "Net capacity of power generation sources by technology (reference scenario) [MW]"
2030 | Offshore Wind | share_of_generation_pct | 11.3 | National strategy or plans (approved) | National Plan in the field of Energy and Climate by 2030 | Ministry of Climate and Environment | 2024-03-05 | https://commission.europa.eu/document/download/5118b15e-d380-49ae-b8bb-41cc81a28e15_en?filename=PL_NECPupdate_Projekt_EN.pdf | In March 2024, Poland updated its NECP document, with a plan to submit an updated draft NECP by 30 June 2024. Explicit 2030 targets for capacity are provided with fuel breakdowns, as well as the share of generation from renewables indicated as 51%. Other fossil includes fuel oil, as well as "high-methane and nitrogen-rich natural gas, mine drainage gas, associated petroleum gas." Hydro does not include pumped hydro. | p. 20 (WEM Scenario) Annex 1: p. 79, Table 2.65 "Gross electricity production (TWh)" p. 80, Table 2.66. "Net capacity of power generation sources by technology (reference scenario) [MW]"
2030 | Offshore Wind | share_of_generation_pct | 11.7 | National strategy or plans (approved) | National Plan in the field of Energy and Climate by 2030 | Ministry of Climate and Environment | 2024-10-01 | https://www.gov.pl/web/climate/national-energy-and-climate-plan | Poland is currently working on the update of the NECP. Initial version was sent to the European Commision on March 1, 2024. The updated draft of the NECP, including a new ambitious scenario and addtional attachments has been sent for public consultion on October 2024. The new scenario is the "With Additional Measures" or WAM scenario. | Annex 1: p. 62, Table 3.8 "Gross electricity production (TWh)-WAM scenario" p. 65, Table 3.9, "Net achievable power of electricity generation sources by technology (WAM scenario) MW"
2030 | Onshore Wind | share_of_generation_pct | 25.5 | National strategy or plans (approved) | National Plan in the field of Energy and Climate by 2030 | Ministry of Climate and Environment | 2024-10-01 | https://www.gov.pl/web/climate/national-energy-and-climate-plan | Poland is currently working on the update of the NECP. Initial version was sent to the European Commision on March 1, 2024. The updated draft of the NECP, including a new ambitious scenario and addtional attachments has been sent for public consultion on October 2024. The new scenario is the "With Additional Measures" or WAM scenario. | Annex 1: p. 62, Table 3.8 "Gross electricity production (TWh)-WAM scenario" p. 65, Table 3.9, "Net achievable power of electricity generation sources by technology (WAM scenario) MW"
2030 | Onshore Wind | share_of_generation_pct | 19.8 | National strategy or plans (approved) | National Plan in the field of Energy and Climate by 2030 | Ministry of Climate and Environment | 2024-03-05 | https://commission.europa.eu/document/download/5118b15e-d380-49ae-b8bb-41cc81a28e15_en?filename=PL_NECPupdate_Projekt_EN.pdf | In March 2024, Poland updated its NECP document, with a plan to submit an updated draft NECP by 30 June 2024. Explicit 2030 targets for capacity are provided with fuel breakdowns, as well as the share of generation from renewables indicated as 51%. Other fossil includes fuel oil, as well as "high-methane and nitrogen-rich natural gas, mine drainage gas, associated petroleum gas." Hydro does not include pumped hydro. | p. 20 (WEM Scenario) Annex 1: p. 79, Table 2.65 "Gross electricity production (TWh)" p. 80, Table 2.66. "Net capacity of power generation sources by technology (reference scenario) [MW]"
2030 | Other Fossil | share_of_generation_pct | 2.1 | National strategy or plans (approved) | National Plan in the field of Energy and Climate by 2030 | Ministry of Climate and Environment | 2024-03-05 | https://commission.europa.eu/document/download/5118b15e-d380-49ae-b8bb-41cc81a28e15_en?filename=PL_NECPupdate_Projekt_EN.pdf | In March 2024, Poland updated its NECP document, with a plan to submit an updated draft NECP by 30 June 2024. Explicit 2030 targets for capacity are provided with fuel breakdowns, as well as the share of generation from renewables indicated as 51%. Other fossil includes fuel oil, as well as "high-methane and nitrogen-rich natural gas, mine drainage gas, associated petroleum gas." Hydro does not include pumped hydro. | p. 20 (WEM Scenario) Annex 1: p. 79, Table 2.65 "Gross electricity production (TWh)" p. 80, Table 2.66. "Net capacity of power generation sources by technology (reference scenario) [MW]"
2030 | Other Fossil | share_of_generation_pct | 2 | National strategy or plans (approved) | National Plan in the field of Energy and Climate by 2030 | Ministry of Climate and Environment | 2024-10-01 | https://www.gov.pl/web/climate/national-energy-and-climate-plan | Poland is currently working on the update of the NECP. Initial version was sent to the European Commision on March 1, 2024. The updated draft of the NECP, including a new ambitious scenario and addtional attachments has been sent for public consultion on October 2024. The new scenario is the "With Additional Measures" or WAM scenario. | Annex 1: p. 62, Table 3.8 "Gross electricity production (TWh)-WAM scenario" p. 65, Table 3.9, "Net achievable power of electricity generation sources by technology (WAM scenario) MW"
2030 | Solar | share_of_generation_pct | 13.3 | National strategy or plans (approved) | National Plan in the field of Energy and Climate by 2030 | Ministry of Climate and Environment | 2024-10-01 | https://www.gov.pl/web/climate/national-energy-and-climate-plan | Poland is currently working on the update of the NECP. Initial version was sent to the European Commision on March 1, 2024. The updated draft of the NECP, including a new ambitious scenario and addtional attachments has been sent for public consultion on October 2024. The new scenario is the "With Additional Measures" or WAM scenario. | Annex 1: p. 62, Table 3.8 "Gross electricity production (TWh)-WAM scenario" p. 65, Table 3.9, "Net achievable power of electricity generation sources by technology (WAM scenario) MW"
2030 | Solar | share_of_generation_pct | 12.9 | National strategy or plans (approved) | National Plan in the field of Energy and Climate by 2030 | Ministry of Climate and Environment | 2024-03-05 | https://commission.europa.eu/document/download/5118b15e-d380-49ae-b8bb-41cc81a28e15_en?filename=PL_NECPupdate_Projekt_EN.pdf | In March 2024, Poland updated its NECP document, with a plan to submit an updated draft NECP by 30 June 2024. Explicit 2030 targets for capacity are provided with fuel breakdowns, as well as the share of generation from renewables indicated as 51%. Other fossil includes fuel oil, as well as "high-methane and nitrogen-rich natural gas, mine drainage gas, associated petroleum gas." Hydro does not include pumped hydro. | p. 20 (WEM Scenario) Annex 1: p. 79, Table 2.65 "Gross electricity production (TWh)" p. 80, Table 2.66. "Net capacity of power generation sources by technology (reference scenario) [MW]"
2030 | Bioenergy | capacity_total_gw | 2.47 | Official projections | SCENARIO 3. FOR PRECONSULATION OF THE KPEIK/PEP2040 UPDATE Analysis for the electricity sector, taking into account the change in the political and economic situation after Russia's invasion of Ukraine | The Ministry of Climate and Environment | 2023-06-01 | https://www.gov.pl/web/klimat/prekonsultacje-w-zkresie-aktualizacji-dokumentow-strategicznych-kpeikpep2040 | The government of Poland is undergoing the drafting process for the Polish Energy Policy 2040 (PEP2040) and NECP. A scenario analysis was conducted to inform this process, which would form the basis of updating national energy policies. Although the consultation process is not finished yet, we take the data from the scenario analysis as a proxy for its updated target. | Installed capacity: p.17, Table 7 Generation: p.20, Table 9
2030 | Coal | capacity_total_gw | 19.49 | Official projections | SCENARIO 3. FOR PRECONSULATION OF THE KPEIK/PEP2040 UPDATE Analysis for the electricity sector, taking into account the change in the political and economic situation after Russia's invasion of Ukraine | The Ministry of Climate and Environment | 2023-06-01 | https://www.gov.pl/web/klimat/prekonsultacje-w-zkresie-aktualizacji-dokumentow-strategicznych-kpeikpep2040 | The government of Poland is undergoing the drafting process for the Polish Energy Policy 2040 (PEP2040) and NECP. A scenario analysis was conducted to inform this process, which would form the basis of updating national energy policies. Although the consultation process is not finished yet, we take the data from the scenario analysis as a proxy for its updated target. | Installed capacity: p.17, Table 7 Generation: p.20, Table 9
2030 | Gas | capacity_total_gw | 13.01 | Official projections | SCENARIO 3. FOR PRECONSULATION OF THE KPEIK/PEP2040 UPDATE Analysis for the electricity sector, taking into account the change in the political and economic situation after Russia's invasion of Ukraine | The Ministry of Climate and Environment | 2023-06-01 | https://www.gov.pl/web/klimat/prekonsultacje-w-zkresie-aktualizacji-dokumentow-strategicznych-kpeikpep2040 | The government of Poland is undergoing the drafting process for the Polish Energy Policy 2040 (PEP2040) and NECP. A scenario analysis was conducted to inform this process, which would form the basis of updating national energy policies. Although the consultation process is not finished yet, we take the data from the scenario analysis as a proxy for its updated target. | Installed capacity: p.17, Table 7 Generation: p.20, Table 9
2030 | Hydro | capacity_total_gw | 1.13 | Official projections | SCENARIO 3. FOR PRECONSULATION OF THE KPEIK/PEP2040 UPDATE Analysis for the electricity sector, taking into account the change in the political and economic situation after Russia's invasion of Ukraine | The Ministry of Climate and Environment | 2023-06-01 | https://www.gov.pl/web/klimat/prekonsultacje-w-zkresie-aktualizacji-dokumentow-strategicznych-kpeikpep2040 | The government of Poland is undergoing the drafting process for the Polish Energy Policy 2040 (PEP2040) and NECP. A scenario analysis was conducted to inform this process, which would form the basis of updating national energy policies. Although the consultation process is not finished yet, we take the data from the scenario analysis as a proxy for its updated target. | Installed capacity: p.17, Table 7 Generation: p.20, Table 9
2030 | Nuclear | capacity_total_gw | 0.3 | Official projections | SCENARIO 3. FOR PRECONSULATION OF THE KPEIK/PEP2040 UPDATE Analysis for the electricity sector, taking into account the change in the political and economic situation after Russia's invasion of Ukraine | The Ministry of Climate and Environment | 2023-06-01 | https://www.gov.pl/web/klimat/prekonsultacje-w-zkresie-aktualizacji-dokumentow-strategicznych-kpeikpep2040 | The government of Poland is undergoing the drafting process for the Polish Energy Policy 2040 (PEP2040) and NECP. A scenario analysis was conducted to inform this process, which would form the basis of updating national energy policies. Although the consultation process is not finished yet, we take the data from the scenario analysis as a proxy for its updated target. | Installed capacity: p.17, Table 7 Generation: p.20, Table 9
2030 | Offshore Wind | capacity_total_gw | 5.9 | Official projections | SCENARIO 3. FOR PRECONSULATION OF THE KPEIK/PEP2040 UPDATE Analysis for the electricity sector, taking into account the change in the political and economic situation after Russia's invasion of Ukraine | The Ministry of Climate and Environment | 2023-06-01 | https://www.gov.pl/web/klimat/prekonsultacje-w-zkresie-aktualizacji-dokumentow-strategicznych-kpeikpep2040 | The government of Poland is undergoing the drafting process for the Polish Energy Policy 2040 (PEP2040) and NECP. A scenario analysis was conducted to inform this process, which would form the basis of updating national energy policies. Although the consultation process is not finished yet, we take the data from the scenario analysis as a proxy for its updated target. | Installed capacity: p.17, Table 7 Generation: p.20, Table 9
2030 | Onshore Wind | capacity_total_gw | 13.94 | Official projections | SCENARIO 3. FOR PRECONSULATION OF THE KPEIK/PEP2040 UPDATE Analysis for the electricity sector, taking into account the change in the political and economic situation after Russia's invasion of Ukraine | The Ministry of Climate and Environment | 2023-06-01 | https://www.gov.pl/web/klimat/prekonsultacje-w-zkresie-aktualizacji-dokumentow-strategicznych-kpeikpep2040 | The government of Poland is undergoing the drafting process for the Polish Energy Policy 2040 (PEP2040) and NECP. A scenario analysis was conducted to inform this process, which would form the basis of updating national energy policies. Although the consultation process is not finished yet, we take the data from the scenario analysis as a proxy for its updated target. | Installed capacity: p.17, Table 7 Generation: p.20, Table 9
2030 | Other Fossil | capacity_total_gw | 0.95 | Official projections | SCENARIO 3. FOR PRECONSULATION OF THE KPEIK/PEP2040 UPDATE Analysis for the electricity sector, taking into account the change in the political and economic situation after Russia's invasion of Ukraine | The Ministry of Climate and Environment | 2023-06-01 | https://www.gov.pl/web/klimat/prekonsultacje-w-zkresie-aktualizacji-dokumentow-strategicznych-kpeikpep2040 | The government of Poland is undergoing the drafting process for the Polish Energy Policy 2040 (PEP2040) and NECP. A scenario analysis was conducted to inform this process, which would form the basis of updating national energy policies. Although the consultation process is not finished yet, we take the data from the scenario analysis as a proxy for its updated target. | Installed capacity: p.17, Table 7 Generation: p.20, Table 9
2030 | Solar | capacity_total_gw | 27 | Official projections | SCENARIO 3. FOR PRECONSULATION OF THE KPEIK/PEP2040 UPDATE Analysis for the electricity sector, taking into account the change in the political and economic situation after Russia's invasion of Ukraine | The Ministry of Climate and Environment | 2023-06-01 | https://www.gov.pl/web/klimat/prekonsultacje-w-zkresie-aktualizacji-dokumentow-strategicznych-kpeikpep2040 | The government of Poland is undergoing the drafting process for the Polish Energy Policy 2040 (PEP2040) and NECP. A scenario analysis was conducted to inform this process, which would form the basis of updating national energy policies. Although the consultation process is not finished yet, we take the data from the scenario analysis as a proxy for its updated target. | Installed capacity: p.17, Table 7 Generation: p.20, Table 9
2030 | Bioenergy | generation_twh | 10.12 | Official projections | SCENARIO 3. FOR PRECONSULATION OF THE KPEIK/PEP2040 UPDATE Analysis for the electricity sector, taking into account the change in the political and economic situation after Russia's invasion of Ukraine | The Ministry of Climate and Environment | 2023-06-01 | https://www.gov.pl/web/klimat/prekonsultacje-w-zkresie-aktualizacji-dokumentow-strategicznych-kpeikpep2040 | The government of Poland is undergoing the drafting process for the Polish Energy Policy 2040 (PEP2040) and NECP. A scenario analysis was conducted to inform this process, which would form the basis of updating national energy policies. Although the consultation process is not finished yet, we take the data from the scenario analysis as a proxy for its updated target. | Installed capacity: p.17, Table 7 Generation: p.20, Table 9
2030 | Coal | generation_twh | 69.36 | Official projections | SCENARIO 3. FOR PRECONSULATION OF THE KPEIK/PEP2040 UPDATE Analysis for the electricity sector, taking into account the change in the political and economic situation after Russia's invasion of Ukraine | The Ministry of Climate and Environment | 2023-06-01 | https://www.gov.pl/web/klimat/prekonsultacje-w-zkresie-aktualizacji-dokumentow-strategicznych-kpeikpep2040 | The government of Poland is undergoing the drafting process for the Polish Energy Policy 2040 (PEP2040) and NECP. A scenario analysis was conducted to inform this process, which would form the basis of updating national energy policies. Although the consultation process is not finished yet, we take the data from the scenario analysis as a proxy for its updated target. | Installed capacity: p.17, Table 7 Generation: p.20, Table 9
2030 | Gas | generation_twh | 29.45 | Official projections | SCENARIO 3. FOR PRECONSULATION OF THE KPEIK/PEP2040 UPDATE Analysis for the electricity sector, taking into account the change in the political and economic situation after Russia's invasion of Ukraine | The Ministry of Climate and Environment | 2023-06-01 | https://www.gov.pl/web/klimat/prekonsultacje-w-zkresie-aktualizacji-dokumentow-strategicznych-kpeikpep2040 | The government of Poland is undergoing the drafting process for the Polish Energy Policy 2040 (PEP2040) and NECP. A scenario analysis was conducted to inform this process, which would form the basis of updating national energy policies. Although the consultation process is not finished yet, we take the data from the scenario analysis as a proxy for its updated target. | Installed capacity: p.17, Table 7 Generation: p.20, Table 9
2030 | Hydro | generation_twh | 2 | Official projections | SCENARIO 3. FOR PRECONSULATION OF THE KPEIK/PEP2040 UPDATE Analysis for the electricity sector, taking into account the change in the political and economic situation after Russia's invasion of Ukraine | The Ministry of Climate and Environment | 2023-06-01 | https://www.gov.pl/web/klimat/prekonsultacje-w-zkresie-aktualizacji-dokumentow-strategicznych-kpeikpep2040 | The government of Poland is undergoing the drafting process for the Polish Energy Policy 2040 (PEP2040) and NECP. A scenario analysis was conducted to inform this process, which would form the basis of updating national energy policies. Although the consultation process is not finished yet, we take the data from the scenario analysis as a proxy for its updated target. | Installed capacity: p.17, Table 7 Generation: p.20, Table 9
2030 | Nuclear | generation_twh | 1.05 | Official projections | SCENARIO 3. FOR PRECONSULATION OF THE KPEIK/PEP2040 UPDATE Analysis for the electricity sector, taking into account the change in the political and economic situation after Russia's invasion of Ukraine | The Ministry of Climate and Environment | 2023-06-01 | https://www.gov.pl/web/klimat/prekonsultacje-w-zkresie-aktualizacji-dokumentow-strategicznych-kpeikpep2040 | The government of Poland is undergoing the drafting process for the Polish Energy Policy 2040 (PEP2040) and NECP. A scenario analysis was conducted to inform this process, which would form the basis of updating national energy policies. Although the consultation process is not finished yet, we take the data from the scenario analysis as a proxy for its updated target. | Installed capacity: p.17, Table 7 Generation: p.20, Table 9
2030 | Offshore Wind | generation_twh | 21.57 | Official projections | SCENARIO 3. FOR PRECONSULATION OF THE KPEIK/PEP2040 UPDATE Analysis for the electricity sector, taking into account the change in the political and economic situation after Russia's invasion of Ukraine | The Ministry of Climate and Environment | 2023-06-01 | https://www.gov.pl/web/klimat/prekonsultacje-w-zkresie-aktualizacji-dokumentow-strategicznych-kpeikpep2040 | The government of Poland is undergoing the drafting process for the Polish Energy Policy 2040 (PEP2040) and NECP. A scenario analysis was conducted to inform this process, which would form the basis of updating national energy policies. Although the consultation process is not finished yet, we take the data from the scenario analysis as a proxy for its updated target. | Installed capacity: p.17, Table 7 Generation: p.20, Table 9
2030 | Onshore Wind | generation_twh | 34.37 | Official projections | SCENARIO 3. FOR PRECONSULATION OF THE KPEIK/PEP2040 UPDATE Analysis for the electricity sector, taking into account the change in the political and economic situation after Russia's invasion of Ukraine | The Ministry of Climate and Environment | 2023-06-01 | https://www.gov.pl/web/klimat/prekonsultacje-w-zkresie-aktualizacji-dokumentow-strategicznych-kpeikpep2040 | The government of Poland is undergoing the drafting process for the Polish Energy Policy 2040 (PEP2040) and NECP. A scenario analysis was conducted to inform this process, which would form the basis of updating national energy policies. Although the consultation process is not finished yet, we take the data from the scenario analysis as a proxy for its updated target. | Installed capacity: p.17, Table 7 Generation: p.20, Table 9
2030 | Other Fossil | generation_twh | 4.43 | Official projections | SCENARIO 3. FOR PRECONSULATION OF THE KPEIK/PEP2040 UPDATE Analysis for the electricity sector, taking into account the change in the political and economic situation after Russia's invasion of Ukraine | The Ministry of Climate and Environment | 2023-06-01 | https://www.gov.pl/web/klimat/prekonsultacje-w-zkresie-aktualizacji-dokumentow-strategicznych-kpeikpep2040 | The government of Poland is undergoing the drafting process for the Polish Energy Policy 2040 (PEP2040) and NECP. A scenario analysis was conducted to inform this process, which would form the basis of updating national energy policies. Although the consultation process is not finished yet, we take the data from the scenario analysis as a proxy for its updated target. | Installed capacity: p.17, Table 7 Generation: p.20, Table 9
2030 | Solar | generation_twh | 25.12 | Official projections | SCENARIO 3. FOR PRECONSULATION OF THE KPEIK/PEP2040 UPDATE Analysis for the electricity sector, taking into account the change in the political and economic situation after Russia's invasion of Ukraine | The Ministry of Climate and Environment | 2023-06-01 | https://www.gov.pl/web/klimat/prekonsultacje-w-zkresie-aktualizacji-dokumentow-strategicznych-kpeikpep2040 | The government of Poland is undergoing the drafting process for the Polish Energy Policy 2040 (PEP2040) and NECP. A scenario analysis was conducted to inform this process, which would form the basis of updating national energy policies. Although the consultation process is not finished yet, we take the data from the scenario analysis as a proxy for its updated target. | Installed capacity: p.17, Table 7 Generation: p.20, Table 9
2030 | Bioenergy | share_of_generation_pct | 5.12 | Official projections | SCENARIO 3. FOR PRECONSULATION OF THE KPEIK/PEP2040 UPDATE Analysis for the electricity sector, taking into account the change in the political and economic situation after Russia's invasion of Ukraine | The Ministry of Climate and Environment | 2023-06-01 | https://www.gov.pl/web/klimat/prekonsultacje-w-zkresie-aktualizacji-dokumentow-strategicznych-kpeikpep2040 | The government of Poland is undergoing the drafting process for the Polish Energy Policy 2040 (PEP2040) and NECP. A scenario analysis was conducted to inform this process, which would form the basis of updating national energy policies. Although the consultation process is not finished yet, we take the data from the scenario analysis as a proxy for its updated target. | Installed capacity: p.17, Table 7 Generation: p.20, Table 9
2030 | Coal | share_of_generation_pct | 35.12 | Official projections | SCENARIO 3. FOR PRECONSULATION OF THE KPEIK/PEP2040 UPDATE Analysis for the electricity sector, taking into account the change in the political and economic situation after Russia's invasion of Ukraine | The Ministry of Climate and Environment | 2023-06-01 | https://www.gov.pl/web/klimat/prekonsultacje-w-zkresie-aktualizacji-dokumentow-strategicznych-kpeikpep2040 | The government of Poland is undergoing the drafting process for the Polish Energy Policy 2040 (PEP2040) and NECP. A scenario analysis was conducted to inform this process, which would form the basis of updating national energy policies. Although the consultation process is not finished yet, we take the data from the scenario analysis as a proxy for its updated target. | Installed capacity: p.17, Table 7 Generation: p.20, Table 9
2030 | Gas | share_of_generation_pct | 14.92 | Official projections | SCENARIO 3. FOR PRECONSULATION OF THE KPEIK/PEP2040 UPDATE Analysis for the electricity sector, taking into account the change in the political and economic situation after Russia's invasion of Ukraine | The Ministry of Climate and Environment | 2023-06-01 | https://www.gov.pl/web/klimat/prekonsultacje-w-zkresie-aktualizacji-dokumentow-strategicznych-kpeikpep2040 | The government of Poland is undergoing the drafting process for the Polish Energy Policy 2040 (PEP2040) and NECP. A scenario analysis was conducted to inform this process, which would form the basis of updating national energy policies. Although the consultation process is not finished yet, we take the data from the scenario analysis as a proxy for its updated target. | Installed capacity: p.17, Table 7 Generation: p.20, Table 9
2030 | Hydro | share_of_generation_pct | 1.01 | Official projections | SCENARIO 3. FOR PRECONSULATION OF THE KPEIK/PEP2040 UPDATE Analysis for the electricity sector, taking into account the change in the political and economic situation after Russia's invasion of Ukraine | The Ministry of Climate and Environment | 2023-06-01 | https://www.gov.pl/web/klimat/prekonsultacje-w-zkresie-aktualizacji-dokumentow-strategicznych-kpeikpep2040 | The government of Poland is undergoing the drafting process for the Polish Energy Policy 2040 (PEP2040) and NECP. A scenario analysis was conducted to inform this process, which would form the basis of updating national energy policies. Although the consultation process is not finished yet, we take the data from the scenario analysis as a proxy for its updated target. | Installed capacity: p.17, Table 7 Generation: p.20, Table 9
2030 | Nuclear | share_of_generation_pct | 0.53 | Official projections | SCENARIO 3. FOR PRECONSULATION OF THE KPEIK/PEP2040 UPDATE Analysis for the electricity sector, taking into account the change in the political and economic situation after Russia's invasion of Ukraine | The Ministry of Climate and Environment | 2023-06-01 | https://www.gov.pl/web/klimat/prekonsultacje-w-zkresie-aktualizacji-dokumentow-strategicznych-kpeikpep2040 | The government of Poland is undergoing the drafting process for the Polish Energy Policy 2040 (PEP2040) and NECP. A scenario analysis was conducted to inform this process, which would form the basis of updating national energy policies. Although the consultation process is not finished yet, we take the data from the scenario analysis as a proxy for its updated target. | Installed capacity: p.17, Table 7 Generation: p.20, Table 9
2030 | Offshore Wind | share_of_generation_pct | 10.92 | Official projections | SCENARIO 3. FOR PRECONSULATION OF THE KPEIK/PEP2040 UPDATE Analysis for the electricity sector, taking into account the change in the political and economic situation after Russia's invasion of Ukraine | The Ministry of Climate and Environment | 2023-06-01 | https://www.gov.pl/web/klimat/prekonsultacje-w-zkresie-aktualizacji-dokumentow-strategicznych-kpeikpep2040 | The government of Poland is undergoing the drafting process for the Polish Energy Policy 2040 (PEP2040) and NECP. A scenario analysis was conducted to inform this process, which would form the basis of updating national energy policies. Although the consultation process is not finished yet, we take the data from the scenario analysis as a proxy for its updated target. | Installed capacity: p.17, Table 7 Generation: p.20, Table 9
2030 | Onshore Wind | share_of_generation_pct | 17.4 | Official projections | SCENARIO 3. FOR PRECONSULATION OF THE KPEIK/PEP2040 UPDATE Analysis for the electricity sector, taking into account the change in the political and economic situation after Russia's invasion of Ukraine | The Ministry of Climate and Environment | 2023-06-01 | https://www.gov.pl/web/klimat/prekonsultacje-w-zkresie-aktualizacji-dokumentow-strategicznych-kpeikpep2040 | The government of Poland is undergoing the drafting process for the Polish Energy Policy 2040 (PEP2040) and NECP. A scenario analysis was conducted to inform this process, which would form the basis of updating national energy policies. Although the consultation process is not finished yet, we take the data from the scenario analysis as a proxy for its updated target. | Installed capacity: p.17, Table 7 Generation: p.20, Table 9
2030 | Other Fossil | share_of_generation_pct | 2.24 | Official projections | SCENARIO 3. FOR PRECONSULATION OF THE KPEIK/PEP2040 UPDATE Analysis for the electricity sector, taking into account the change in the political and economic situation after Russia's invasion of Ukraine | The Ministry of Climate and Environment | 2023-06-01 | https://www.gov.pl/web/klimat/prekonsultacje-w-zkresie-aktualizacji-dokumentow-strategicznych-kpeikpep2040 | The government of Poland is undergoing the drafting process for the Polish Energy Policy 2040 (PEP2040) and NECP. A scenario analysis was conducted to inform this process, which would form the basis of updating national energy policies. Although the consultation process is not finished yet, we take the data from the scenario analysis as a proxy for its updated target. | Installed capacity: p.17, Table 7 Generation: p.20, Table 9
2030 | Solar | share_of_generation_pct | 12.72 | Official projections | SCENARIO 3. FOR PRECONSULATION OF THE KPEIK/PEP2040 UPDATE Analysis for the electricity sector, taking into account the change in the political and economic situation after Russia's invasion of Ukraine | The Ministry of Climate and Environment | 2023-06-01 | https://www.gov.pl/web/klimat/prekonsultacje-w-zkresie-aktualizacji-dokumentow-strategicznych-kpeikpep2040 | The government of Poland is undergoing the drafting process for the Polish Energy Policy 2040 (PEP2040) and NECP. A scenario analysis was conducted to inform this process, which would form the basis of updating national energy policies. Although the consultation process is not finished yet, we take the data from the scenario analysis as a proxy for its updated target. | Installed capacity: p.17, Table 7 Generation: p.20, Table 9

## Veda
[12 empty] | 1.5 |  | 0.2
model_fuel | ember_min | ember_max | irena_min | irena_max
bioenergy | 71.39% | 553.2% | 71.88% | 553.8% |  | ~UC_Sets: R_E: AllRegions
coal | 36.6% | 56.77%
gas | 40.65% | 98.22%
hydro | 19.6% | 35.46% | 11.4% | 21.56% | ~UC_T: UC_CAP~LO | [10 empty] | ~UC_T: UC_CAP~UP
nuclear |  |  |  |  | UC_N | pset_ci | pset_co | UC_ACT | UC_CAP | 2022 | 2030 | UC_RHSRT | UC_RHSRT~0 |  |  | UC_N | pset_ci | UC_ACT | UC_CAP | 2050 | UC_RHSRT | UC_RHSRT~0
oil | 178.8% | 356.7% | 0.7044% | 1.251% | UCE_max coal fleet utilization | coal | -CO2Captured,-co2[_]* | -0.11416 |  | 0.56773 | 0.85159 | 0 | 3 |  |  | UCE_min coal fleet utilization | coal | -0.11416 | 0.366 | 0.0732 | 0 | 3
solar | 3.805% | 9.282% | 1.8% | 10.02% | UCE_max gas fleet utilization | gas | -CO2Captured,-co2[_]* | -0.11416 |  | 0.98224 | 0.95 | 0 | 3 |  |  | UCE_min gas fleet utilization | gas | -0.11416 | 0.40652 | 0.081304 | 0 | 3
windon | 5.708% | 39.95% | 8.411% | 40.62% | UCE_max gas fleet utilization | nuclear | -CO2Captured,-co2[_]* | -0.11416 |  | 0 | 0 | 0 | 3 |  |  | UCE_min oil fleet utilization | oil | -0.11416 | 1.7884 | 0.35769 | 0 | 3
~UC_T: 2050
[5 empty] | UC_N | pset_ci | pset_co | UC_ACT | UC_CAP | 2022 | 2050 | UC_RHSRT | UC_RHSRT~0
[5 empty] | UCE_max nuclear capacity | nuclear |  |  | 1 |  |  | 0 | 3 |  | 2.5 | X base-year nuclear capacity

## buildrates
BUILD RATE ASSUMPTIONS
| iso | Solar Low | Solar High | Wind Low | Wind High | Hydro Low | Hydro High | Nuclear Low | Nuclear High
| POL | 8 | 15 | 5 | 10 | 0.05 | 0.1 | 2 | 4
~UC_Sets: R_E: AllRegions
~UC_T: uc_rhsrt
* | uc_n | pset_ci | uc_attr | uc_ncap | 2025 | 2040 | 0
solar | uce_buildrate_solar | solar | ncap,buildup | 1 | 8 | 15 | 4
wind | uce_buildrate_wind | wind* | ncap,buildup | 1 | 5 | 10 | 4
hydro | uce_buildrate_hydro | hydro | ncap,buildup | 1 | 0.05 | 0.1 | 4
nuclear | uce_buildrate_nuclear | nuclear | ncap,buildup | 1 | 2 | 4 | 4

## historical_data_long
model_fuel | Year | Unit | Value
coal | 2000 | TWh | 135.89
gas | 2000 | TWh | 0.93
hydro | 2000 | TWh | 2.11
nuclear | 2000 | TWh | 0
oil | 2000 | TWh | 4.03
coal | 2001 | TWh | 134.97
gas | 2001 | TWh | 1.36
hydro | 2001 | TWh | 2.33
nuclear | 2001 | TWh | 0
oil | 2001 | TWh | 4.61
coal | 2002 | TWh | 132.94
gas | 2002 | TWh | 2.2
hydro | 2002 | TWh | 2.28
nuclear | 2002 | TWh | 0
oil | 2002 | TWh | 4.58
coal | 2003 | TWh | 140.66
gas | 2003 | TWh | 2.42
hydro | 2003 | TWh | 1.67
nuclear | 2003 | TWh | 0
oil | 2003 | TWh | 4.68
coal | 2004 | TWh | 141.12
gas | 2004 | TWh | 3.22
hydro | 2004 | TWh | 2.08
nuclear | 2004 | TWh | 0
oil | 2004 | TWh | 5
coal | 2005 | TWh | 141.88
gas | 2005 | TWh | 5.16
hydro | 2005 | TWh | 2.2
nuclear | 2005 | TWh | 0
oil | 2005 | TWh | 4.4
coal | 2006 | TWh | 147.01
gas | 2006 | TWh | 4.58
hydro | 2006 | TWh | 2.04
nuclear | 2006 | TWh | 0
oil | 2006 | TWh | 4.82
coal | 2007 | TWh | 144.01
gas | 2007 | TWh | 4.48
hydro | 2007 | TWh | 2.35
nuclear | 2007 | TWh | 0
oil | 2007 | TWh | 4.6
coal | 2008 | TWh | 138.89
gas | 2008 | TWh | 4.68
hydro | 2008 | TWh | 2.15
nuclear | 2008 | TWh | 0
oil | 2008 | TWh | 4.32
coal | 2009 | TWh | 133.38
gas | 2009 | TWh | 4.79
hydro | 2009 | TWh | 2.38
nuclear | 2009 | TWh | 0
oil | 2009 | TWh | 4
coal | 2010 | TWh | 136.51
gas | 2010 | TWh | 4.8
hydro | 2010 | TWh | 2.92
nuclear | 2010 | TWh | 0
oil | 2010 | TWh | 4.58
coal | 2011 | TWh | 139.76
gas | 2011 | TWh | 5.82
hydro | 2011 | TWh | 2.33
nuclear | 2011 | TWh | 0
oil | 2011 | TWh | 4.16
coal | 2012 | TWh | 134.57
gas | 2012 | TWh | 6.26
hydro | 2012 | TWh | 2.04
nuclear | 2012 | TWh | 0
oil | 2012 | TWh | 3.77
coal | 2013 | TWh | 137.72
gas | 2013 | TWh | 5.27
hydro | 2013 | TWh | 2.44
nuclear | 2013 | TWh | 0
oil | 2013 | TWh | 3.73
coal | 2014 | TWh | 129.52
gas | 2014 | TWh | 5.33
hydro | 2014 | TWh | 2.18
nuclear | 2014 | TWh | 0
oil | 2014 | TWh | 3.65
coal | 2015 | TWh | 130.52
gas | 2015 | TWh | 6.39
hydro | 2015 | TWh | 1.83
nuclear | 2015 | TWh | 0
oil | 2015 | TWh | 4.7
coal | 2016 | TWh | 130.32
gas | 2016 | TWh | 7.83
hydro | 2016 | TWh | 2.14
nuclear | 2016 | TWh | 0
oil | 2016 | TWh | 5.04
coal | 2017 | TWh | 131.16
gas | 2017 | TWh | 10.03
hydro | 2017 | TWh | 2.56
nuclear | 2017 | TWh | 0
oil | 2017 | TWh | 4.59
coal | 2018 | TWh | 130.56
gas | 2018 | TWh | 12.63
hydro | 2018 | TWh | 1.97
nuclear | 2018 | TWh | 0
oil | 2018 | TWh | 4.62
coal | 2019 | TWh | 118.14
gas | 2019 | TWh | 14.8
hydro | 2019 | TWh | 1.96
nuclear | 2019 | TWh | 0
oil | 2019 | TWh | 4.82
coal | 2020 | TWh | 107.4
gas | 2020 | TWh | 17.29
hydro | 2020 | TWh | 2.12
nuclear | 2020 | TWh | 0
oil | 2020 | TWh | 4.23
coal | 2021 | TWh | 127.57
gas | 2021 | TWh | 15.82
hydro | 2021 | TWh | 2.34
nuclear | 2021 | TWh | 0
oil | 2021 | TWh | 4.84
coal | 2022 | TWh | 124.73
gas | 2022 | TWh | 11.36
hydro | 2022 | TWh | 1.97
nuclear | 2022 | TWh | 0
oil | 2022 | TWh | 4.82
coal | 2023 | TWh | 98.85
gas | 2023 | TWh | 16.49
hydro | 2023 | TWh | 2.41
nuclear | 2023 | TWh | 0
oil | 2023 | TWh | 4.32
coal | 2024 | TWh | 93.5
gas | 2024 | TWh | 20.46
hydro | 2024 | TWh | 2.11
nuclear | 2024 | TWh | 0
oil | 2024 | TWh | 4.55
coal | 2025 | TWh | 87.4
gas | 2025 | TWh | 24.81
hydro | 2025 | TWh | 1.7
nuclear | 2025 | TWh | 0
oil | 2025 | TWh | 6.43
coal | 2000 | GW | 29.16
gas | 2000 | GW | 0.23
hydro | 2000 | GW | 0.82
nuclear | 2000 | GW | 0
oil | 2000 | GW | 0.16
coal | 2001 | GW | 29.16
gas | 2001 | GW | 0.23
hydro | 2001 | GW | 0.87
nuclear | 2001 | GW | 0
oil | 2001 | GW | 0.16
coal | 2002 | GW | 29.51
gas | 2002 | GW | 0.5
hydro | 2002 | GW | 0.84
nuclear | 2002 | GW | 0
oil | 2002 | GW | 0.16
coal | 2003 | GW | 29.56
gas | 2003 | GW | 0.6
hydro | 2003 | GW | 0.87
nuclear | 2003 | GW | 0
oil | 2003 | GW | 0.16
coal | 2004 | GW | 29.56
gas | 2004 | GW | 0.8
hydro | 2004 | GW | 0.88
nuclear | 2004 | GW | 0
oil | 2004 | GW | 0.16
coal | 2005 | GW | 29.56
gas | 2005 | GW | 0.8
hydro | 2005 | GW | 0.92
nuclear | 2005 | GW | 0
oil | 2005 | GW | 0.16
coal | 2006 | GW | 29.56
gas | 2006 | GW | 0.8
hydro | 2006 | GW | 0.93
nuclear | 2006 | GW | 0
oil | 2006 | GW | 0.16
coal | 2007 | GW | 29.5
gas | 2007 | GW | 0.8
hydro | 2007 | GW | 0.92
nuclear | 2007 | GW | 0
oil | 2007 | GW | 0.2
coal | 2008 | GW | 29.9
gas | 2008 | GW | 0.82
hydro | 2008 | GW | 0.93
nuclear | 2008 | GW | 0
oil | 2008 | GW | 0.2
coal | 2009 | GW | 30.12
gas | 2009 | GW | 0.82
hydro | 2009 | GW | 0.93
nuclear | 2009 | GW | 0
oil | 2009 | GW | 0.2
coal | 2010 | GW | 29.98
gas | 2010 | GW | 0.82
hydro | 2010 | GW | 0.94
nuclear | 2010 | GW | 0
oil | 2010 | GW | 0.2
coal | 2011 | GW | 30.62
gas | 2011 | GW | 0.82
hydro | 2011 | GW | 0.94
nuclear | 2011 | GW | 0
oil | 2011 | GW | 0.2
coal | 2012 | GW | 29.83
gas | 2012 | GW | 0.86
hydro | 2012 | GW | 0.94
nuclear | 2012 | GW | 0
oil | 2012 | GW | 0.2
coal | 2013 | GW | 29.38
gas | 2013 | GW | 0.86
hydro | 2013 | GW | 0.95
nuclear | 2013 | GW | 0
oil | 2013 | GW | 0.2
coal | 2014 | GW | 29
gas | 2014 | GW | 0.91
hydro | 2014 | GW | 0.96
nuclear | 2014 | GW | 0
oil | 2014 | GW | 0.2
coal | 2015 | GW | 28.76
gas | 2015 | GW | 0.91
hydro | 2015 | GW | 0.96
nuclear | 2015 | GW | 0
oil | 2015 | GW | 0.27
coal | 2016 | GW | 28.58
gas | 2016 | GW | 0.91
hydro | 2016 | GW | 0.97
nuclear | 2016 | GW | 0
oil | 2016 | GW | 0.27
coal | 2017 | GW | 29.06
gas | 2017 | GW | 1.62
hydro | 2017 | GW | 0.97
nuclear | 2017 | GW | 0
oil | 2017 | GW | 0.27
coal | 2018 | GW | 29.21
gas | 2018 | GW | 2.25
hydro | 2018 | GW | 0.97
nuclear | 2018 | GW | 0
oil | 2018 | GW | 0.27
coal | 2019 | GW | 30.3
gas | 2019 | GW | 2.25
hydro | 2019 | GW | 0.97
nuclear | 2019 | GW | 0
oil | 2019 | GW | 0.27
coal | 2020 | GW | 29.41
gas | 2020 | GW | 2.7
hydro | 2020 | GW | 0.98
nuclear | 2020 | GW | 0
oil | 2020 | GW | 0.27
coal | 2021 | GW | 29.14
gas | 2021 | GW | 3.19
hydro | 2021 | GW | 0.97
nuclear | 2021 | GW | 0
oil | 2021 | GW | 0.27
coal | 2022 | GW | 29.07
gas | 2022 | GW | 3.19
hydro | 2022 | GW | 0.98
nuclear | 2022 | GW | 0
oil | 2022 | GW | 0.27
coal | 2023 | GW | 28.62
gas | 2023 | GW | 3.19
hydro | 2023 | GW | 0.99
nuclear | 2023 | GW | 0
oil | 2023 | GW | 0.27
coal | 2024 | GW | 27.93
gas | 2024 | GW | 4.68
hydro | 2024 | GW | 0.99
nuclear | 2024 | GW | 0
oil | 2024 | GW | 0.27
coal | 2025 | GW | 27.26
gas | 2025 | GW | 4.93
hydro | 2025 | GW | 0.99
nuclear | 2025 | GW | 0
oil | 2025 | GW | 0.27
bioenergy | 2000 | mtCO2 | 0.05
coal | 2000 | mtCO2 | 133.55
gas | 2000 | mtCO2 | 0.38
hydro | 2000 | mtCO2 | 0.05
nuclear | 2000 | mtCO2 | 0
oil | 2000 | mtCO2 | 2.65
bioenergy | 2000 | mtCO2 | 0
solar | 2000 | mtCO2 | 0
windon | 2000 | mtCO2 | 0
bioenergy | 2001 | mtCO2 | 0.1
coal | 2001 | mtCO2 | 132.73
gas | 2001 | mtCO2 | 0.55
hydro | 2001 | mtCO2 | 0.06
nuclear | 2001 | mtCO2 | 0
oil | 2001 | mtCO2 | 3.03
bioenergy | 2001 | mtCO2 | 0
solar | 2001 | mtCO2 | 0
windon | 2001 | mtCO2 | 0
bioenergy | 2002 | mtCO2 | 0.09
coal | 2002 | mtCO2 | 130.69
gas | 2002 | mtCO2 | 0.9
hydro | 2002 | mtCO2 | 0.05
nuclear | 2002 | mtCO2 | 0
oil | 2002 | mtCO2 | 3.01
bioenergy | 2002 | mtCO2 | 0
solar | 2002 | mtCO2 | 0
windon | 2002 | mtCO2 | 0
bioenergy | 2003 | mtCO2 | 0.1
coal | 2003 | mtCO2 | 138.27
gas | 2003 | mtCO2 | 0.99
hydro | 2003 | mtCO2 | 0.04
nuclear | 2003 | mtCO2 | 0
oil | 2003 | mtCO2 | 3.08
bioenergy | 2003 | mtCO2 | 0
solar | 2003 | mtCO2 | 0
windon | 2003 | mtCO2 | 0
bioenergy | 2004 | mtCO2 | 0.21
coal | 2004 | mtCO2 | 138.72
gas | 2004 | mtCO2 | 1.31
hydro | 2004 | mtCO2 | 0.05
nuclear | 2004 | mtCO2 | 0
oil | 2004 | mtCO2 | 3.29
bioenergy | 2004 | mtCO2 | 0
solar | 2004 | mtCO2 | 0
windon | 2004 | mtCO2 | 0
bioenergy | 2005 | mtCO2 | 0.33
coal | 2005 | mtCO2 | 139.38
gas | 2005 | mtCO2 | 2.11
hydro | 2005 | mtCO2 | 0.05
nuclear | 2005 | mtCO2 | 0
oil | 2005 | mtCO2 | 2.9
bioenergy | 2005 | mtCO2 | 0
solar | 2005 | mtCO2 | 0
windon | 2005 | mtCO2 | 0
bioenergy | 2006 | mtCO2 | 0.43
coal | 2006 | mtCO2 | 144.24
gas | 2006 | mtCO2 | 1.87
hydro | 2006 | mtCO2 | 0.05
nuclear | 2006 | mtCO2 | 0
oil | 2006 | mtCO2 | 3.17
bioenergy | 2006 | mtCO2 | 0
solar | 2006 | mtCO2 | 0
windon | 2006 | mtCO2 | 0
bioenergy | 2007 | mtCO2 | 0.55
coal | 2007 | mtCO2 | 141.22
gas | 2007 | mtCO2 | 1.83
hydro | 2007 | mtCO2 | 0.06
nuclear | 2007 | mtCO2 | 0
oil | 2007 | mtCO2 | 3.03
bioenergy | 2007 | mtCO2 | 0
solar | 2007 | mtCO2 | 0
windon | 2007 | mtCO2 | 0.01
bioenergy | 2008 | mtCO2 | 0.78
coal | 2008 | mtCO2 | 136.32
gas | 2008 | mtCO2 | 1.91
hydro | 2008 | mtCO2 | 0.05
nuclear | 2008 | mtCO2 | 0
oil | 2008 | mtCO2 | 2.84
bioenergy | 2008 | mtCO2 | 0
solar | 2008 | mtCO2 | 0
windon | 2008 | mtCO2 | 0.01
bioenergy | 2009 | mtCO2 | 1.13
coal | 2009 | mtCO2 | 130.72
gas | 2009 | mtCO2 | 1.95
hydro | 2009 | mtCO2 | 0.06
nuclear | 2009 | mtCO2 | 0
oil | 2009 | mtCO2 | 2.63
bioenergy | 2009 | mtCO2 | 0
solar | 2009 | mtCO2 | 0
windon | 2009 | mtCO2 | 0.01
bioenergy | 2010 | mtCO2 | 1.36
coal | 2010 | mtCO2 | 133.58
gas | 2010 | mtCO2 | 1.96
hydro | 2010 | mtCO2 | 0.07
nuclear | 2010 | mtCO2 | 0
oil | 2010 | mtCO2 | 3.01
bioenergy | 2010 | mtCO2 | 0
solar | 2010 | mtCO2 | 0
windon | 2010 | mtCO2 | 0.02
bioenergy | 2011 | mtCO2 | 1.64
coal | 2011 | mtCO2 | 136.74
gas | 2011 | mtCO2 | 2.38
hydro | 2011 | mtCO2 | 0.06
nuclear | 2011 | mtCO2 | 0
oil | 2011 | mtCO2 | 2.74
bioenergy | 2011 | mtCO2 | 0
solar | 2011 | mtCO2 | 0
windon | 2011 | mtCO2 | 0.04
bioenergy | 2012 | mtCO2 | 2.18
coal | 2012 | mtCO2 | 131.68
gas | 2012 | mtCO2 | 2.55
hydro | 2012 | mtCO2 | 0.05
nuclear | 2012 | mtCO2 | 0
oil | 2012 | mtCO2 | 2.48
bioenergy | 2012 | mtCO2 | 0
solar | 2012 | mtCO2 | 0
windon | 2012 | mtCO2 | 0.06
bioenergy | 2013 | mtCO2 | 1.86
coal | 2013 | mtCO2 | 134.79
gas | 2013 | mtCO2 | 2.15
hydro | 2013 | mtCO2 | 0.06
nuclear | 2013 | mtCO2 | 0
oil | 2013 | mtCO2 | 2.45
bioenergy | 2013 | mtCO2 | 0
solar | 2013 | mtCO2 | 0
windon | 2013 | mtCO2 | 0.07
bioenergy | 2014 | mtCO2 | 2.16
coal | 2014 | mtCO2 | 126.78
gas | 2014 | mtCO2 | 2.18
hydro | 2014 | mtCO2 | 0.05
nuclear | 2014 | mtCO2 | 0
oil | 2014 | mtCO2 | 2.4
bioenergy | 2014 | mtCO2 | 0
solar | 2014 | mtCO2 | 0
windon | 2014 | mtCO2 | 0.09
bioenergy | 2015 | mtCO2 | 2.15
coal | 2015 | mtCO2 | 127.71
gas | 2015 | mtCO2 | 2.61
hydro | 2015 | mtCO2 | 0.04
nuclear | 2015 | mtCO2 | 0
oil | 2015 | mtCO2 | 3.09
bioenergy | 2015 | mtCO2 | 0
solar | 2015 | mtCO2 | 0
windon | 2015 | mtCO2 | 0.13
bioenergy | 2016 | mtCO2 | 1.72
coal | 2016 | mtCO2 | 127.43
gas | 2016 | mtCO2 | 3.2
hydro | 2016 | mtCO2 | 0.05
nuclear | 2016 | mtCO2 | 0
oil | 2016 | mtCO2 | 3.32
bioenergy | 2016 | mtCO2 | 0
solar | 2016 | mtCO2 | 0.01
windon | 2016 | mtCO2 | 0.15
bioenergy | 2017 | mtCO2 | 1.4
coal | 2017 | mtCO2 | 128.11
gas | 2017 | mtCO2 | 4.09
hydro | 2017 | mtCO2 | 0.06
nuclear | 2017 | mtCO2 | 0
oil | 2017 | mtCO2 | 3.02
bioenergy | 2017 | mtCO2 | 0
solar | 2017 | mtCO2 | 0.01
windon | 2017 | mtCO2 | 0.18
bioenergy | 2018 | mtCO2 | 1.42
coal | 2018 | mtCO2 | 127.24
gas | 2018 | mtCO2 | 5.15
hydro | 2018 | mtCO2 | 0.05
nuclear | 2018 | mtCO2 | 0
oil | 2018 | mtCO2 | 3.04
bioenergy | 2018 | mtCO2 | 0
solar | 2018 | mtCO2 | 0.01
windon | 2018 | mtCO2 | 0.16
bioenergy | 2019 | mtCO2 | 1.66
coal | 2019 | mtCO2 | 114.81
gas | 2019 | mtCO2 | 6.04
hydro | 2019 | mtCO2 | 0.05
nuclear | 2019 | mtCO2 | 0
oil | 2019 | mtCO2 | 3.17
bioenergy | 2019 | mtCO2 | 0
solar | 2019 | mtCO2 | 0.03
windon | 2019 | mtCO2 | 0.19
bioenergy | 2020 | mtCO2 | 1.81
coal | 2020 | mtCO2 | 104.04
gas | 2020 | mtCO2 | 7.06
hydro | 2020 | mtCO2 | 0.05
nuclear | 2020 | mtCO2 | 0
oil | 2020 | mtCO2 | 2.78
bioenergy | 2020 | mtCO2 | 0
solar | 2020 | mtCO2 | 0.09
windon | 2020 | mtCO2 | 0.19
bioenergy | 2021 | mtCO2 | 1.74
coal | 2021 | mtCO2 | 123.4
gas | 2021 | mtCO2 | 6.46
hydro | 2021 | mtCO2 | 0.06
nuclear | 2021 | mtCO2 | 0
oil | 2021 | mtCO2 | 3.18
bioenergy | 2021 | mtCO2 | 0
solar | 2021 | mtCO2 | 0.19
windon | 2021 | mtCO2 | 0.2
bioenergy | 2022 | mtCO2 | 1.65
coal | 2022 | mtCO2 | 120.69
gas | 2022 | mtCO2 | 4.64
hydro | 2022 | mtCO2 | 0.05
nuclear | 2022 | mtCO2 | 0
oil | 2022 | mtCO2 | 3.17
bioenergy | 2022 | mtCO2 | 0
solar | 2022 | mtCO2 | 0.39
windon | 2022 | mtCO2 | 0.24
bioenergy | 2023 | mtCO2 | 1.76
coal | 2023 | mtCO2 | 95.51
gas | 2023 | mtCO2 | 6.73
hydro | 2023 | mtCO2 | 0.06
nuclear | 2023 | mtCO2 | 0
oil | 2023 | mtCO2 | 2.84
bioenergy | 2023 | mtCO2 | 0
solar | 2023 | mtCO2 | 0.53
windon | 2023 | mtCO2 | 0.3
bioenergy | 2024 | mtCO2 | 1.72
coal | 2024 | mtCO2 | 90.44
gas | 2024 | mtCO2 | 8.35
hydro | 2024 | mtCO2 | 0.05
nuclear | 2024 | mtCO2 | 0
oil | 2024 | mtCO2 | 2.99
bioenergy | 2024 | mtCO2 | 0
solar | 2024 | mtCO2 | 0.84
windon | 2024 | mtCO2 | 0.32
bioenergy | 2025 | mtCO2 | 1.83
coal | 2025 | mtCO2 | 84.51
gas | 2025 | mtCO2 | 10.12
hydro | 2025 | mtCO2 | 0.04
nuclear | 2025 | mtCO2 | 0
oil | 2025 | mtCO2 | 4.23
bioenergy | 2025 | mtCO2 | 0.01
solar | 2025 | mtCO2 | 0.93
windon | 2025 | mtCO2 | 0.29
solar | 2011 | GW | 0.00111
solar | 2012 | GW | 0.0013
solar | 2013 | GW | 0.002393
solar | 2014 | GW | 0.026144
solar | 2015 | GW | 0.10279
solar | 2016 | GW | 0.17824
solar | 2017 | GW | 0.27709
solar | 2018 | GW | 0.53598
solar | 2019 | GW | 1.4953
solar | 2020 | GW | 3.795
solar | 2021 | GW | 7.0905
solar | 2022 | GW | 11.0631
solar | 2023 | GW | 16.4275
solar | 2024 | GW | 20.1991
solar | 2011 | TWh | 0.000175
solar | 2012 | TWh | 0.001141
solar | 2013 | TWh | 0.001482
solar | 2014 | TWh | 0.006891
solar | 2015 | TWh | 0.056639
solar | 2016 | TWh | 0.12387
solar | 2017 | TWh | 0.16546
solar | 2018 | TWh | 0.30049
solar | 2019 | TWh | 0.71067
solar | 2020 | TWh | 1.9579
solar | 2021 | TWh | 3.9344
solar | 2022 | TWh | 8.3097
solar | 2023 | TWh | 11.1071
windon | 2000 | GW | 0.004
windon | 2001 | GW | 0.019
windon | 2002 | GW | 0.032
windon | 2003 | GW | 0.035
windon | 2004 | GW | 0.04
windon | 2005 | GW | 0.121
windon | 2006 | GW | 0.172
windon | 2007 | GW | 0.306
windon | 2008 | GW | 0.526
windon | 2009 | GW | 0.709
windon | 2010 | GW | 1.108
windon | 2011 | GW | 1.8
windon | 2012 | GW | 2.564
windon | 2013 | GW | 3.429
windon | 2014 | GW | 3.836
windon | 2015 | GW | 4.886
windon | 2016 | GW | 5.747
windon | 2017 | GW | 5.7594
windon | 2018 | GW | 5.7661
windon | 2019 | GW | 5.8378
windon | 2020 | GW | 6.2983
windon | 2021 | GW | 6.9673
windon | 2022 | GW | 8.1502
windon | 2023 | GW | 9.3433
windon | 2024 | GW | 10.0593
windon | 2000 | TWh | 0.005
windon | 2001 | TWh | 0.014
windon | 2002 | TWh | 0.061
windon | 2003 | TWh | 0.124
windon | 2004 | TWh | 0.14232
windon | 2005 | TWh | 0.13547
windon | 2006 | TWh | 0.25608
windon | 2007 | TWh | 0.52158
windon | 2008 | TWh | 0.8368
windon | 2009 | TWh | 1.0773
windon | 2010 | TWh | 1.6643
windon | 2011 | TWh | 3.2045
windon | 2012 | TWh | 4.7466
windon | 2013 | TWh | 6.0038
windon | 2014 | TWh | 7.6756
windon | 2015 | TWh | 10.8584
windon | 2016 | TWh | 12.5876
windon | 2017 | TWh | 14.909
windon | 2018 | TWh | 12.7988
windon | 2019 | TWh | 15.1068
windon | 2020 | TWh | 15.8
windon | 2021 | TWh | 16.2335
windon | 2022 | TWh | 19.7795
windon | 2023 | TWh | 24.1764
bioenergy | 2000 | GW | 0.009
bioenergy | 2001 | GW | 0.012
bioenergy | 2002 | GW | 0.014
bioenergy | 2003 | GW | 0.017
bioenergy | 2004 | GW | 0.024
bioenergy | 2005 | GW | 0.03
bioenergy | 2006 | GW | 0.032
bioenergy | 2007 | GW | 0.04
bioenergy | 2008 | GW | 0.052
bioenergy | 2009 | GW | 0.068
bioenergy | 2010 | GW | 0.081
bioenergy | 2011 | GW | 0.102
bioenergy | 2012 | GW | 0.128
bioenergy | 2013 | GW | 0.153
bioenergy | 2014 | GW | 0.187
bioenergy | 2015 | GW | 0.216
bioenergy | 2016 | GW | 0.225
bioenergy | 2017 | GW | 0.22922
bioenergy | 2018 | GW | 0.22545
bioenergy | 2019 | GW | 0.23286
bioenergy | 2020 | GW | 0.261
bioenergy | 2021 | GW | 0.2508
bioenergy | 2022 | GW | 0.27756
bioenergy | 2023 | GW | 0.27556
bioenergy | 2024 | GW | 0.27556
bioenergy | 2009 | GW | 0.0004
bioenergy | 2010 | GW | 0.0004
bioenergy | 2011 | GW | 0.0004
bioenergy | 2012 | GW | 0.0004
bioenergy | 2013 | GW | 0.0004
bioenergy | 2014 | GW | 0.0004
bioenergy | 2015 | GW | 0.0004
bioenergy | 2016 | GW | 0.0004
bioenergy | 2017 | GW | 0.0004
bioenergy | 2018 | GW | 0.0004
bioenergy | 2019 | GW | 0.0004
bioenergy | 2020 | GW | 0.0004
bioenergy | 2021 | GW | 0.0004
bioenergy | 2022 | GW | 0.0004
bioenergy | 2023 | GW | 0.0004
bioenergy | 2024 | GW | 0.0004
bioenergy | 2015 | GW | 0.0075
bioenergy | 2016 | GW | 0.022
bioenergy | 2017 | GW | 0.0296
bioenergy | 2018 | GW | 0.043296
bioenergy | 2019 | GW | 0.0453
bioenergy | 2020 | GW | 0.04975
bioenergy | 2021 | GW | 0.0453
bioenergy | 2022 | GW | 0.0453
bioenergy | 2023 | GW | 0.0453
bioenergy | 2024 | GW | 0.0453
bioenergy | 2000 | GW | 0.007
bioenergy | 2001 | GW | 0.015
bioenergy | 2002 | GW | 0.015
bioenergy | 2003 | GW | 0.024
bioenergy | 2004 | GW | 0.024
bioenergy | 2005 | GW | 0.025
bioenergy | 2006 | GW | 0.025
bioenergy | 2007 | GW | 0.033
bioenergy | 2008 | GW | 0.04
bioenergy | 2009 | GW | 0.042
bioenergy | 2010 | GW | 0.053
bioenergy | 2011 | GW | 0.175
bioenergy | 2012 | GW | 0.455
bioenergy | 2013 | GW | 0.582
bioenergy | 2014 | GW | 0.629
bioenergy | 2015 | GW | 0.737
bioenergy | 2016 | GW | 0.727
bioenergy | 2017 | GW | 0.70877
bioenergy | 2018 | GW | 0.73516
bioenergy | 2019 | GW | 0.73178
bioenergy | 2020 | GW | 0.7342
bioenergy | 2021 | GW | 0.80318
bioenergy | 2022 | GW | 0.89419
bioenergy | 2023 | GW | 0.85503
bioenergy | 2024 | GW | 0.85503
bioenergy | 2000 | TWh | 0.031
bioenergy | 2001 | TWh | 0.042
bioenergy | 2002 | TWh | 0.048
bioenergy | 2003 | TWh | 0.056
bioenergy | 2004 | TWh | 0.086
bioenergy | 2005 | TWh | 0.111
bioenergy | 2006 | TWh | 0.16
bioenergy | 2007 | TWh | 0.196
bioenergy | 2008 | TWh | 0.255
bioenergy | 2009 | TWh | 0.319
bioenergy | 2010 | TWh | 0.398
bioenergy | 2011 | TWh | 0.451
bioenergy | 2012 | TWh | 0.565
bioenergy | 2013 | TWh | 0.69
bioenergy | 2014 | TWh | 0.816
bioenergy | 2015 | TWh | 0.906
bioenergy | 2016 | TWh | 1.027
bioenergy | 2017 | TWh | 1.0964
bioenergy | 2018 | TWh | 1.1276
bioenergy | 2019 | TWh | 1.135
bioenergy | 2020 | TWh | 1.2339
bioenergy | 2021 | TWh | 1.3073
bioenergy | 2022 | TWh | 1.3942
bioenergy | 2023 | TWh | 1.4824
bioenergy | 2005 | TWh | 0.000598
bioenergy | 2006 | TWh | 0.006485
bioenergy | 2007 | TWh | 0.045852
bioenergy | 2008 | TWh | 0.050356
bioenergy | 2009 | TWh | 0.068486
bioenergy | 2010 | TWh | 0.21677
bioenergy | 2011 | TWh | 0.15721
bioenergy | 2012 | TWh | 0.14222
bioenergy | 2013 | TWh | 0.087716
bioenergy | 2014 | TWh | 0.088201
bioenergy | 2015 | TWh | 0.13018
bioenergy | 2016 | TWh | 0.029
bioenergy | 2017 | TWh | 0.0356
bioenergy | 2018 | TWh | 0.0356
bioenergy | 2019 | TWh | 0.0356
bioenergy | 2020 | TWh | 0.0356
bioenergy | 2021 | TWh | 0.0356
bioenergy | 2022 | TWh | 0.0356
bioenergy | 2023 | TWh | 0.0356
bioenergy | 2016 | TWh | 0.012
bioenergy | 2017 | TWh | 0.080668
bioenergy | 2018 | TWh | 0.085023
bioenergy | 2019 | TWh | 0.10483
bioenergy | 2020 | TWh | 0.18179
bioenergy | 2021 | TWh | 0.35381
bioenergy | 2022 | TWh | 0.30163
bioenergy | 2023 | TWh | 0.30376
bioenergy | 2000 | TWh | 0.19
bioenergy | 2001 | TWh | 0.402
bioenergy | 2002 | TWh | 0.379
bioenergy | 2003 | TWh | 0.399
bioenergy | 2004 | TWh | 0.897
bioenergy | 2005 | TWh | 1.4
bioenergy | 2006 | TWh | 1.833
bioenergy | 2007 | TWh | 2.36
bioenergy | 2008 | TWh | 3.364
bioenergy | 2009 | TWh | 4.904
bioenergy | 2010 | TWh | 5.905
bioenergy | 2011 | TWh | 7.149
bioenergy | 2012 | TWh | 9.529
bioenergy | 2013 | TWh | 7.932
bioenergy | 2014 | TWh | 9.161
bioenergy | 2015 | TWh | 9.026
bioenergy | 2016 | TWh | 6.913
bioenergy | 2017 | TWh | 5.3086
bioenergy | 2018 | TWh | 5.3332
bioenergy | 2019 | TWh | 6.4412
bioenergy | 2020 | TWh | 6.9328
bioenergy | 2021 | TWh | 6.398
bioenergy | 2022 | TWh | 5.9341
bioenergy | 2023 | TWh | 6.3742
Export | 2000 | TWh | 9.7
Import | 2000 | TWh | 3.3
Export | 2001 | TWh | 11
Import | 2001 | TWh | 4.3
Export | 2002 | TWh | 11.5
Import | 2002 | TWh | 4.5
Export | 2003 | TWh | 15.1
Import | 2003 | TWh | 5
Export | 2004 | TWh | 14.6
Import | 2004 | TWh | 5.3
Export | 2005 | TWh | 16.2
Import | 2005 | TWh | 5
Export | 2006 | TWh | 15.8
Import | 2006 | TWh | 4.8
Export | 2007 | TWh | 13.1
Import | 2007 | TWh | 7.8
Export | 2008 | TWh | 9.7
Import | 2008 | TWh | 9
Export | 2009 | TWh | 9.6
Import | 2009 | TWh | 7.4
Export | 2010 | TWh | 7.7
Import | 2010 | TWh | 6.3
Export | 2011 | TWh | 12
Import | 2011 | TWh | 6.8
Export | 2012 | TWh | 12.6
Import | 2012 | TWh | 9.8
Export | 2013 | TWh | 12.3
Import | 2013 | TWh | 7.8
Export | 2014 | TWh | 11.3
Import | 2014 | TWh | 13.5
Export | 2015 | TWh | 14.8
Import | 2015 | TWh | 14.5
Export | 2016 | TWh | 12
Import | 2016 | TWh | 14
Export | 2017 | TWh | 11
Import | 2017 | TWh | 13.3
Export | 2018 | TWh | 8.1
Import | 2018 | TWh | 13.8
Export | 2019 | TWh | 7.2
Import | 2019 | TWh | 17.9
Export | 2020 | TWh | 7.4
Import | 2020 | TWh | 20.6
Export | 2021 | TWh | 14.2
Import | 2021 | TWh | 15.1
Export | 2022 | TWh | 16.9
Import | 2022 | TWh | 15.2
Export | 2023 | TWh | 11.4
Import | 2023 | TWh | 15.1

## co2_network
~TFM_DINS |  |  |  | ~TFM_DINS-AT |  | ~TFM_DINS-AT
attribute | process | limtype | value | process | act_cost | other_indexes | process | commodity | flo_emis
act_cum | sto_PGI005_POL | UP | 595900 | p_co2_Bydgoszcz_POL-PGI027 | 0.0027011 | CO2 | en_gas_ccs_Bydgoszcz_POL | co2_Bydgoszcz_POL | 0.95
act_cum | sto_PGI038_POL | UP | 571790 | p_co2_Bialystok_POL-PGI038 | 0.011006 | CO2 | en_biomass_ccs_Bydgoszcz_POL | co2_Bydgoszcz_POL | 0.95
act_cum | sto_PGI011_POL | UP | 513450 | p_co2_GorzowWielkopolski_POL-PGI020 | 0.0041189 | CO2 | en_chp_gas_cc_ext_ccs_Bydgoszcz_POL | co2_Bydgoszcz_POL | 0.95
act_cum | sto_PGI014_POL | UP | 443190 | p_co2_Siedlce_POL-PGI038 | 0.0068223 | CO2 | en_chp_biomass_pellets_ext_ccs_Bydgoszcz_POL | co2_Bydgoszcz_POL | 0.95
act_cum | sto_PGI015_POL | UP | 247940 | p_co2_Lukow_POL-PGI038 | 0.0088476 | CO2 | en_gas_ccs_Bialystok_POL | co2_Bialystok_POL | 0.95
act_cum | sto_PGI013_POL | UP | 223610 | p_co2_Legnica_POL-PGI016 | 0.0094963 | CO2 | en_biomass_ccs_Bialystok_POL | co2_Bialystok_POL | 0.95
act_cum | sto_PGI003_POL | UP | 193900 | p_co2_Swidnica_POL-PGI016 | 0.0093523 | CO2 | en_chp_gas_cc_ext_ccs_Bialystok_POL | co2_Bialystok_POL | 0.95
act_cum | sto_PGI020_POL | UP | 190440 | p_co2_Krosno_POL-PGI014 | 0.013817 | CO2 | en_chp_biomass_pellets_ext_ccs_Bialystok_POL | co2_Bialystok_POL | 0.95
act_cum | sto_PGI012_POL | UP | 157210 | p_co2_Kwidzyn_POL-PGI012 | 0.00050143 | CO2 | en_gas_ccs_GorzowWielkopolski_POL | co2_GorzowWielkopolski_POL | 0.95
act_cum | sto_PGI019_POL | UP | 77690 | p_co2_Slupsk_POL-ExportNL | 0.0069132 | CO2 | en_biomass_ccs_GorzowWielkopolski_POL | co2_GorzowWielkopolski_POL | 0.95
act_cum | sto_PGI016_POL | UP | 76890 | p_co2_Olsztyn_POL-PGI012 | 0.0067105 | CO2 | en_chp_gas_cc_ext_ccs_GorzowWielkopolski_POL | co2_GorzowWielkopolski_POL | 0.95
act_cum | sto_PGI032_POL | UP | 61170 | p_co2_Boleslawiec_POL-PGI013 | 0.011501 | CO2 | en_chp_biomass_pellets_ext_ccs_GorzowWielkopolski_POL | co2_GorzowWielkopolski_POL | 0.95
act_cum | sto_PGI035_POL | UP | 52760 | p_co2_Gdansk_POL-ExportNL | 0.00038809 | CO2 | en_gas_ccs_Siedlce_POL | co2_Siedlce_POL | 0.95
act_cum | sto_PGI033_POL | UP | 41120 | p_co2_Lomza_POL-PGI003 | 0.0073413 | CO2 | en_biomass_ccs_Siedlce_POL | co2_Siedlce_POL | 0.95
act_cum | sto_PGI027_POL | UP | 24570 | p_co2_ZielonaGora_POL-PGI013 | 0.0067215 | CO2 | en_chp_gas_cc_ext_ccs_Siedlce_POL | co2_Siedlce_POL | 0.95
|  |  |  | p_co2_Police_POL-PGI020 | 0.0032604 | CO2 | en_chp_biomass_pellets_ext_ccs_Siedlce_POL | co2_Siedlce_POL | 0.95
|  |  |  | p_co2_Lublin_POL-PGI014 | 0.010311 | CO2 | en_gas_ccs_Lukow_POL | co2_Lukow_POL | 0.95
|  |  |  | p_co2_Grajewo_POL-PGI003 | 0.011209 | CO2 | en_biomass_ccs_Lukow_POL | co2_Lukow_POL | 0.95
|  |  |  | p_co2_Zamosc_POL-PGI014 | 0.013151 | CO2 | en_chp_gas_cc_ext_ccs_Lukow_POL | co2_Lukow_POL | 0.95
|  |  |  | p_co2_Radomsko_POL-PGI016 | 0.0017221 | CO2 | en_chp_biomass_pellets_ext_ccs_Lukow_POL | co2_Lukow_POL | 0.95
|  |  |  | p_co2_Radom_POL-PGI014 | 0.0058575 | CO2 | en_gas_ccs_Legnica_POL | co2_Legnica_POL | 0.95
|  |  |  | p_co2_Lubin_POL-PGI013 | 0.0079717 | CO2 | en_biomass_ccs_Legnica_POL | co2_Legnica_POL | 0.95
|  |  |  | p_co2_Sosnowiec_POL-PGI016 | 0.007918 | CO2 | en_chp_gas_cc_ext_ccs_Legnica_POL | co2_Legnica_POL | 0.95
|  |  |  | p_co2_Skawina_POL-PGI016 | 0.0094299 | CO2 | en_chp_biomass_pellets_ext_ccs_Legnica_POL | co2_Legnica_POL | 0.95
|  |  |  | p_co2_Tarnow_POL-PGI033 | 0.010875 | CO2 | en_gas_ccs_Swidnica_POL | co2_Swidnica_POL | 0.95
|  |  |  | p_co2_Chelm_POL-PGI014 | 0.013039 | CO2 | en_biomass_ccs_Swidnica_POL | co2_Swidnica_POL | 0.95
|  |  |  | p_co2_Kielce_POL-PGI033 | 0.0053325 | CO2 | en_chp_gas_cc_ext_ccs_Swidnica_POL | co2_Swidnica_POL | 0.95
|  |  |  | p_co2_Mielec_POL-PGI014 | 0.0096795 | CO2 | en_chp_biomass_pellets_ext_ccs_Swidnica_POL | co2_Swidnica_POL | 0.95
|  |  |  | p_co2_Rzeszow_POL-PGI014 | 0.011798 | CO2 | en_gas_ccs_Krosno_POL | co2_Krosno_POL | 0.95
|  |  |  | p_co2_Czestochowa_POL-PGI016 | 0.0040286 | CO2 | en_biomass_ccs_Krosno_POL | co2_Krosno_POL | 0.95
|  |  |  | p_co2_Pila_POL-PGI013 | 0.0037487 | CO2 | en_chp_gas_cc_ext_ccs_Krosno_POL | co2_Krosno_POL | 0.95
|  |  |  | p_co2_OstrowiecSwietokrz_POL-PGI014 | 0.0055217 | CO2 | en_chp_biomass_pellets_ext_ccs_Krosno_POL | co2_Krosno_POL | 0.95
|  |  |  | p_co2_Opole_POL-PGI016 | 0.0058876 | CO2 | en_gas_ccs_Kwidzyn_POL | co2_Kwidzyn_POL | 0.95
|  |  |  | p_co2_Konin_POL-PGI027 | 0.0020381 | CO2 | en_biomass_ccs_Kwidzyn_POL | co2_Kwidzyn_POL | 0.95
|  |  |  | p_co2_Kalisz_POL-PGI032 | 0.0039105 | CO2 | en_chp_gas_cc_ext_ccs_Kwidzyn_POL | co2_Kwidzyn_POL | 0.95
|  |  |  | p_co2_Walbrzych_POL-PGI016 | 0.010159 | CO2 | en_chp_biomass_pellets_ext_ccs_Kwidzyn_POL | co2_Kwidzyn_POL | 0.95
|  |  |  | p_co2_Warsaw_POL-PGI038 | 0.0036655 | CO2 | en_gas_ccs_Slupsk_POL | co2_Slupsk_POL | 0.95
|  |  |  | p_co2_Belchatow_POL-PGI016 | 0.0022651 | CO2 | en_biomass_ccs_Slupsk_POL | co2_Slupsk_POL | 0.95
|  |  |  | p_co2_Zabrze_POL-PGI016 | 0.0066127 | CO2 | en_chp_gas_cc_ext_ccs_Slupsk_POL | co2_Slupsk_POL | 0.95
|  |  |  | p_co2_Elk_POL-PGI003 | 0.011104 | CO2 | en_chp_biomass_pellets_ext_ccs_Slupsk_POL | co2_Slupsk_POL | 0.95
|  |  |  | p_co2_Poznan_POL-PGI013 | 0.0048728 | CO2 | en_gas_ccs_Olsztyn_POL | co2_Olsztyn_POL | 0.95
|  |  |  | p_co2_KedzierzynKozle_POL-PGI016 | 0.0029269 | CO2 | en_biomass_ccs_Olsztyn_POL | co2_Olsztyn_POL | 0.95
|  |  |  | p_co2_Lodz_POL-PGI033 | 0.0013895 | CO2 | en_chp_gas_cc_ext_ccs_Olsztyn_POL | co2_Olsztyn_POL | 0.95
|  |  |  | p_co2_Szczecin_POL-PGI020 | 0.0032595 | CO2 | en_chp_biomass_pellets_ext_ccs_Olsztyn_POL | co2_Olsztyn_POL | 0.95
|  |  |  | p_co2_Katowice_POL-PGI016 | 0.0030003 | CO2 | en_gas_ccs_Boleslawiec_POL | co2_Boleslawiec_POL | 0.95
|  |  |  | p_co2_BielskoBiala_POL-PGI016 | 0.0095779 | CO2 | en_biomass_ccs_Boleslawiec_POL | co2_Boleslawiec_POL | 0.95
|  |  |  | p_co2_Grudziadz_POL-PGI012 | 0.00056459 | CO2 | en_chp_gas_cc_ext_ccs_Boleslawiec_POL | co2_Boleslawiec_POL | 0.95
|  |  |  | p_co2_Plock_POL-PGI015 | 0.00040447 | CO2 | en_chp_biomass_pellets_ext_ccs_Boleslawiec_POL | co2_Boleslawiec_POL | 0.95
|  |  |  | p_co2_Wloclawek_POL-PGI005 | 0.00080974 | CO2 | en_gas_ccs_Gdansk_POL | co2_Gdansk_POL | 0.95
|  |  |  | p_co2_Wroclaw_POL-PGI016 | 0.007111 | CO2 | en_biomass_ccs_Gdansk_POL | co2_Gdansk_POL | 0.95
|  |  |  | p_co2_Gdynia_POL-ExportNL | 0.003663 | CO2 | en_chp_gas_cc_ext_ccs_Gdansk_POL | co2_Gdansk_POL | 0.95
|  |  |  | p_co2_Pulawy_POL-PGI014 | 0.0067909 | CO2 | en_chp_biomass_pellets_ext_ccs_Gdansk_POL | co2_Gdansk_POL | 0.95
|  |  |  | p_co2_Plock_POL-PGI011 | 0.0012318 | CO2 | en_gas_ccs_Lomza_POL | co2_Lomza_POL | 0.95
|  |  |  | p_co2_Lodz_POL-PGI019 | 0.0016562 | CO2 | en_biomass_ccs_Lomza_POL | co2_Lomza_POL | 0.95
|  |  |  | p_co2_Lodz_POL-PGI035 | 0.0029952 | CO2 | en_chp_gas_cc_ext_ccs_Lomza_POL | co2_Lomza_POL | 0.95
[6 empty] | CO2 | en_chp_biomass_pellets_ext_ccs_Lomza_POL | co2_Lomza_POL | 0.95
[6 empty] | CO2 | en_gas_ccs_ZielonaGora_POL | co2_ZielonaGora_POL | 0.95
[6 empty] | CO2 | en_biomass_ccs_ZielonaGora_POL | co2_ZielonaGora_POL | 0.95
[6 empty] | CO2 | en_chp_gas_cc_ext_ccs_ZielonaGora_POL | co2_ZielonaGora_POL | 0.95
[6 empty] | CO2 | en_chp_biomass_pellets_ext_ccs_ZielonaGora_POL | co2_ZielonaGora_POL | 0.95
[6 empty] | CO2 | en_gas_ccs_Police_POL | co2_Police_POL | 0.95
[6 empty] | CO2 | en_biomass_ccs_Police_POL | co2_Police_POL | 0.95
[6 empty] | CO2 | en_chp_gas_cc_ext_ccs_Police_POL | co2_Police_POL | 0.95
[6 empty] | CO2 | en_chp_biomass_pellets_ext_ccs_Police_POL | co2_Police_POL | 0.95
[6 empty] | CO2 | en_gas_ccs_Lublin_POL | co2_Lublin_POL | 0.95
[6 empty] | CO2 | en_biomass_ccs_Lublin_POL | co2_Lublin_POL | 0.95
[6 empty] | CO2 | en_chp_gas_cc_ext_ccs_Lublin_POL | co2_Lublin_POL | 0.95
[6 empty] | CO2 | en_chp_biomass_pellets_ext_ccs_Lublin_POL | co2_Lublin_POL | 0.95
[6 empty] | CO2 | en_gas_ccs_Grajewo_POL | co2_Grajewo_POL | 0.95
[6 empty] | CO2 | en_biomass_ccs_Grajewo_POL | co2_Grajewo_POL | 0.95
[6 empty] | CO2 | en_chp_gas_cc_ext_ccs_Grajewo_POL | co2_Grajewo_POL | 0.95
[6 empty] | CO2 | en_chp_biomass_pellets_ext_ccs_Grajewo_POL | co2_Grajewo_POL | 0.95
[6 empty] | CO2 | en_gas_ccs_Zamosc_POL | co2_Zamosc_POL | 0.95
[6 empty] | CO2 | en_biomass_ccs_Zamosc_POL | co2_Zamosc_POL | 0.95
[6 empty] | CO2 | en_chp_gas_cc_ext_ccs_Zamosc_POL | co2_Zamosc_POL | 0.95
[6 empty] | CO2 | en_chp_biomass_pellets_ext_ccs_Zamosc_POL | co2_Zamosc_POL | 0.95
[6 empty] | CO2 | en_gas_ccs_Radomsko_POL | co2_Radomsko_POL | 0.95
[6 empty] | CO2 | en_biomass_ccs_Radomsko_POL | co2_Radomsko_POL | 0.95
[6 empty] | CO2 | en_chp_gas_cc_ext_ccs_Radomsko_POL | co2_Radomsko_POL | 0.95
[6 empty] | CO2 | en_chp_biomass_pellets_ext_ccs_Radomsko_POL | co2_Radomsko_POL | 0.95
[6 empty] | CO2 | en_gas_ccs_Radom_POL | co2_Radom_POL | 0.95
[6 empty] | CO2 | en_biomass_ccs_Radom_POL | co2_Radom_POL | 0.95
[6 empty] | CO2 | en_chp_gas_cc_ext_ccs_Radom_POL | co2_Radom_POL | 0.95
[6 empty] | CO2 | en_chp_biomass_pellets_ext_ccs_Radom_POL | co2_Radom_POL | 0.95
[6 empty] | CO2 | en_gas_ccs_Lubin_POL | co2_Lubin_POL | 0.95
[6 empty] | CO2 | en_biomass_ccs_Lubin_POL | co2_Lubin_POL | 0.95
[6 empty] | CO2 | en_chp_gas_cc_ext_ccs_Lubin_POL | co2_Lubin_POL | 0.95
[6 empty] | CO2 | en_chp_biomass_pellets_ext_ccs_Lubin_POL | co2_Lubin_POL | 0.95
[6 empty] | CO2 | en_gas_ccs_Sosnowiec_POL | co2_Sosnowiec_POL | 0.95
[6 empty] | CO2 | en_biomass_ccs_Sosnowiec_POL | co2_Sosnowiec_POL | 0.95
[6 empty] | CO2 | en_chp_gas_cc_ext_ccs_Sosnowiec_POL | co2_Sosnowiec_POL | 0.95
[6 empty] | CO2 | en_chp_biomass_pellets_ext_ccs_Sosnowiec_POL | co2_Sosnowiec_POL | 0.95
[6 empty] | CO2 | en_gas_ccs_Skawina_POL | co2_Skawina_POL | 0.95
[6 empty] | CO2 | en_biomass_ccs_Skawina_POL | co2_Skawina_POL | 0.95
[6 empty] | CO2 | en_chp_gas_cc_ext_ccs_Skawina_POL | co2_Skawina_POL | 0.95
[6 empty] | CO2 | en_chp_biomass_pellets_ext_ccs_Skawina_POL | co2_Skawina_POL | 0.95
[6 empty] | CO2 | en_gas_ccs_Tarnow_POL | co2_Tarnow_POL | 0.95
[6 empty] | CO2 | en_biomass_ccs_Tarnow_POL | co2_Tarnow_POL | 0.95
[6 empty] | CO2 | en_chp_gas_cc_ext_ccs_Tarnow_POL | co2_Tarnow_POL | 0.95
[6 empty] | CO2 | en_chp_biomass_pellets_ext_ccs_Tarnow_POL | co2_Tarnow_POL | 0.95
[6 empty] | CO2 | en_gas_ccs_Chelm_POL | co2_Chelm_POL | 0.95
[6 empty] | CO2 | en_biomass_ccs_Chelm_POL | co2_Chelm_POL | 0.95
[6 empty] | CO2 | en_chp_gas_cc_ext_ccs_Chelm_POL | co2_Chelm_POL | 0.95
[6 empty] | CO2 | en_chp_biomass_pellets_ext_ccs_Chelm_POL | co2_Chelm_POL | 0.95
[6 empty] | CO2 | en_gas_ccs_Kielce_POL | co2_Kielce_POL | 0.95
[6 empty] | CO2 | en_biomass_ccs_Kielce_POL | co2_Kielce_POL | 0.95
[6 empty] | CO2 | en_chp_gas_cc_ext_ccs_Kielce_POL | co2_Kielce_POL | 0.95
[6 empty] | CO2 | en_chp_biomass_pellets_ext_ccs_Kielce_POL | co2_Kielce_POL | 0.95
[6 empty] | CO2 | en_gas_ccs_Mielec_POL | co2_Mielec_POL | 0.95
[6 empty] | CO2 | en_biomass_ccs_Mielec_POL | co2_Mielec_POL | 0.95
[6 empty] | CO2 | en_chp_gas_cc_ext_ccs_Mielec_POL | co2_Mielec_POL | 0.95
[6 empty] | CO2 | en_chp_biomass_pellets_ext_ccs_Mielec_POL | co2_Mielec_POL | 0.95
[6 empty] | CO2 | en_gas_ccs_Rzeszow_POL | co2_Rzeszow_POL | 0.95
[6 empty] | CO2 | en_biomass_ccs_Rzeszow_POL | co2_Rzeszow_POL | 0.95
[6 empty] | CO2 | en_chp_gas_cc_ext_ccs_Rzeszow_POL | co2_Rzeszow_POL | 0.95
[6 empty] | CO2 | en_chp_biomass_pellets_ext_ccs_Rzeszow_POL | co2_Rzeszow_POL | 0.95
[6 empty] | CO2 | en_gas_ccs_Czestochowa_POL | co2_Czestochowa_POL | 0.95
[6 empty] | CO2 | en_biomass_ccs_Czestochowa_POL | co2_Czestochowa_POL | 0.95
[6 empty] | CO2 | en_chp_gas_cc_ext_ccs_Czestochowa_POL | co2_Czestochowa_POL | 0.95
[6 empty] | CO2 | en_chp_biomass_pellets_ext_ccs_Czestochowa_POL | co2_Czestochowa_POL | 0.95
[6 empty] | CO2 | en_gas_ccs_Pila_POL | co2_Pila_POL | 0.95
[6 empty] | CO2 | en_biomass_ccs_Pila_POL | co2_Pila_POL | 0.95
[6 empty] | CO2 | en_chp_gas_cc_ext_ccs_Pila_POL | co2_Pila_POL | 0.95
[6 empty] | CO2 | en_chp_biomass_pellets_ext_ccs_Pila_POL | co2_Pila_POL | 0.95
[6 empty] | CO2 | en_gas_ccs_OstrowiecSwietokrz_POL | co2_OstrowiecSwietokrz_POL | 0.95
[6 empty] | CO2 | en_biomass_ccs_OstrowiecSwietokrz_POL | co2_OstrowiecSwietokrz_POL | 0.95
[6 empty] | CO2 | en_chp_gas_cc_ext_ccs_OstrowiecSwietokrz_POL | co2_OstrowiecSwietokrz_POL | 0.95
[6 empty] | CO2 | en_chp_biomass_pellets_ext_ccs_OstrowiecSwietokrz_POL | co2_OstrowiecSwietokrz_POL | 0.95
[6 empty] | CO2 | en_gas_ccs_Opole_POL | co2_Opole_POL | 0.95
[6 empty] | CO2 | en_biomass_ccs_Opole_POL | co2_Opole_POL | 0.95
[6 empty] | CO2 | en_chp_gas_cc_ext_ccs_Opole_POL | co2_Opole_POL | 0.95
[6 empty] | CO2 | en_chp_biomass_pellets_ext_ccs_Opole_POL | co2_Opole_POL | 0.95
[6 empty] | CO2 | en_gas_ccs_Konin_POL | co2_Konin_POL | 0.95
[6 empty] | CO2 | en_biomass_ccs_Konin_POL | co2_Konin_POL | 0.95
[6 empty] | CO2 | en_chp_gas_cc_ext_ccs_Konin_POL | co2_Konin_POL | 0.95
[6 empty] | CO2 | en_chp_biomass_pellets_ext_ccs_Konin_POL | co2_Konin_POL | 0.95
[6 empty] | CO2 | en_gas_ccs_Kalisz_POL | co2_Kalisz_POL | 0.95
[6 empty] | CO2 | en_biomass_ccs_Kalisz_POL | co2_Kalisz_POL | 0.95
[6 empty] | CO2 | en_chp_gas_cc_ext_ccs_Kalisz_POL | co2_Kalisz_POL | 0.95
[6 empty] | CO2 | en_chp_biomass_pellets_ext_ccs_Kalisz_POL | co2_Kalisz_POL | 0.95
[6 empty] | CO2 | en_gas_ccs_Walbrzych_POL | co2_Walbrzych_POL | 0.95
[6 empty] | CO2 | en_biomass_ccs_Walbrzych_POL | co2_Walbrzych_POL | 0.95
[6 empty] | CO2 | en_chp_gas_cc_ext_ccs_Walbrzych_POL | co2_Walbrzych_POL | 0.95
[6 empty] | CO2 | en_chp_biomass_pellets_ext_ccs_Walbrzych_POL | co2_Walbrzych_POL | 0.95
[6 empty] | CO2 | en_gas_ccs_Warsaw_POL | co2_Warsaw_POL | 0.95
[6 empty] | CO2 | en_biomass_ccs_Warsaw_POL | co2_Warsaw_POL | 0.95
[6 empty] | CO2 | en_chp_gas_cc_ext_ccs_Warsaw_POL | co2_Warsaw_POL | 0.95
[6 empty] | CO2 | en_chp_biomass_pellets_ext_ccs_Warsaw_POL | co2_Warsaw_POL | 0.95
[6 empty] | CO2 | en_gas_ccs_Belchatow_POL | co2_Belchatow_POL | 0.95
[6 empty] | CO2 | en_biomass_ccs_Belchatow_POL | co2_Belchatow_POL | 0.95
[6 empty] | CO2 | en_chp_gas_cc_ext_ccs_Belchatow_POL | co2_Belchatow_POL | 0.95
[6 empty] | CO2 | en_chp_biomass_pellets_ext_ccs_Belchatow_POL | co2_Belchatow_POL | 0.95
[6 empty] | CO2 | en_gas_ccs_Zabrze_POL | co2_Zabrze_POL | 0.95
[6 empty] | CO2 | en_biomass_ccs_Zabrze_POL | co2_Zabrze_POL | 0.95
[6 empty] | CO2 | en_chp_gas_cc_ext_ccs_Zabrze_POL | co2_Zabrze_POL | 0.95
[6 empty] | CO2 | en_chp_biomass_pellets_ext_ccs_Zabrze_POL | co2_Zabrze_POL | 0.95
[6 empty] | CO2 | en_gas_ccs_Elk_POL | co2_Elk_POL | 0.95
[6 empty] | CO2 | en_biomass_ccs_Elk_POL | co2_Elk_POL | 0.95
[6 empty] | CO2 | en_chp_gas_cc_ext_ccs_Elk_POL | co2_Elk_POL | 0.95
[6 empty] | CO2 | en_chp_biomass_pellets_ext_ccs_Elk_POL | co2_Elk_POL | 0.95
[6 empty] | CO2 | en_gas_ccs_Poznan_POL | co2_Poznan_POL | 0.95
[6 empty] | CO2 | en_biomass_ccs_Poznan_POL | co2_Poznan_POL | 0.95
[6 empty] | CO2 | en_chp_gas_cc_ext_ccs_Poznan_POL | co2_Poznan_POL | 0.95
[6 empty] | CO2 | en_chp_biomass_pellets_ext_ccs_Poznan_POL | co2_Poznan_POL | 0.95
[6 empty] | CO2 | en_gas_ccs_KedzierzynKozle_POL | co2_KedzierzynKozle_POL | 0.95
[6 empty] | CO2 | en_biomass_ccs_KedzierzynKozle_POL | co2_KedzierzynKozle_POL | 0.95
[6 empty] | CO2 | en_chp_gas_cc_ext_ccs_KedzierzynKozle_POL | co2_KedzierzynKozle_POL | 0.95
[6 empty] | CO2 | en_chp_biomass_pellets_ext_ccs_KedzierzynKozle_POL | co2_KedzierzynKozle_POL | 0.95
[6 empty] | CO2 | en_gas_ccs_Lodz_POL | co2_Lodz_POL | 0.95
[6 empty] | CO2 | en_biomass_ccs_Lodz_POL | co2_Lodz_POL | 0.95
[6 empty] | CO2 | en_chp_gas_cc_ext_ccs_Lodz_POL | co2_Lodz_POL | 0.95
[6 empty] | CO2 | en_chp_biomass_pellets_ext_ccs_Lodz_POL | co2_Lodz_POL | 0.95
[6 empty] | CO2 | en_gas_ccs_Szczecin_POL | co2_Szczecin_POL | 0.95
[6 empty] | CO2 | en_biomass_ccs_Szczecin_POL | co2_Szczecin_POL | 0.95
[6 empty] | CO2 | en_chp_gas_cc_ext_ccs_Szczecin_POL | co2_Szczecin_POL | 0.95
[6 empty] | CO2 | en_chp_biomass_pellets_ext_ccs_Szczecin_POL | co2_Szczecin_POL | 0.95
[6 empty] | CO2 | en_gas_ccs_Katowice_POL | co2_Katowice_POL | 0.95
[6 empty] | CO2 | en_biomass_ccs_Katowice_POL | co2_Katowice_POL | 0.95
[6 empty] | CO2 | en_chp_gas_cc_ext_ccs_Katowice_POL | co2_Katowice_POL | 0.95
[6 empty] | CO2 | en_chp_biomass_pellets_ext_ccs_Katowice_POL | co2_Katowice_POL | 0.95
[6 empty] | CO2 | en_gas_ccs_BielskoBiala_POL | co2_BielskoBiala_POL | 0.95
[6 empty] | CO2 | en_biomass_ccs_BielskoBiala_POL | co2_BielskoBiala_POL | 0.95
[6 empty] | CO2 | en_chp_gas_cc_ext_ccs_BielskoBiala_POL | co2_BielskoBiala_POL | 0.95
[6 empty] | CO2 | en_chp_biomass_pellets_ext_ccs_BielskoBiala_POL | co2_BielskoBiala_POL | 0.95
[6 empty] | CO2 | en_gas_ccs_Grudziadz_POL | co2_Grudziadz_POL | 0.95
[6 empty] | CO2 | en_biomass_ccs_Grudziadz_POL | co2_Grudziadz_POL | 0.95
[6 empty] | CO2 | en_chp_gas_cc_ext_ccs_Grudziadz_POL | co2_Grudziadz_POL | 0.95
[6 empty] | CO2 | en_chp_biomass_pellets_ext_ccs_Grudziadz_POL | co2_Grudziadz_POL | 0.95
[6 empty] | CO2 | en_gas_ccs_Plock_POL | co2_Plock_POL | 0.95
[6 empty] | CO2 | en_biomass_ccs_Plock_POL | co2_Plock_POL | 0.95
[6 empty] | CO2 | en_chp_gas_cc_ext_ccs_Plock_POL | co2_Plock_POL | 0.95
[6 empty] | CO2 | en_chp_biomass_pellets_ext_ccs_Plock_POL | co2_Plock_POL | 0.95
[6 empty] | CO2 | en_gas_ccs_Wloclawek_POL | co2_Wloclawek_POL | 0.95
[6 empty] | CO2 | en_biomass_ccs_Wloclawek_POL | co2_Wloclawek_POL | 0.95
[6 empty] | CO2 | en_chp_gas_cc_ext_ccs_Wloclawek_POL | co2_Wloclawek_POL | 0.95
[6 empty] | CO2 | en_chp_biomass_pellets_ext_ccs_Wloclawek_POL | co2_Wloclawek_POL | 0.95
[6 empty] | CO2 | en_gas_ccs_Wroclaw_POL | co2_Wroclaw_POL | 0.95
[6 empty] | CO2 | en_biomass_ccs_Wroclaw_POL | co2_Wroclaw_POL | 0.95
[6 empty] | CO2 | en_chp_gas_cc_ext_ccs_Wroclaw_POL | co2_Wroclaw_POL | 0.95
[6 empty] | CO2 | en_chp_biomass_pellets_ext_ccs_Wroclaw_POL | co2_Wroclaw_POL | 0.95
[6 empty] | CO2 | en_gas_ccs_Gdynia_POL | co2_Gdynia_POL | 0.95
[6 empty] | CO2 | en_biomass_ccs_Gdynia_POL | co2_Gdynia_POL | 0.95
[6 empty] | CO2 | en_chp_gas_cc_ext_ccs_Gdynia_POL | co2_Gdynia_POL | 0.95
[6 empty] | CO2 | en_chp_biomass_pellets_ext_ccs_Gdynia_POL | co2_Gdynia_POL | 0.95
[6 empty] | CO2 | en_gas_ccs_Pulawy_POL | co2_Pulawy_POL | 0.95
[6 empty] | CO2 | en_biomass_ccs_Pulawy_POL | co2_Pulawy_POL | 0.95
[6 empty] | CO2 | en_chp_gas_cc_ext_ccs_Pulawy_POL | co2_Pulawy_POL | 0.95
[6 empty] | CO2 | en_chp_biomass_pellets_ext_ccs_Pulawy_POL | co2_Pulawy_POL | 0.95
[6 empty] | CO2 | ep_coal_st_G100000100730-CHP_rf | co2_Belchatow_POL | 0.85
[6 empty] | CO2 | ep_coal_st_G100000107652_rf | co2_Opole_POL | 0.85
[6 empty] | CO2 | ep_coal_st_G100000100733-CHP_rf | co2_Belchatow_POL | 0.85
[6 empty] | CO2 | ep_coal_st_G100000105928_rf | co2_Radom_POL | 0.85
[6 empty] | CO2 | ep_coal_usc_G100000107653_rf | co2_Opole_POL | 0.85
[6 empty] | CO2 | ep_coal_st_G100000100729-CHP_rf | co2_Belchatow_POL | 0.85
[6 empty] | CO2 | ep_coal_sc_G100000100722_rf | co2_Belchatow_POL | 0.85
[6 empty] | CO2 | ep_coal_st_G100000100726-CHP_rf | co2_Belchatow_POL | 0.85
[6 empty] | CO2 | ep_coal_st_G100000111550-CHP_rf | co2_Warsaw_POL | 0.85
[6 empty] | CO2 | ep_coal_st_G100000107650_rf | co2_Opole_POL | 0.85
[6 empty] | CO2 | ep_gas_combined_cycle_G100000400812-CHP_rf | co2_Wloclawek_POL | 0.95
[6 empty] | CO2 | ep_coal_st_G100000100725-CHP_rf | co2_Belchatow_POL | 0.85
[6 empty] | CO2 | ep_coal_st_G100000100735-CHP_rf | co2_Belchatow_POL | 0.85
[6 empty] | CO2 | ep_coal_st_G100000100732-CHP_rf | co2_Belchatow_POL | 0.85
[6 empty] | CO2 | ep_gas_combined_cycle_G100000401338-CHP_rf | co2_Szczecin_POL | 0.95
[6 empty] | CO2 | ep_coal_st_G100000107651_rf | co2_Opole_POL | 0.85
[6 empty] | CO2 | ep_coal_st_G100000107649_rf | co2_Opole_POL | 0.85
[6 empty] | CO2 | ep_coal_st_G100000100734-CHP_rf | co2_Belchatow_POL | 0.85
[6 empty] | CO2 | ep_gas_combined_cycle_G100000401342-CHP_rf | co2_Warsaw_POL | 0.95
[6 empty] | CO2 | ep_coal_sc_G100001000616_rf | co2_Radom_POL | 0.85
[6 empty] | CO2 | ep_coal_sc_G100000106102-CHP_rf | co2_Katowice_POL | 0.85
[6 empty] | CO2 | ep_coal_usc_G100000110372_rf | co2_Boleslawiec_POL | 0.85
[6 empty] | CO2 | ep_coal_sc_G100000104991-CHP_rf | co2_Katowice_POL | 0.85
[6 empty] | CO2 | ep_coal_usc_G100000107654_rf | co2_Opole_POL | 0.85
[6 empty] | CO2 | ep_c_gas_combined_cycle_G100000410414-CHP_rf | co2_Konin_POL | 0.95
[6 empty] | CO2 | ep_c_gas_combined_cycle_G100000401072_rf | co2_Grudziadz_POL | 0.95
[6 empty] | CO2 | ep_c_gas_combined_cycle_G100000401340_rf | co2_Sosnowiec_POL | 0.95
[6 empty] | CO2 | ep_c_gas_combined_cycle_G100000406283_rf | co2_Lomza_POL | 0.95
[6 empty] | CO2 | ep_gas_combined_cycle_G100000401341-CHP_rf | co2_Mielec_POL | 0.95
[6 empty] | CO2 | ep_coal_st_G100000100728-CHP_rf | co2_Belchatow_POL | 0.85
[6 empty] | CO2 | ep_coal_st_G100000100727-CHP_rf | co2_Belchatow_POL | 0.85
[6 empty] | CO2 | ep_coal_sc_G100000107859_rf | co2_Konin_POL | 0.85
[6 empty] | CO2 | ep_coal_st_G100000105920_rf | co2_Radom_POL | 0.85
[6 empty] | CO2 | ep_gas_combined_cycle_G100000401337-CHP_rf | co2_Szczecin_POL | 0.95
[6 empty] | CO2 | ep_c_gas_combined_cycle_G100001030927_rf | co2_Gdansk_POL | 0.95
[6 empty] | CO2 | ep_gas_combined_cycle_G100000406286-CHP_rf | co2_Plock_POL | 0.95
[6 empty] | CO2 | ep_coal_st_G100000100731-CHP_rf | co2_Belchatow_POL | 0.85

## vre agg cap
~UC_Sets: R_S: Allregions
|  | ~UC_T: FX |  |  | ~UC_T
pset_set | uc_n | pset_co | uc_cap | uc_rhst~0 | uc_n | pset_ci | uc_cap
ELE | UCE_elcagg_spv_POL_001 | elc_spv_POL_001 | 1 | 2 | UCE_elcagg_spv_POL_001 | elc_spv_POL_001 | -1
ELE | UCE_elcagg_spv_POL_002 | elc_spv_POL_002 | 1 | 2 | UCE_elcagg_spv_POL_002 | elc_spv_POL_002 | -1
ELE | UCE_elcagg_spv_POL_003 | elc_spv_POL_003 | 1 | 2 | UCE_elcagg_spv_POL_003 | elc_spv_POL_003 | -1
ELE | UCE_elcagg_spv_POL_004 | elc_spv_POL_004 | 1 | 2 | UCE_elcagg_spv_POL_004 | elc_spv_POL_004 | -1
ELE | UCE_elcagg_spv_POL_005 | elc_spv_POL_005 | 1 | 2 | UCE_elcagg_spv_POL_005 | elc_spv_POL_005 | -1
ELE | UCE_elcagg_spv_POL_006 | elc_spv_POL_006 | 1 | 2 | UCE_elcagg_spv_POL_006 | elc_spv_POL_006 | -1
ELE | UCE_elcagg_spv_POL_007 | elc_spv_POL_007 | 1 | 2 | UCE_elcagg_spv_POL_007 | elc_spv_POL_007 | -1
ELE | UCE_elcagg_spv_POL_008 | elc_spv_POL_008 | 1 | 2 | UCE_elcagg_spv_POL_008 | elc_spv_POL_008 | -1
ELE | UCE_elcagg_spv_POL_009 | elc_spv_POL_009 | 1 | 2 | UCE_elcagg_spv_POL_009 | elc_spv_POL_009 | -1
ELE | UCE_elcagg_spv_POL_010 | elc_spv_POL_010 | 1 | 2 | UCE_elcagg_spv_POL_010 | elc_spv_POL_010 | -1
ELE | UCE_elcagg_spv_POL_011 | elc_spv_POL_011 | 1 | 2 | UCE_elcagg_spv_POL_011 | elc_spv_POL_011 | -1
ELE | UCE_elcagg_spv_POL_012 | elc_spv_POL_012 | 1 | 2 | UCE_elcagg_spv_POL_012 | elc_spv_POL_012 | -1
ELE | UCE_elcagg_spv_POL_013 | elc_spv_POL_013 | 1 | 2 | UCE_elcagg_spv_POL_013 | elc_spv_POL_013 | -1
ELE | UCE_elcagg_spv_POL_014 | elc_spv_POL_014 | 1 | 2 | UCE_elcagg_spv_POL_014 | elc_spv_POL_014 | -1
ELE | UCE_elcagg_spv_POL_015 | elc_spv_POL_015 | 1 | 2 | UCE_elcagg_spv_POL_015 | elc_spv_POL_015 | -1
ELE | UCE_elcagg_spv_POL_016 | elc_spv_POL_016 | 1 | 2 | UCE_elcagg_spv_POL_016 | elc_spv_POL_016 | -1
ELE | UCE_elcagg_spv_POL_017 | elc_spv_POL_017 | 1 | 2 | UCE_elcagg_spv_POL_017 | elc_spv_POL_017 | -1
ELE | UCE_elcagg_spv_POL_018 | elc_spv_POL_018 | 1 | 2 | UCE_elcagg_spv_POL_018 | elc_spv_POL_018 | -1
ELE | UCE_elcagg_spv_POL_019 | elc_spv_POL_019 | 1 | 2 | UCE_elcagg_spv_POL_019 | elc_spv_POL_019 | -1
ELE | UCE_elcagg_spv_POL_020 | elc_spv_POL_020 | 1 | 2 | UCE_elcagg_spv_POL_020 | elc_spv_POL_020 | -1
ELE | UCE_elcagg_spv_POL_021 | elc_spv_POL_021 | 1 | 2 | UCE_elcagg_spv_POL_021 | elc_spv_POL_021 | -1
ELE | UCE_elcagg_spv_POL_022 | elc_spv_POL_022 | 1 | 2 | UCE_elcagg_spv_POL_022 | elc_spv_POL_022 | -1
ELE | UCE_elcagg_spv_POL_023 | elc_spv_POL_023 | 1 | 2 | UCE_elcagg_spv_POL_023 | elc_spv_POL_023 | -1
ELE | UCE_elcagg_spv_POL_024 | elc_spv_POL_024 | 1 | 2 | UCE_elcagg_spv_POL_024 | elc_spv_POL_024 | -1
ELE | UCE_elcagg_spv_POL_025 | elc_spv_POL_025 | 1 | 2 | UCE_elcagg_spv_POL_025 | elc_spv_POL_025 | -1
ELE | UCE_elcagg_spv_POL_026 | elc_spv_POL_026 | 1 | 2 | UCE_elcagg_spv_POL_026 | elc_spv_POL_026 | -1
ELE | UCE_elcagg_spv_POL_027 | elc_spv_POL_027 | 1 | 2 | UCE_elcagg_spv_POL_027 | elc_spv_POL_027 | -1
ELE | UCE_elcagg_spv_POL_028 | elc_spv_POL_028 | 1 | 2 | UCE_elcagg_spv_POL_028 | elc_spv_POL_028 | -1
ELE | UCE_elcagg_spv_POL_029 | elc_spv_POL_029 | 1 | 2 | UCE_elcagg_spv_POL_029 | elc_spv_POL_029 | -1
ELE | UCE_elcagg_spv_POL_030 | elc_spv_POL_030 | 1 | 2 | UCE_elcagg_spv_POL_030 | elc_spv_POL_030 | -1
ELE | UCE_elcagg_spv_POL_031 | elc_spv_POL_031 | 1 | 2 | UCE_elcagg_spv_POL_031 | elc_spv_POL_031 | -1
ELE | UCE_elcagg_spv_POL_032 | elc_spv_POL_032 | 1 | 2 | UCE_elcagg_spv_POL_032 | elc_spv_POL_032 | -1
ELE | UCE_elcagg_spv_POL_033 | elc_spv_POL_033 | 1 | 2 | UCE_elcagg_spv_POL_033 | elc_spv_POL_033 | -1
ELE | UCE_elcagg_spv_POL_034 | elc_spv_POL_034 | 1 | 2 | UCE_elcagg_spv_POL_034 | elc_spv_POL_034 | -1
ELE | UCE_elcagg_spv_POL_035 | elc_spv_POL_035 | 1 | 2 | UCE_elcagg_spv_POL_035 | elc_spv_POL_035 | -1
ELE | UCE_elcagg_spv_POL_036 | elc_spv_POL_036 | 1 | 2 | UCE_elcagg_spv_POL_036 | elc_spv_POL_036 | -1
ELE | UCE_elcagg_spv_POL_037 | elc_spv_POL_037 | 1 | 2 | UCE_elcagg_spv_POL_037 | elc_spv_POL_037 | -1
ELE | UCE_elcagg_spv_POL_038 | elc_spv_POL_038 | 1 | 2 | UCE_elcagg_spv_POL_038 | elc_spv_POL_038 | -1
ELE | UCE_elcagg_spv_POL_039 | elc_spv_POL_039 | 1 | 2 | UCE_elcagg_spv_POL_039 | elc_spv_POL_039 | -1
ELE | UCE_elcagg_spv_POL_040 | elc_spv_POL_040 | 1 | 2 | UCE_elcagg_spv_POL_040 | elc_spv_POL_040 | -1
ELE | UCE_elcagg_spv_POL_041 | elc_spv_POL_041 | 1 | 2 | UCE_elcagg_spv_POL_041 | elc_spv_POL_041 | -1
ELE | UCE_elcagg_spv_POL_042 | elc_spv_POL_042 | 1 | 2 | UCE_elcagg_spv_POL_042 | elc_spv_POL_042 | -1
ELE | UCE_elcagg_spv_POL_043 | elc_spv_POL_043 | 1 | 2 | UCE_elcagg_spv_POL_043 | elc_spv_POL_043 | -1
ELE | UCE_elcagg_spv_POL_044 | elc_spv_POL_044 | 1 | 2 | UCE_elcagg_spv_POL_044 | elc_spv_POL_044 | -1
ELE | UCE_elcagg_spv_POL_045 | elc_spv_POL_045 | 1 | 2 | UCE_elcagg_spv_POL_045 | elc_spv_POL_045 | -1
ELE | UCE_elcagg_spv_POL_046 | elc_spv_POL_046 | 1 | 2 | UCE_elcagg_spv_POL_046 | elc_spv_POL_046 | -1
ELE | UCE_elcagg_spv_POL_047 | elc_spv_POL_047 | 1 | 2 | UCE_elcagg_spv_POL_047 | elc_spv_POL_047 | -1
ELE | UCE_elcagg_spv_POL_048 | elc_spv_POL_048 | 1 | 2 | UCE_elcagg_spv_POL_048 | elc_spv_POL_048 | -1
ELE | UCE_elcagg_spv_POL_049 | elc_spv_POL_049 | 1 | 2 | UCE_elcagg_spv_POL_049 | elc_spv_POL_049 | -1
ELE | UCE_elcagg_spv_POL_050 | elc_spv_POL_050 | 1 | 2 | UCE_elcagg_spv_POL_050 | elc_spv_POL_050 | -1
ELE | UCE_elcagg_spv_POL_051 | elc_spv_POL_051 | 1 | 2 | UCE_elcagg_spv_POL_051 | elc_spv_POL_051 | -1
ELE | UCE_elcagg_wof_POL_001 | elc_wof_POL_001 | 1 | 2 | UCE_elcagg_wof_POL_001 | elc_wof_POL_001 | -1
ELE | UCE_elcagg_wof_POL_002 | elc_wof_POL_002 | 1 | 2 | UCE_elcagg_wof_POL_002 | elc_wof_POL_002 | -1
ELE | UCE_elcagg_wof_POL_003 | elc_wof_POL_003 | 1 | 2 | UCE_elcagg_wof_POL_003 | elc_wof_POL_003 | -1
ELE | UCE_elcagg_wof_POL_004 | elc_wof_POL_004 | 1 | 2 | UCE_elcagg_wof_POL_004 | elc_wof_POL_004 | -1
ELE | UCE_elcagg_wof_POL_005 | elc_wof_POL_005 | 1 | 2 | UCE_elcagg_wof_POL_005 | elc_wof_POL_005 | -1
ELE | UCE_elcagg_wof_POL_006 | elc_wof_POL_006 | 1 | 2 | UCE_elcagg_wof_POL_006 | elc_wof_POL_006 | -1
ELE | UCE_elcagg_wof_POL_007 | elc_wof_POL_007 | 1 | 2 | UCE_elcagg_wof_POL_007 | elc_wof_POL_007 | -1
ELE | UCE_elcagg_wof_POL_008 | elc_wof_POL_008 | 1 | 2 | UCE_elcagg_wof_POL_008 | elc_wof_POL_008 | -1
ELE | UCE_elcagg_wof_POL_009 | elc_wof_POL_009 | 1 | 2 | UCE_elcagg_wof_POL_009 | elc_wof_POL_009 | -1
ELE | UCE_elcagg_wof_POL_010 | elc_wof_POL_010 | 1 | 2 | UCE_elcagg_wof_POL_010 | elc_wof_POL_010 | -1
ELE | UCE_elcagg_won_POL_001 | elc_won_POL_001 | 1 | 2 | UCE_elcagg_won_POL_001 | elc_won_POL_001 | -1
ELE | UCE_elcagg_won_POL_002 | elc_won_POL_002 | 1 | 2 | UCE_elcagg_won_POL_002 | elc_won_POL_002 | -1
ELE | UCE_elcagg_won_POL_003 | elc_won_POL_003 | 1 | 2 | UCE_elcagg_won_POL_003 | elc_won_POL_003 | -1
ELE | UCE_elcagg_won_POL_004 | elc_won_POL_004 | 1 | 2 | UCE_elcagg_won_POL_004 | elc_won_POL_004 | -1
ELE | UCE_elcagg_won_POL_005 | elc_won_POL_005 | 1 | 2 | UCE_elcagg_won_POL_005 | elc_won_POL_005 | -1
ELE | UCE_elcagg_won_POL_006 | elc_won_POL_006 | 1 | 2 | UCE_elcagg_won_POL_006 | elc_won_POL_006 | -1
ELE | UCE_elcagg_won_POL_007 | elc_won_POL_007 | 1 | 2 | UCE_elcagg_won_POL_007 | elc_won_POL_007 | -1
ELE | UCE_elcagg_won_POL_008 | elc_won_POL_008 | 1 | 2 | UCE_elcagg_won_POL_008 | elc_won_POL_008 | -1
ELE | UCE_elcagg_won_POL_009 | elc_won_POL_009 | 1 | 2 | UCE_elcagg_won_POL_009 | elc_won_POL_009 | -1
ELE | UCE_elcagg_won_POL_010 | elc_won_POL_010 | 1 | 2 | UCE_elcagg_won_POL_010 | elc_won_POL_010 | -1
ELE | UCE_elcagg_won_POL_011 | elc_won_POL_011 | 1 | 2 | UCE_elcagg_won_POL_011 | elc_won_POL_011 | -1
ELE | UCE_elcagg_won_POL_012 | elc_won_POL_012 | 1 | 2 | UCE_elcagg_won_POL_012 | elc_won_POL_012 | -1
ELE | UCE_elcagg_won_POL_013 | elc_won_POL_013 | 1 | 2 | UCE_elcagg_won_POL_013 | elc_won_POL_013 | -1
ELE | UCE_elcagg_won_POL_014 | elc_won_POL_014 | 1 | 2 | UCE_elcagg_won_POL_014 | elc_won_POL_014 | -1
ELE | UCE_elcagg_won_POL_015 | elc_won_POL_015 | 1 | 2 | UCE_elcagg_won_POL_015 | elc_won_POL_015 | -1
ELE | UCE_elcagg_won_POL_016 | elc_won_POL_016 | 1 | 2 | UCE_elcagg_won_POL_016 | elc_won_POL_016 | -1
ELE | UCE_elcagg_won_POL_017 | elc_won_POL_017 | 1 | 2 | UCE_elcagg_won_POL_017 | elc_won_POL_017 | -1
ELE | UCE_elcagg_won_POL_018 | elc_won_POL_018 | 1 | 2 | UCE_elcagg_won_POL_018 | elc_won_POL_018 | -1
ELE | UCE_elcagg_won_POL_019 | elc_won_POL_019 | 1 | 2 | UCE_elcagg_won_POL_019 | elc_won_POL_019 | -1
ELE | UCE_elcagg_won_POL_020 | elc_won_POL_020 | 1 | 2 | UCE_elcagg_won_POL_020 | elc_won_POL_020 | -1
ELE | UCE_elcagg_won_POL_021 | elc_won_POL_021 | 1 | 2 | UCE_elcagg_won_POL_021 | elc_won_POL_021 | -1
ELE | UCE_elcagg_won_POL_022 | elc_won_POL_022 | 1 | 2 | UCE_elcagg_won_POL_022 | elc_won_POL_022 | -1
ELE | UCE_elcagg_won_POL_023 | elc_won_POL_023 | 1 | 2 | UCE_elcagg_won_POL_023 | elc_won_POL_023 | -1
ELE | UCE_elcagg_won_POL_024 | elc_won_POL_024 | 1 | 2 | UCE_elcagg_won_POL_024 | elc_won_POL_024 | -1
ELE | UCE_elcagg_won_POL_025 | elc_won_POL_025 | 1 | 2 | UCE_elcagg_won_POL_025 | elc_won_POL_025 | -1
ELE | UCE_elcagg_won_POL_026 | elc_won_POL_026 | 1 | 2 | UCE_elcagg_won_POL_026 | elc_won_POL_026 | -1
ELE | UCE_elcagg_won_POL_027 | elc_won_POL_027 | 1 | 2 | UCE_elcagg_won_POL_027 | elc_won_POL_027 | -1
ELE | UCE_elcagg_won_POL_028 | elc_won_POL_028 | 1 | 2 | UCE_elcagg_won_POL_028 | elc_won_POL_028 | -1
ELE | UCE_elcagg_won_POL_029 | elc_won_POL_029 | 1 | 2 | UCE_elcagg_won_POL_029 | elc_won_POL_029 | -1
ELE | UCE_elcagg_won_POL_030 | elc_won_POL_030 | 1 | 2 | UCE_elcagg_won_POL_030 | elc_won_POL_030 | -1
ELE | UCE_elcagg_won_POL_031 | elc_won_POL_031 | 1 | 2 | UCE_elcagg_won_POL_031 | elc_won_POL_031 | -1
ELE | UCE_elcagg_won_POL_032 | elc_won_POL_032 | 1 | 2 | UCE_elcagg_won_POL_032 | elc_won_POL_032 | -1
ELE | UCE_elcagg_won_POL_033 | elc_won_POL_033 | 1 | 2 | UCE_elcagg_won_POL_033 | elc_won_POL_033 | -1
ELE | UCE_elcagg_won_POL_034 | elc_won_POL_034 | 1 | 2 | UCE_elcagg_won_POL_034 | elc_won_POL_034 | -1
ELE | UCE_elcagg_won_POL_035 | elc_won_POL_035 | 1 | 2 | UCE_elcagg_won_POL_035 | elc_won_POL_035 | -1
ELE | UCE_elcagg_won_POL_036 | elc_won_POL_036 | 1 | 2 | UCE_elcagg_won_POL_036 | elc_won_POL_036 | -1
ELE | UCE_elcagg_won_POL_037 | elc_won_POL_037 | 1 | 2 | UCE_elcagg_won_POL_037 | elc_won_POL_037 | -1
ELE | UCE_elcagg_won_POL_038 | elc_won_POL_038 | 1 | 2 | UCE_elcagg_won_POL_038 | elc_won_POL_038 | -1
ELE | UCE_elcagg_won_POL_039 | elc_won_POL_039 | 1 | 2 | UCE_elcagg_won_POL_039 | elc_won_POL_039 | -1
ELE | UCE_elcagg_won_POL_040 | elc_won_POL_040 | 1 | 2 | UCE_elcagg_won_POL_040 | elc_won_POL_040 | -1
ELE | UCE_elcagg_won_POL_041 | elc_won_POL_041 | 1 | 2 | UCE_elcagg_won_POL_041 | elc_won_POL_041 | -1
ELE | UCE_elcagg_won_POL_042 | elc_won_POL_042 | 1 | 2 | UCE_elcagg_won_POL_042 | elc_won_POL_042 | -1
ELE | UCE_elcagg_won_POL_043 | elc_won_POL_043 | 1 | 2 | UCE_elcagg_won_POL_043 | elc_won_POL_043 | -1
ELE | UCE_elcagg_won_POL_044 | elc_won_POL_044 | 1 | 2 | UCE_elcagg_won_POL_044 | elc_won_POL_044 | -1
ELE | UCE_elcagg_won_POL_045 | elc_won_POL_045 | 1 | 2 | UCE_elcagg_won_POL_045 | elc_won_POL_045 | -1
ELE | UCE_elcagg_won_POL_046 | elc_won_POL_046 | 1 | 2 | UCE_elcagg_won_POL_046 | elc_won_POL_046 | -1
ELE | UCE_elcagg_won_POL_047 | elc_won_POL_047 | 1 | 2 | UCE_elcagg_won_POL_047 | elc_won_POL_047 | -1
ELE | UCE_elcagg_won_POL_048 | elc_won_POL_048 | 1 | 2 | UCE_elcagg_won_POL_048 | elc_won_POL_048 | -1
ELE | UCE_elcagg_won_POL_049 | elc_won_POL_049 | 1 | 2 | UCE_elcagg_won_POL_049 | elc_won_POL_049 | -1