## ev_charging_uc
ts_12t | day_night | ts_12t
| D | WaD,RaD,WaP,FaD,SaD,FaP,SaP,RaP
| N | FaN,RaN,RaP,FaP,SaP,WaP,SaN,WaN
[7 empty] | 0.75 |  | share of charging at night
~UC_Sets: R_E: AllRegions
~UC_T: LO
| UC_N | Pset_CI | Pset_CO | pset_pn | Cset_CN | TimeSlice | UC_FLO | UC_RHSRT | UC_RHSRT~0
| UC_bev night chg limit | ELC | AuxStoIN | *EV* | AuxStoIN | FaN,RaN,RaP,FaP,SaP,WaP,SaN,WaN | 0.25 | 0 | 3 |  | night
|  | ELC | AuxStoIN | *EV* | AuxStoIN | WaD,RaD,WaP,FaD,SaD,FaP,SaP,RaP | -0.75 |  |  |  | day
~UC_T: LO
| UC_N | PSET_SET | PSET_PN | Pset_CI | PSET_CO | Cset_CN | TimeSlice | UC_ACT | UC_COMPRD | UC_RHSRTS | UC_RHSRTS~0 | UC_Desc
| UCE_Min-DispatchablePrd | ELE,CHP |  | *,-solar,-wind*,-ELC,-ELCSPV,-elc[_]???[_]*,-e[_]* |  |  | DAYNITE | 1 |  | 0 | 5 | Min dispatchable electricity generation in each grid in each TS
[6 empty] | DEF_E | DAYNITE |  | -1

## timeslice_def
~TimeSlices
ts_12t | season | weekly | daynite | wparent | dparent
| F | a | D | W,R,S,F | a
| R |  | N |  | a
| S |  | P |  | a
W

## resource_profiles
~TFM_DINS-AT |  |  |  | ~TFM_DINS-AT |  |  |  | ~TFM_DINS-AT
commodity | timeslice | com_fr | process | commodity | timeslice | com_fr | process | commodity | timeslice | com_fr | process
elc_spv_BRA_001 | FaD | 0.26652 | IMPNRGZ | elc_won_BRA_001 | FaD | 0.11494 | IMPNRGZ | elc_wof_BRA_001 | FaD | 0.13222 | IMPNRGZ
elc_spv_BRA_001 | FaN | 0.001523 | IMPNRGZ | elc_won_BRA_001 | FaN | 0.15771 | IMPNRGZ | elc_wof_BRA_001 | FaN | 0.13753 | IMPNRGZ
elc_spv_BRA_001 | FaP | 0.02183 | IMPNRGZ | elc_won_BRA_001 | FaP | 0.019537 | IMPNRGZ | elc_wof_BRA_001 | FaP | 0.023652 | IMPNRGZ
elc_spv_BRA_001 | RaD | 0.19435 | IMPNRGZ | elc_won_BRA_001 | RaD | 0.09272 | IMPNRGZ | elc_wof_BRA_001 | RaD | 0.10082 | IMPNRGZ
elc_spv_BRA_001 | RaN | 0 | IMPNRGZ | elc_won_BRA_001 | RaN | 0.11661 | IMPNRGZ | elc_wof_BRA_001 | RaN | 0.11323 | IMPNRGZ
elc_spv_BRA_001 | RaP | 0.013665 | IMPNRGZ | elc_won_BRA_001 | RaP | 0.014427 | IMPNRGZ | elc_wof_BRA_001 | RaP | 0.02024 | IMPNRGZ
elc_spv_BRA_001 | SaD | 0.13989 | IMPNRGZ | elc_won_BRA_001 | SaD | 0.11925 | IMPNRGZ | elc_wof_BRA_001 | SaD | 0.11744 | IMPNRGZ
elc_spv_BRA_001 | SaN | 0 | IMPNRGZ | elc_won_BRA_001 | SaN | 0.16616 | IMPNRGZ | elc_wof_BRA_001 | SaN | 0.12546 | IMPNRGZ
elc_spv_BRA_001 | SaP | 0.0061236 | IMPNRGZ | elc_won_BRA_001 | SaP | 0.022756 | IMPNRGZ | elc_wof_BRA_001 | SaP | 0.021539 | IMPNRGZ
elc_spv_BRA_001 | WaD | 0.31664 | IMPNRGZ | elc_won_BRA_001 | WaD | 0.066538 | IMPNRGZ | elc_wof_BRA_001 | WaD | 0.086241 | IMPNRGZ
elc_spv_BRA_001 | WaN | 0.0017499 | IMPNRGZ | elc_won_BRA_001 | WaN | 0.099414 | IMPNRGZ | elc_wof_BRA_001 | WaN | 0.10489 | IMPNRGZ
elc_spv_BRA_001 | WaP | 0.037712 | IMPNRGZ | elc_won_BRA_001 | WaP | 0.0099399 | IMPNRGZ | elc_wof_BRA_001 | WaP | 0.016726 | IMPNRGZ
elc_spv_BRA_002 | FaD | 0.26297 | IMPNRGZ | elc_won_BRA_002 | FaD | 0.11149 | IMPNRGZ | elc_wof_BRA_002 | FaD | 0.13273 | IMPNRGZ
elc_spv_BRA_002 | FaN | 0 | IMPNRGZ | elc_won_BRA_002 | FaN | 0.15881 | IMPNRGZ | elc_wof_BRA_002 | FaN | 0.14482 | IMPNRGZ
elc_spv_BRA_002 | FaP | 0.022178 | IMPNRGZ | elc_won_BRA_002 | FaP | 0.019415 | IMPNRGZ | elc_wof_BRA_002 | FaP | 0.026295 | IMPNRGZ
elc_spv_BRA_002 | RaD | 0.19398 | IMPNRGZ | elc_won_BRA_002 | RaD | 0.086699 | IMPNRGZ | elc_wof_BRA_002 | RaD | 0.097056 | IMPNRGZ
elc_spv_BRA_002 | RaN | 0 | IMPNRGZ | elc_won_BRA_002 | RaN | 0.10977 | IMPNRGZ | elc_wof_BRA_002 | RaN | 0.1079 | IMPNRGZ
elc_spv_BRA_002 | RaP | 0.015143 | IMPNRGZ | elc_won_BRA_002 | RaP | 0.013866 | IMPNRGZ | elc_wof_BRA_002 | RaP | 0.019608 | IMPNRGZ
elc_spv_BRA_002 | SaD | 0.14743 | IMPNRGZ | elc_won_BRA_002 | SaD | 0.12516 | IMPNRGZ | elc_wof_BRA_002 | SaD | 0.10905 | IMPNRGZ
elc_spv_BRA_002 | SaN | 0 | IMPNRGZ | elc_won_BRA_002 | SaN | 0.17843 | IMPNRGZ | elc_wof_BRA_002 | SaN | 0.12776 | IMPNRGZ
elc_spv_BRA_002 | SaP | 0.0092072 | IMPNRGZ | elc_won_BRA_002 | SaP | 0.023909 | IMPNRGZ | elc_wof_BRA_002 | SaP | 0.021684 | IMPNRGZ
elc_spv_BRA_002 | WaD | 0.31287 | IMPNRGZ | elc_won_BRA_002 | WaD | 0.06591 | IMPNRGZ | elc_wof_BRA_002 | WaD | 0.085479 | IMPNRGZ
elc_spv_BRA_002 | WaN | 3.6697e-05 | IMPNRGZ | elc_won_BRA_002 | WaN | 0.097239 | IMPNRGZ | elc_wof_BRA_002 | WaN | 0.10742 | IMPNRGZ
elc_spv_BRA_002 | WaP | 0.036185 | IMPNRGZ | elc_won_BRA_002 | WaP | 0.0092916 | IMPNRGZ | elc_wof_BRA_002 | WaP | 0.020198 | IMPNRGZ
elc_spv_BRA_003 | FaD | 0.26781 | IMPNRGZ | elc_won_BRA_003 | FaD | 0.094761 | IMPNRGZ | elc_wof_BRA_003 | FaD | 0.12991 | IMPNRGZ
elc_spv_BRA_003 | FaN | 0.0013913 | IMPNRGZ | elc_won_BRA_003 | FaN | 0.11544 | IMPNRGZ | elc_wof_BRA_003 | FaN | 0.13411 | IMPNRGZ
elc_spv_BRA_003 | FaP | 0.019809 | IMPNRGZ | elc_won_BRA_003 | FaP | 0.0095432 | IMPNRGZ | elc_wof_BRA_003 | FaP | 0.022758 | IMPNRGZ
elc_spv_BRA_003 | RaD | 0.19781 | IMPNRGZ | elc_won_BRA_003 | RaD | 0.082979 | IMPNRGZ | elc_wof_BRA_003 | RaD | 0.10418 | IMPNRGZ
elc_spv_BRA_003 | RaN | 0 | IMPNRGZ | elc_won_BRA_003 | RaN | 0.098803 | IMPNRGZ | elc_wof_BRA_003 | RaN | 0.1129 | IMPNRGZ
elc_spv_BRA_003 | RaP | 0.012466 | IMPNRGZ | elc_won_BRA_003 | RaP | 0.01112 | IMPNRGZ | elc_wof_BRA_003 | RaP | 0.020385 | IMPNRGZ
elc_spv_BRA_003 | SaD | 0.14955 | IMPNRGZ | elc_won_BRA_003 | SaD | 0.15216 | IMPNRGZ | elc_wof_BRA_003 | SaD | 0.12101 | IMPNRGZ
elc_spv_BRA_003 | SaN | 0 | IMPNRGZ | elc_won_BRA_003 | SaN | 0.19037 | IMPNRGZ | elc_wof_BRA_003 | SaN | 0.13003 | IMPNRGZ
elc_spv_BRA_003 | SaP | 0.0069997 | IMPNRGZ | elc_won_BRA_003 | SaP | 0.018868 | IMPNRGZ | elc_wof_BRA_003 | SaP | 0.022045 | IMPNRGZ
elc_spv_BRA_003 | WaD | 0.30974 | IMPNRGZ | elc_won_BRA_003 | WaD | 0.10901 | IMPNRGZ | elc_wof_BRA_003 | WaD | 0.084113 | IMPNRGZ
elc_spv_BRA_003 | WaN | 0.0014043 | IMPNRGZ | elc_won_BRA_003 | WaN | 0.10486 | IMPNRGZ | elc_wof_BRA_003 | WaN | 0.10292 | IMPNRGZ
elc_spv_BRA_003 | WaP | 0.033023 | IMPNRGZ | elc_won_BRA_003 | WaP | 0.012089 | IMPNRGZ | elc_wof_BRA_003 | WaP | 0.015646 | IMPNRGZ
elc_spv_BRA_004 | FaD | 0.25283 | IMPNRGZ | elc_won_BRA_004 | FaD | 0.10326 | IMPNRGZ | elc_wof_BRA_004 | FaD | 0.13461 | IMPNRGZ
elc_spv_BRA_004 | FaN | 0.00053254 | IMPNRGZ | elc_won_BRA_004 | FaN | 0.15388 | IMPNRGZ | elc_wof_BRA_004 | FaN | 0.14153 | IMPNRGZ
elc_spv_BRA_004 | FaP | 0.024388 | IMPNRGZ | elc_won_BRA_004 | FaP | 0.015305 | IMPNRGZ | elc_wof_BRA_004 | FaP | 0.024667 | IMPNRGZ
elc_spv_BRA_004 | RaD | 0.19387 | IMPNRGZ | elc_won_BRA_004 | RaD | 0.075205 | IMPNRGZ | elc_wof_BRA_004 | RaD | 0.10161 | IMPNRGZ
elc_spv_BRA_004 | RaN | 0 | IMPNRGZ | elc_won_BRA_004 | RaN | 0.10988 | IMPNRGZ | elc_wof_BRA_004 | RaN | 0.11327 | IMPNRGZ
elc_spv_BRA_004 | RaP | 0.015814 | IMPNRGZ | elc_won_BRA_004 | RaP | 0.011007 | IMPNRGZ | elc_wof_BRA_004 | RaP | 0.020363 | IMPNRGZ
elc_spv_BRA_004 | SaD | 0.1422 | IMPNRGZ | elc_won_BRA_004 | SaD | 0.13881 | IMPNRGZ | elc_wof_BRA_004 | SaD | 0.10361 | IMPNRGZ
elc_spv_BRA_004 | SaN | 0 | IMPNRGZ | elc_won_BRA_004 | SaN | 0.20035 | IMPNRGZ | elc_wof_BRA_004 | SaN | 0.11733 | IMPNRGZ
elc_spv_BRA_004 | SaP | 0.0078235 | IMPNRGZ | elc_won_BRA_004 | SaP | 0.021137 | IMPNRGZ | elc_wof_BRA_004 | SaP | 0.02023 | IMPNRGZ
elc_spv_BRA_004 | WaD | 0.31623 | IMPNRGZ | elc_won_BRA_004 | WaD | 0.068747 | IMPNRGZ | elc_wof_BRA_004 | WaD | 0.092913 | IMPNRGZ
elc_spv_BRA_004 | WaN | 0.0061957 | IMPNRGZ | elc_won_BRA_004 | WaN | 0.09502 | IMPNRGZ | elc_wof_BRA_004 | WaN | 0.11106 | IMPNRGZ
elc_spv_BRA_004 | WaP | 0.040119 | IMPNRGZ | elc_won_BRA_004 | WaP | 0.0074118 | IMPNRGZ | elc_wof_BRA_004 | WaP | 0.018793 | IMPNRGZ
elc_spv_BRA_005 | FaD | 0.25672 | IMPNRGZ | elc_won_BRA_005 | FaD | 0.10122 | IMPNRGZ | elc_wof_BRA_005 | FaD | 0.14279 | IMPNRGZ
elc_spv_BRA_005 | FaN | 1.7099e-06 | IMPNRGZ | elc_won_BRA_005 | FaN | 0.16631 | IMPNRGZ | elc_wof_BRA_005 | FaN | 0.14676 | IMPNRGZ
elc_spv_BRA_005 | FaP | 0.029159 | IMPNRGZ | elc_won_BRA_005 | FaP | 0.016959 | IMPNRGZ | elc_wof_BRA_005 | FaP | 0.027206 | IMPNRGZ
elc_spv_BRA_005 | RaD | 0.18526 | IMPNRGZ | elc_won_BRA_005 | RaD | 0.083766 | IMPNRGZ | elc_wof_BRA_005 | RaD | 0.10501 | IMPNRGZ
elc_spv_BRA_005 | RaN | 0 | IMPNRGZ | elc_won_BRA_005 | RaN | 0.10488 | IMPNRGZ | elc_wof_BRA_005 | RaN | 0.11181 | IMPNRGZ
elc_spv_BRA_005 | RaP | 0.017835 | IMPNRGZ | elc_won_BRA_005 | RaP | 0.011498 | IMPNRGZ | elc_wof_BRA_005 | RaP | 0.020331 | IMPNRGZ
elc_spv_BRA_005 | SaD | 0.14147 | IMPNRGZ | elc_won_BRA_005 | SaD | 0.11896 | IMPNRGZ | elc_wof_BRA_005 | SaD | 0.10477 | IMPNRGZ
elc_spv_BRA_005 | SaN | 0 | IMPNRGZ | elc_won_BRA_005 | SaN | 0.1977 | IMPNRGZ | elc_wof_BRA_005 | SaN | 0.11722 | IMPNRGZ
elc_spv_BRA_005 | SaP | 0.010355 | IMPNRGZ | elc_won_BRA_005 | SaP | 0.020607 | IMPNRGZ | elc_wof_BRA_005 | SaP | 0.019659 | IMPNRGZ
elc_spv_BRA_005 | WaD | 0.30927 | IMPNRGZ | elc_won_BRA_005 | WaD | 0.070646 | IMPNRGZ | elc_wof_BRA_005 | WaD | 0.086989 | IMPNRGZ
elc_spv_BRA_005 | WaN | 0.0083221 | IMPNRGZ | elc_won_BRA_005 | WaN | 0.098362 | IMPNRGZ | elc_wof_BRA_005 | WaN | 0.099297 | IMPNRGZ
elc_spv_BRA_005 | WaP | 0.041602 | IMPNRGZ | elc_won_BRA_005 | WaP | 0.0090926 | IMPNRGZ | elc_wof_BRA_005 | WaP | 0.018151 | IMPNRGZ
elc_spv_BRA_006 | FaD | 0.26085 | IMPNRGZ | elc_won_BRA_006 | FaD | 0.11934 | IMPNRGZ | elc_wof_BRA_006 | FaD | 0.1445 | IMPNRGZ
elc_spv_BRA_006 | FaN | 0 | IMPNRGZ | elc_won_BRA_006 | FaN | 0.16667 | IMPNRGZ | elc_wof_BRA_006 | FaN | 0.17381 | IMPNRGZ
elc_spv_BRA_006 | FaP | 0.025808 | IMPNRGZ | elc_won_BRA_006 | FaP | 0.026155 | IMPNRGZ | elc_wof_BRA_006 | FaP | 0.033941 | IMPNRGZ
elc_spv_BRA_006 | RaD | 0.19029 | IMPNRGZ | elc_won_BRA_006 | RaD | 0.082681 | IMPNRGZ | elc_wof_BRA_006 | RaD | 0.072614 | IMPNRGZ
elc_spv_BRA_006 | RaN | 0 | IMPNRGZ | elc_won_BRA_006 | RaN | 0.10925 | IMPNRGZ | elc_wof_BRA_006 | RaN | 0.08846 | IMPNRGZ
elc_spv_BRA_006 | RaP | 0.01653 | IMPNRGZ | elc_won_BRA_006 | RaP | 0.014827 | IMPNRGZ | elc_wof_BRA_006 | RaP | 0.015088 | IMPNRGZ
elc_spv_BRA_006 | SaD | 0.13993 | IMPNRGZ | elc_won_BRA_006 | SaD | 0.10865 | IMPNRGZ | elc_wof_BRA_006 | SaD | 0.10005 | IMPNRGZ
elc_spv_BRA_006 | SaN | 0 | IMPNRGZ | elc_won_BRA_006 | SaN | 0.12443 | IMPNRGZ | elc_wof_BRA_006 | SaN | 0.12013 | IMPNRGZ
elc_spv_BRA_006 | SaP | 0.0094881 | IMPNRGZ | elc_won_BRA_006 | SaP | 0.019797 | IMPNRGZ | elc_wof_BRA_006 | SaP | 0.020143 | IMPNRGZ
elc_spv_BRA_006 | WaD | 0.31278 | IMPNRGZ | elc_won_BRA_006 | WaD | 0.084307 | IMPNRGZ | elc_wof_BRA_006 | WaD | 0.087981 | IMPNRGZ
elc_spv_BRA_006 | WaN | 0.00425 | IMPNRGZ | elc_won_BRA_006 | WaN | 0.12477 | IMPNRGZ | elc_wof_BRA_006 | WaN | 0.12124 | IMPNRGZ
elc_spv_BRA_006 | WaP | 0.040061 | IMPNRGZ | elc_won_BRA_006 | WaP | 0.019122 | IMPNRGZ | elc_wof_BRA_006 | WaP | 0.022052 | IMPNRGZ
elc_spv_BRA_007 | FaD | 0.26671 | IMPNRGZ | elc_won_BRA_007 | FaD | 0.12231 | IMPNRGZ | elc_wof_BRA_007 | FaD | 0.16174 | IMPNRGZ
elc_spv_BRA_007 | FaN | 0 | IMPNRGZ | elc_won_BRA_007 | FaN | 0.17131 | IMPNRGZ | elc_wof_BRA_007 | FaN | 0.18189 | IMPNRGZ
elc_spv_BRA_007 | FaP | 0.021063 | IMPNRGZ | elc_won_BRA_007 | FaP | 0.0193 | IMPNRGZ | elc_wof_BRA_007 | FaP | 0.032206 | IMPNRGZ
elc_spv_BRA_007 | RaD | 0.20029 | IMPNRGZ | elc_won_BRA_007 | RaD | 0.092508 | IMPNRGZ | elc_wof_BRA_007 | RaD | 0.083342 | IMPNRGZ
elc_spv_BRA_007 | RaN | 0 | IMPNRGZ | elc_won_BRA_007 | RaN | 0.1153 | IMPNRGZ | elc_wof_BRA_007 | RaN | 0.10245 | IMPNRGZ
elc_spv_BRA_007 | RaP | 0.014441 | IMPNRGZ | elc_won_BRA_007 | RaP | 0.015017 | IMPNRGZ | elc_wof_BRA_007 | RaP | 0.017627 | IMPNRGZ
elc_spv_BRA_007 | SaD | 0.16029 | IMPNRGZ | elc_won_BRA_007 | SaD | 0.11068 | IMPNRGZ | elc_wof_BRA_007 | SaD | 0.10611 | IMPNRGZ
elc_spv_BRA_007 | SaN | 0 | IMPNRGZ | elc_won_BRA_007 | SaN | 0.14302 | IMPNRGZ | elc_wof_BRA_007 | SaN | 0.11916 | IMPNRGZ
elc_spv_BRA_007 | SaP | 0.0097924 | IMPNRGZ | elc_won_BRA_007 | SaP | 0.019061 | IMPNRGZ | elc_wof_BRA_007 | SaP | 0.018697 | IMPNRGZ
elc_spv_BRA_007 | WaD | 0.29532 | IMPNRGZ | elc_won_BRA_007 | WaD | 0.064137 | IMPNRGZ | elc_wof_BRA_007 | WaD | 0.071892 | IMPNRGZ
elc_spv_BRA_007 | WaN | 0 | IMPNRGZ | elc_won_BRA_007 | WaN | 0.11459 | IMPNRGZ | elc_wof_BRA_007 | WaN | 0.088497 | IMPNRGZ
elc_spv_BRA_007 | WaP | 0.032094 | IMPNRGZ | elc_won_BRA_007 | WaP | 0.012771 | IMPNRGZ | elc_wof_BRA_007 | WaP | 0.016388 | IMPNRGZ
elc_spv_BRA_008 | FaD | 0.26872 | IMPNRGZ | elc_won_BRA_008 | FaD | 0.12577 | IMPNRGZ | elc_wof_BRA_008 | FaD | 0.15278 | IMPNRGZ
elc_spv_BRA_008 | FaN | 0 | IMPNRGZ | elc_won_BRA_008 | FaN | 0.1913 | IMPNRGZ | elc_wof_BRA_008 | FaN | 0.18925 | IMPNRGZ
elc_spv_BRA_008 | FaP | 0.020131 | IMPNRGZ | elc_won_BRA_008 | FaP | 0.02264 | IMPNRGZ | elc_wof_BRA_008 | FaP | 0.039598 | IMPNRGZ
elc_spv_BRA_008 | RaD | 0.19915 | IMPNRGZ | elc_won_BRA_008 | RaD | 0.085688 | IMPNRGZ | elc_wof_BRA_008 | RaD | 0.069616 | IMPNRGZ
elc_spv_BRA_008 | RaN | 0 | IMPNRGZ | elc_won_BRA_008 | RaN | 0.11912 | IMPNRGZ | elc_wof_BRA_008 | RaN | 0.090762 | IMPNRGZ
elc_spv_BRA_008 | RaP | 0.013992 | IMPNRGZ | elc_won_BRA_008 | RaP | 0.015261 | IMPNRGZ | elc_wof_BRA_008 | RaP | 0.018362 | IMPNRGZ
elc_spv_BRA_008 | SaD | 0.17147 | IMPNRGZ | elc_won_BRA_008 | SaD | 0.094642 | IMPNRGZ | elc_wof_BRA_008 | SaD | 0.10623 | IMPNRGZ
elc_spv_BRA_008 | SaN | 0 | IMPNRGZ | elc_won_BRA_008 | SaN | 0.13001 | IMPNRGZ | elc_wof_BRA_008 | SaN | 0.12584 | IMPNRGZ
elc_spv_BRA_008 | SaP | 0.010286 | IMPNRGZ | elc_won_BRA_008 | SaP | 0.019617 | IMPNRGZ | elc_wof_BRA_008 | SaP | 0.024225 | IMPNRGZ
elc_spv_BRA_008 | WaD | 0.28608 | IMPNRGZ | elc_won_BRA_008 | WaD | 0.061629 | IMPNRGZ | elc_wof_BRA_008 | WaD | 0.067506 | IMPNRGZ
elc_spv_BRA_008 | WaN | 0 | IMPNRGZ | elc_won_BRA_008 | WaN | 0.12363 | IMPNRGZ | elc_wof_BRA_008 | WaN | 0.094133 | IMPNRGZ
elc_spv_BRA_008 | WaP | 0.03018 | IMPNRGZ | elc_won_BRA_008 | WaP | 0.010696 | IMPNRGZ | elc_wof_BRA_008 | WaP | 0.021702 | IMPNRGZ
elc_spv_BRA_009 | FaD | 0.26961 | IMPNRGZ | elc_won_BRA_009 | FaD | 0.1415 | IMPNRGZ | elc_wof_BRA_009 | FaD | 0.15417 | IMPNRGZ
elc_spv_BRA_009 | FaN | 8.7954e-05 | IMPNRGZ | elc_won_BRA_009 | FaN | 0.14491 | IMPNRGZ | elc_wof_BRA_009 | FaN | 0.18067 | IMPNRGZ
elc_spv_BRA_009 | FaP | 0.016176 | IMPNRGZ | elc_won_BRA_009 | FaP | 0.023758 | IMPNRGZ | elc_wof_BRA_009 | FaP | 0.033061 | IMPNRGZ
elc_spv_BRA_009 | RaD | 0.20741 | IMPNRGZ | elc_won_BRA_009 | RaD | 0.1069 | IMPNRGZ | elc_wof_BRA_009 | RaD | 0.080235 | IMPNRGZ
elc_spv_BRA_009 | RaN | 0 | IMPNRGZ | elc_won_BRA_009 | RaN | 0.10666 | IMPNRGZ | elc_wof_BRA_009 | RaN | 0.1076 | IMPNRGZ
elc_spv_BRA_009 | RaP | 0.01224 | IMPNRGZ | elc_won_BRA_009 | RaP | 0.018254 | IMPNRGZ | elc_wof_BRA_009 | RaP | 0.018931 | IMPNRGZ
elc_spv_BRA_009 | SaD | 0.17811 | IMPNRGZ | elc_won_BRA_009 | SaD | 0.11904 | IMPNRGZ | elc_wof_BRA_009 | SaD | 0.10803 | IMPNRGZ
elc_spv_BRA_009 | SaN | 0 | IMPNRGZ | elc_won_BRA_009 | SaN | 0.13185 | IMPNRGZ | elc_wof_BRA_009 | SaN | 0.1232 | IMPNRGZ
elc_spv_BRA_009 | SaP | 0.0094121 | IMPNRGZ | elc_won_BRA_009 | SaP | 0.021221 | IMPNRGZ | elc_wof_BRA_009 | SaP | 0.020944 | IMPNRGZ
elc_spv_BRA_009 | WaD | 0.28008 | IMPNRGZ | elc_won_BRA_009 | WaD | 0.080251 | IMPNRGZ | elc_wof_BRA_009 | WaD | 0.068425 | IMPNRGZ
elc_spv_BRA_009 | WaN | 0.00013307 | IMPNRGZ | elc_won_BRA_009 | WaN | 0.090607 | IMPNRGZ | elc_wof_BRA_009 | WaN | 0.086728 | IMPNRGZ
elc_spv_BRA_009 | WaP | 0.026755 | IMPNRGZ | elc_won_BRA_009 | WaP | 0.015056 | IMPNRGZ | elc_wof_BRA_009 | WaP | 0.017998 | IMPNRGZ
elc_spv_BRA_010 | FaD | 0.26655 | IMPNRGZ | elc_won_BRA_010 | FaD | 0.11681 | IMPNRGZ | elc_wof_BRA_010 | FaD | 0.1401 | IMPNRGZ
elc_spv_BRA_010 | FaN | 0.0011705 | IMPNRGZ | elc_won_BRA_010 | FaN | 0.17434 | IMPNRGZ | elc_wof_BRA_010 | FaN | 0.14404 | IMPNRGZ
elc_spv_BRA_010 | FaP | 0.013826 | IMPNRGZ | elc_won_BRA_010 | FaP | 0.019506 | IMPNRGZ | elc_wof_BRA_010 | FaP | 0.026583 | IMPNRGZ
elc_spv_BRA_010 | RaD | 0.2149 | IMPNRGZ | elc_won_BRA_010 | RaD | 0.081256 | IMPNRGZ | elc_wof_BRA_010 | RaD | 0.10753 | IMPNRGZ
elc_spv_BRA_010 | RaN | 0 | IMPNRGZ | elc_won_BRA_010 | RaN | 0.12529 | IMPNRGZ | elc_wof_BRA_010 | RaN | 0.10949 | IMPNRGZ
elc_spv_BRA_010 | RaP | 0.010837 | IMPNRGZ | elc_won_BRA_010 | RaP | 0.015481 | IMPNRGZ | elc_wof_BRA_010 | RaP | 0.020314 | IMPNRGZ
elc_spv_BRA_010 | SaD | 0.17221 | IMPNRGZ | elc_won_BRA_010 | SaD | 0.10441 | IMPNRGZ | elc_wof_BRA_010 | SaD | 0.11839 | IMPNRGZ
elc_spv_BRA_010 | SaN | 0 | IMPNRGZ | elc_won_BRA_010 | SaN | 0.14729 | IMPNRGZ | elc_wof_BRA_010 | SaN | 0.121 | IMPNRGZ
elc_spv_BRA_010 | SaP | 0.0071339 | IMPNRGZ | elc_won_BRA_010 | SaP | 0.019785 | IMPNRGZ | elc_wof_BRA_010 | SaP | 0.020244 | IMPNRGZ
elc_spv_BRA_010 | WaD | 0.28865 | IMPNRGZ | elc_won_BRA_010 | WaD | 0.056564 | IMPNRGZ | elc_wof_BRA_010 | WaD | 0.083431 | IMPNRGZ
elc_spv_BRA_010 | WaN | 0.0010767 | IMPNRGZ | elc_won_BRA_010 | WaN | 0.12737 | IMPNRGZ | elc_wof_BRA_010 | WaN | 0.091805 | IMPNRGZ
elc_spv_BRA_010 | WaP | 0.023639 | IMPNRGZ | elc_won_BRA_010 | WaP | 0.011892 | IMPNRGZ | elc_wof_BRA_010 | WaP | 0.017056 | IMPNRGZ
elc_spv_BRA_011 | FaD | 0.26388 | IMPNRGZ | elc_won_BRA_011 | FaD | 0.11306 | IMPNRGZ | elc_wof_BRA_011 | FaD | 0.13592 | IMPNRGZ
elc_spv_BRA_011 | FaN | 0.00046484 | IMPNRGZ | elc_won_BRA_011 | FaN | 0.17817 | IMPNRGZ | elc_wof_BRA_011 | FaN | 0.14539 | IMPNRGZ
elc_spv_BRA_011 | FaP | 0.019834 | IMPNRGZ | elc_won_BRA_011 | FaP | 0.017563 | IMPNRGZ | elc_wof_BRA_011 | FaP | 0.026995 | IMPNRGZ
elc_spv_BRA_011 | RaD | 0.20415 | IMPNRGZ | elc_won_BRA_011 | RaD | 0.080232 | IMPNRGZ | elc_wof_BRA_011 | RaD | 0.10048 | IMPNRGZ
elc_spv_BRA_011 | RaN | 0 | IMPNRGZ | elc_won_BRA_011 | RaN | 0.12621 | IMPNRGZ | elc_wof_BRA_011 | RaN | 0.10437 | IMPNRGZ
elc_spv_BRA_011 | RaP | 0.012957 | IMPNRGZ | elc_won_BRA_011 | RaP | 0.015006 | IMPNRGZ | elc_wof_BRA_011 | RaP | 0.019587 | IMPNRGZ
elc_spv_BRA_011 | SaD | 0.15878 | IMPNRGZ | elc_won_BRA_011 | SaD | 0.10326 | IMPNRGZ | elc_wof_BRA_011 | SaD | 0.12693 | IMPNRGZ
elc_spv_BRA_011 | SaN | 0 | IMPNRGZ | elc_won_BRA_011 | SaN | 0.14391 | IMPNRGZ | elc_wof_BRA_011 | SaN | 0.12773 | IMPNRGZ
elc_spv_BRA_011 | SaP | 0.0080859 | IMPNRGZ | elc_won_BRA_011 | SaP | 0.018263 | IMPNRGZ | elc_wof_BRA_011 | SaP | 0.021943 | IMPNRGZ
elc_spv_BRA_011 | WaD | 0.29897 | IMPNRGZ | elc_won_BRA_011 | WaD | 0.058685 | IMPNRGZ | elc_wof_BRA_011 | WaD | 0.082098 | IMPNRGZ
elc_spv_BRA_011 | WaN | 0.00049672 | IMPNRGZ | elc_won_BRA_011 | WaN | 0.13405 | IMPNRGZ | elc_wof_BRA_011 | WaN | 0.091441 | IMPNRGZ
elc_spv_BRA_011 | WaP | 0.032383 | IMPNRGZ | elc_won_BRA_011 | WaP | 0.011592 | IMPNRGZ | elc_wof_BRA_011 | WaP | 0.017102 | IMPNRGZ
elc_spv_BRA_012 | FaD | 0.26715 | IMPNRGZ | elc_won_BRA_012 | FaD | 0.11998 | IMPNRGZ | elc_wof_BRA_012 | FaD | 0.13538 | IMPNRGZ
elc_spv_BRA_012 | FaN | 0.00042401 | IMPNRGZ | elc_won_BRA_012 | FaN | 0.14734 | IMPNRGZ | elc_wof_BRA_012 | FaN | 0.17462 | IMPNRGZ
elc_spv_BRA_012 | FaP | 0.016326 | IMPNRGZ | elc_won_BRA_012 | FaP | 0.026778 | IMPNRGZ | elc_wof_BRA_012 | FaP | 0.029878 | IMPNRGZ
elc_spv_BRA_012 | RaD | 0.20961 | IMPNRGZ | elc_won_BRA_012 | RaD | 0.093347 | IMPNRGZ | elc_wof_BRA_012 | RaD | 0.089806 | IMPNRGZ
elc_spv_BRA_012 | RaN | 0 | IMPNRGZ | elc_won_BRA_012 | RaN | 0.11303 | IMPNRGZ | elc_wof_BRA_012 | RaN | 0.12252 | IMPNRGZ
elc_spv_BRA_012 | RaP | 0.012818 | IMPNRGZ | elc_won_BRA_012 | RaP | 0.020119 | IMPNRGZ | elc_wof_BRA_012 | RaP | 0.019531 | IMPNRGZ
elc_spv_BRA_012 | SaD | 0.1688 | IMPNRGZ | elc_won_BRA_012 | SaD | 0.10357 | IMPNRGZ | elc_wof_BRA_012 | SaD | 0.097552 | IMPNRGZ
elc_spv_BRA_012 | SaN | 0 | IMPNRGZ | elc_won_BRA_012 | SaN | 0.12971 | IMPNRGZ | elc_wof_BRA_012 | SaN | 0.12142 | IMPNRGZ
elc_spv_BRA_012 | SaP | 0.008113 | IMPNRGZ | elc_won_BRA_012 | SaP | 0.020626 | IMPNRGZ | elc_wof_BRA_012 | SaP | 0.017667 | IMPNRGZ
elc_spv_BRA_012 | WaD | 0.28713 | IMPNRGZ | elc_won_BRA_012 | WaD | 0.086971 | IMPNRGZ | elc_wof_BRA_012 | WaD | 0.073471 | IMPNRGZ
elc_spv_BRA_012 | WaN | 0.00040634 | IMPNRGZ | elc_won_BRA_012 | WaN | 0.11617 | IMPNRGZ | elc_wof_BRA_012 | WaN | 0.10039 | IMPNRGZ
elc_spv_BRA_012 | WaP | 0.029225 | IMPNRGZ | elc_won_BRA_012 | WaP | 0.022358 | IMPNRGZ | elc_wof_BRA_012 | WaP | 0.017754 | IMPNRGZ
elc_spv_BRA_013 | FaD | 0.24986 | IMPNRGZ | elc_won_BRA_013 | FaD | 0.10866 | IMPNRGZ | elc_wof_BRA_013 | FaD | 0.13496 | IMPNRGZ
elc_spv_BRA_013 | FaN | 0.00074937 | IMPNRGZ | elc_won_BRA_013 | FaN | 0.16051 | IMPNRGZ | elc_wof_BRA_013 | FaN | 0.16322 | IMPNRGZ
elc_spv_BRA_013 | FaP | 0.027945 | IMPNRGZ | elc_won_BRA_013 | FaP | 0.028834 | IMPNRGZ | elc_wof_BRA_013 | FaP | 0.027251 | IMPNRGZ
elc_spv_BRA_013 | RaD | 0.2059 | IMPNRGZ | elc_won_BRA_013 | RaD | 0.087436 | IMPNRGZ | elc_wof_BRA_013 | RaD | 0.098699 | IMPNRGZ
elc_spv_BRA_013 | RaN | 0.00061625 | IMPNRGZ | elc_won_BRA_013 | RaN | 0.11619 | IMPNRGZ | elc_wof_BRA_013 | RaN | 0.11184 | IMPNRGZ
elc_spv_BRA_013 | RaP | 0.024293 | IMPNRGZ | elc_won_BRA_013 | RaP | 0.020215 | IMPNRGZ | elc_wof_BRA_013 | RaP | 0.018814 | IMPNRGZ
elc_spv_BRA_013 | SaD | 0.16231 | IMPNRGZ | elc_won_BRA_013 | SaD | 0.096257 | IMPNRGZ | elc_wof_BRA_013 | SaD | 0.11779 | IMPNRGZ
elc_spv_BRA_013 | SaN | 0 | IMPNRGZ | elc_won_BRA_013 | SaN | 0.12414 | IMPNRGZ | elc_wof_BRA_013 | SaN | 0.12507 | IMPNRGZ
elc_spv_BRA_013 | SaP | 0.018437 | IMPNRGZ | elc_won_BRA_013 | SaP | 0.021865 | IMPNRGZ | elc_wof_BRA_013 | SaP | 0.020335 | IMPNRGZ
elc_spv_BRA_013 | WaD | 0.27086 | IMPNRGZ | elc_won_BRA_013 | WaD | 0.081614 | IMPNRGZ | elc_wof_BRA_013 | WaD | 0.0727 | IMPNRGZ
elc_spv_BRA_013 | WaN | 0.0075384 | IMPNRGZ | elc_won_BRA_013 | WaN | 0.13016 | IMPNRGZ | elc_wof_BRA_013 | WaN | 0.094189 | IMPNRGZ
elc_spv_BRA_013 | WaP | 0.031488 | IMPNRGZ | elc_won_BRA_013 | WaP | 0.024116 | IMPNRGZ | elc_wof_BRA_013 | WaP | 0.015124 | IMPNRGZ
elc_spv_BRA_014 | FaD | 0.25593 | IMPNRGZ | elc_won_BRA_014 | FaD | 0.11366 | IMPNRGZ | elc_wof_BRA_014 | FaD | 0.12414 | IMPNRGZ
elc_spv_BRA_014 | FaN | 0.0020686 | IMPNRGZ | elc_won_BRA_014 | FaN | 0.17244 | IMPNRGZ | elc_wof_BRA_014 | FaN | 0.16163 | IMPNRGZ
elc_spv_BRA_014 | FaP | 0.031138 | IMPNRGZ | elc_won_BRA_014 | FaP | 0.023675 | IMPNRGZ | elc_wof_BRA_014 | FaP | 0.026554 | IMPNRGZ
elc_spv_BRA_014 | RaD | 0.19815 | IMPNRGZ | elc_won_BRA_014 | RaD | 0.08405 | IMPNRGZ | elc_wof_BRA_014 | RaD | 0.093019 | IMPNRGZ
elc_spv_BRA_014 | RaN | 0.00054859 | IMPNRGZ | elc_won_BRA_014 | RaN | 0.124 | IMPNRGZ | elc_wof_BRA_014 | RaN | 0.12238 | IMPNRGZ
elc_spv_BRA_014 | RaP | 0.024015 | IMPNRGZ | elc_won_BRA_014 | RaP | 0.0162 | IMPNRGZ | elc_wof_BRA_014 | RaP | 0.019039 | IMPNRGZ
elc_spv_BRA_014 | SaD | 0.14456 | IMPNRGZ | elc_won_BRA_014 | SaD | 0.1012 | IMPNRGZ | elc_wof_BRA_014 | SaD | 0.10597 | IMPNRGZ
elc_spv_BRA_014 | SaN | 0 | IMPNRGZ | elc_won_BRA_014 | SaN | 0.1368 | IMPNRGZ | elc_wof_BRA_014 | SaN | 0.12814 | IMPNRGZ
elc_spv_BRA_014 | SaP | 0.016876 | IMPNRGZ | elc_won_BRA_014 | SaP | 0.019916 | IMPNRGZ | elc_wof_BRA_014 | SaP | 0.019632 | IMPNRGZ
elc_spv_BRA_014 | WaD | 0.27936 | IMPNRGZ | elc_won_BRA_014 | WaD | 0.066121 | IMPNRGZ | elc_wof_BRA_014 | WaD | 0.075634 | IMPNRGZ
elc_spv_BRA_014 | WaN | 0.0091802 | IMPNRGZ | elc_won_BRA_014 | WaN | 0.12779 | IMPNRGZ | elc_wof_BRA_014 | WaN | 0.10579 | IMPNRGZ
elc_spv_BRA_014 | WaP | 0.038179 | IMPNRGZ | elc_won_BRA_014 | WaP | 0.014153 | IMPNRGZ | elc_wof_BRA_014 | WaP | 0.018079 | IMPNRGZ
elc_spv_BRA_015 | FaD | 0.25636 | IMPNRGZ | elc_won_BRA_015 | FaD | 0.10203 | IMPNRGZ | elc_wof_BRA_015 | FaD | 0.12195 | IMPNRGZ
elc_spv_BRA_015 | FaN | 0.00040575 | IMPNRGZ | elc_won_BRA_015 | FaN | 0.2065 | IMPNRGZ | elc_wof_BRA_015 | FaN | 0.14681 | IMPNRGZ
elc_spv_BRA_015 | FaP | 0.029454 | IMPNRGZ | elc_won_BRA_015 | FaP | 0.023782 | IMPNRGZ | elc_wof_BRA_015 | FaP | 0.025561 | IMPNRGZ
elc_spv_BRA_015 | RaD | 0.20337 | IMPNRGZ | elc_won_BRA_015 | RaD | 0.068098 | IMPNRGZ | elc_wof_BRA_015 | RaD | 0.092868 | IMPNRGZ
elc_spv_BRA_015 | RaN | 0.00034223 | IMPNRGZ | elc_won_BRA_015 | RaN | 0.13275 | IMPNRGZ | elc_wof_BRA_015 | RaN | 0.11219 | IMPNRGZ
elc_spv_BRA_015 | RaP | 0.023482 | IMPNRGZ | elc_won_BRA_015 | RaP | 0.012097 | IMPNRGZ | elc_wof_BRA_015 | RaP | 0.019291 | IMPNRGZ
elc_spv_BRA_015 | SaD | 0.17148 | IMPNRGZ | elc_won_BRA_015 | SaD | 0.08159 | IMPNRGZ | elc_wof_BRA_015 | SaD | 0.11906 | IMPNRGZ
elc_spv_BRA_015 | SaN | 0 | IMPNRGZ | elc_won_BRA_015 | SaN | 0.14778 | IMPNRGZ | elc_wof_BRA_015 | SaN | 0.13042 | IMPNRGZ
elc_spv_BRA_015 | SaP | 0.019654 | IMPNRGZ | elc_won_BRA_015 | SaP | 0.014436 | IMPNRGZ | elc_wof_BRA_015 | SaP | 0.021884 | IMPNRGZ
elc_spv_BRA_015 | WaD | 0.25546 | IMPNRGZ | elc_won_BRA_015 | WaD | 0.061534 | IMPNRGZ | elc_wof_BRA_015 | WaD | 0.085676 | IMPNRGZ
elc_spv_BRA_015 | WaN | 0.0074771 | IMPNRGZ | elc_won_BRA_015 | WaN | 0.13436 | IMPNRGZ | elc_wof_BRA_015 | WaN | 0.10503 | IMPNRGZ
elc_spv_BRA_015 | WaP | 0.032517 | IMPNRGZ | elc_won_BRA_015 | WaP | 0.015036 | IMPNRGZ | elc_wof_BRA_015 | WaP | 0.019259 | IMPNRGZ
elc_spv_BRA_016 | FaD | 0.25765 | IMPNRGZ | elc_won_BRA_016 | FaD | 0.13852 | IMPNRGZ | elc_wof_BRA_016 | FaD | 0.057705 | IMPNRGZ
elc_spv_BRA_016 | FaN | 0.00025811 | IMPNRGZ | elc_won_BRA_016 | FaN | 0.13512 | IMPNRGZ | elc_wof_BRA_016 | FaN | 0.0813 | IMPNRGZ
elc_spv_BRA_016 | FaP | 0.030898 | IMPNRGZ | elc_won_BRA_016 | FaP | 0.030579 | IMPNRGZ | elc_wof_BRA_016 | FaP | 0.011813 | IMPNRGZ
elc_spv_BRA_016 | RaD | 0.19998 | IMPNRGZ | elc_won_BRA_016 | RaD | 0.10687 | IMPNRGZ | elc_wof_BRA_016 | RaD | 0.14338 | IMPNRGZ
elc_spv_BRA_016 | RaN | 0.00027784 | IMPNRGZ | elc_won_BRA_016 | RaN | 0.10551 | IMPNRGZ | elc_wof_BRA_016 | RaN | 0.17374 | IMPNRGZ
elc_spv_BRA_016 | RaP | 0.02477 | IMPNRGZ | elc_won_BRA_016 | RaP | 0.022638 | IMPNRGZ | elc_wof_BRA_016 | RaP | 0.026826 | IMPNRGZ
elc_spv_BRA_016 | SaD | 0.1839 | IMPNRGZ | elc_won_BRA_016 | SaD | 0.10314 | IMPNRGZ | elc_wof_BRA_016 | SaD | 0.036304 | IMPNRGZ
elc_spv_BRA_016 | SaN | 0 | IMPNRGZ | elc_won_BRA_016 | SaN | 0.10148 | IMPNRGZ | elc_wof_BRA_016 | SaN | 0.049748 | IMPNRGZ
elc_spv_BRA_016 | SaP | 0.023733 | IMPNRGZ | elc_won_BRA_016 | SaP | 0.017422 | IMPNRGZ | elc_wof_BRA_016 | SaP | 0.0075936 | IMPNRGZ
elc_spv_BRA_016 | WaD | 0.23658 | IMPNRGZ | elc_won_BRA_016 | WaD | 0.11511 | IMPNRGZ | elc_wof_BRA_016 | WaD | 0.17194 | IMPNRGZ
elc_spv_BRA_016 | WaN | 0.0079077 | IMPNRGZ | elc_won_BRA_016 | WaN | 0.095968 | IMPNRGZ | elc_wof_BRA_016 | WaN | 0.20866 | IMPNRGZ
elc_spv_BRA_016 | WaP | 0.034047 | IMPNRGZ | elc_won_BRA_016 | WaP | 0.027637 | IMPNRGZ | elc_wof_BRA_016 | WaP | 0.030991 | IMPNRGZ
elc_spv_BRA_017 | FaD | 0.25794 | IMPNRGZ | elc_won_BRA_017 | FaD | 0.11704 | IMPNRGZ | elc_wof_BRA_017 | FaD | 0.075932 | IMPNRGZ
elc_spv_BRA_017 | FaN | 5.9477e-08 | IMPNRGZ | elc_won_BRA_017 | FaN | 0.18621 | IMPNRGZ | elc_wof_BRA_017 | FaN | 0.10271 | IMPNRGZ
elc_spv_BRA_017 | FaP | 0.027204 | IMPNRGZ | elc_won_BRA_017 | FaP | 0.03102 | IMPNRGZ | elc_wof_BRA_017 | FaP | 0.014376 | IMPNRGZ
elc_spv_BRA_017 | RaD | 0.20493 | IMPNRGZ | elc_won_BRA_017 | RaD | 0.076679 | IMPNRGZ | elc_wof_BRA_017 | RaD | 0.12865 | IMPNRGZ
elc_spv_BRA_017 | RaN | 0 | IMPNRGZ | elc_won_BRA_017 | RaN | 0.12642 | IMPNRGZ | elc_wof_BRA_017 | RaN | 0.16054 | IMPNRGZ
elc_spv_BRA_017 | RaP | 0.019798 | IMPNRGZ | elc_won_BRA_017 | RaP | 0.016977 | IMPNRGZ | elc_wof_BRA_017 | RaP | 0.024269 | IMPNRGZ
elc_spv_BRA_017 | SaD | 0.18984 | IMPNRGZ | elc_won_BRA_017 | SaD | 0.080808 | IMPNRGZ | elc_wof_BRA_017 | SaD | 0.043535 | IMPNRGZ
elc_spv_BRA_017 | SaN | 0 | IMPNRGZ | elc_won_BRA_017 | SaN | 0.11309 | IMPNRGZ | elc_wof_BRA_017 | SaN | 0.064789 | IMPNRGZ
elc_spv_BRA_017 | SaP | 0.019349 | IMPNRGZ | elc_won_BRA_017 | SaP | 0.015932 | IMPNRGZ | elc_wof_BRA_017 | SaP | 0.0086242 | IMPNRGZ
elc_spv_BRA_017 | WaD | 0.24813 | IMPNRGZ | elc_won_BRA_017 | WaD | 0.084289 | IMPNRGZ | elc_wof_BRA_017 | WaD | 0.1547 | IMPNRGZ
elc_spv_BRA_017 | WaN | 0.0047425 | IMPNRGZ | elc_won_BRA_017 | WaN | 0.12498 | IMPNRGZ | elc_wof_BRA_017 | WaN | 0.19323 | IMPNRGZ
elc_spv_BRA_017 | WaP | 0.028065 | IMPNRGZ | elc_won_BRA_017 | WaP | 0.026563 | IMPNRGZ | elc_wof_BRA_017 | WaP | 0.028642 | IMPNRGZ
elc_spv_BRA_018 | FaD | 0.26001 | IMPNRGZ | elc_won_BRA_018 | FaD | 0.098924 | IMPNRGZ | elc_wof_BRA_018 | FaD | 0.12279 | IMPNRGZ
elc_spv_BRA_018 | FaN | 0 | IMPNRGZ | elc_won_BRA_018 | FaN | 0.25835 | IMPNRGZ | elc_wof_BRA_018 | FaN | 0.15571 | IMPNRGZ
elc_spv_BRA_018 | FaP | 0.024557 | IMPNRGZ | elc_won_BRA_018 | FaP | 0.022135 | IMPNRGZ | elc_wof_BRA_018 | FaP | 0.024402 | IMPNRGZ
elc_spv_BRA_018 | RaD | 0.21818 | IMPNRGZ | elc_won_BRA_018 | RaD | 0.047863 | IMPNRGZ | elc_wof_BRA_018 | RaD | 0.087219 | IMPNRGZ
elc_spv_BRA_018 | RaN | 0 | IMPNRGZ | elc_won_BRA_018 | RaN | 0.12357 | IMPNRGZ | elc_wof_BRA_018 | RaN | 0.11802 | IMPNRGZ
elc_spv_BRA_018 | RaP | 0.018217 | IMPNRGZ | elc_won_BRA_018 | RaP | 0.0093034 | IMPNRGZ | elc_wof_BRA_018 | RaP | 0.018571 | IMPNRGZ
elc_spv_BRA_018 | SaD | 0.201 | IMPNRGZ | elc_won_BRA_018 | SaD | 0.06919 | IMPNRGZ | elc_wof_BRA_018 | SaD | 0.085376 | IMPNRGZ
elc_spv_BRA_018 | SaN | 0 | IMPNRGZ | elc_won_BRA_018 | SaN | 0.18806 | IMPNRGZ | elc_wof_BRA_018 | SaN | 0.10062 | IMPNRGZ
elc_spv_BRA_018 | SaP | 0.014612 | IMPNRGZ | elc_won_BRA_018 | SaP | 0.012445 | IMPNRGZ | elc_wof_BRA_018 | SaP | 0.014915 | IMPNRGZ
elc_spv_BRA_018 | WaD | 0.23813 | IMPNRGZ | elc_won_BRA_018 | WaD | 0.052211 | IMPNRGZ | elc_wof_BRA_018 | WaD | 0.1072 | IMPNRGZ
elc_spv_BRA_018 | WaN | 0 | IMPNRGZ | elc_won_BRA_018 | WaN | 0.11043 | IMPNRGZ | elc_wof_BRA_018 | WaN | 0.14324 | IMPNRGZ
elc_spv_BRA_018 | WaP | 0.025295 | IMPNRGZ | elc_won_BRA_018 | WaP | 0.0075195 | IMPNRGZ | elc_wof_BRA_018 | WaP | 0.021946 | IMPNRGZ
elc_spv_BRA_019 | FaD | 0.25591 | IMPNRGZ | elc_won_BRA_019 | FaD | 0.1058 | IMPNRGZ | elc_wof_BRA_019 | FaD | 0.13268 | IMPNRGZ
elc_spv_BRA_019 | FaN | 0 | IMPNRGZ | elc_won_BRA_019 | FaN | 0.20429 | IMPNRGZ | elc_wof_BRA_019 | FaN | 0.15859 | IMPNRGZ
elc_spv_BRA_019 | FaP | 0.025542 | IMPNRGZ | elc_won_BRA_019 | FaP | 0.024466 | IMPNRGZ | elc_wof_BRA_019 | FaP | 0.026992 | IMPNRGZ
elc_spv_BRA_019 | RaD | 0.2163 | IMPNRGZ | elc_won_BRA_019 | RaD | 0.08529 | IMPNRGZ | elc_wof_BRA_019 | RaD | 0.074461 | IMPNRGZ
elc_spv_BRA_019 | RaN | 0 | IMPNRGZ | elc_won_BRA_019 | RaN | 0.11898 | IMPNRGZ | elc_wof_BRA_019 | RaN | 0.10153 | IMPNRGZ
elc_spv_BRA_019 | RaP | 0.022171 | IMPNRGZ | elc_won_BRA_019 | RaP | 0.016809 | IMPNRGZ | elc_wof_BRA_019 | RaP | 0.014746 | IMPNRGZ
elc_spv_BRA_019 | SaD | 0.20034 | IMPNRGZ | elc_won_BRA_019 | SaD | 0.083178 | IMPNRGZ | elc_wof_BRA_019 | SaD | 0.084554 | IMPNRGZ
elc_spv_BRA_019 | SaN | 0 | IMPNRGZ | elc_won_BRA_019 | SaN | 0.134 | IMPNRGZ | elc_wof_BRA_019 | SaN | 0.10161 | IMPNRGZ
elc_spv_BRA_019 | SaP | 0.020404 | IMPNRGZ | elc_won_BRA_019 | SaP | 0.017099 | IMPNRGZ | elc_wof_BRA_019 | SaP | 0.015261 | IMPNRGZ
elc_spv_BRA_019 | WaD | 0.23185 | IMPNRGZ | elc_won_BRA_019 | WaD | 0.081545 | IMPNRGZ | elc_wof_BRA_019 | WaD | 0.12044 | IMPNRGZ
elc_spv_BRA_019 | WaN | 0.00083336 | IMPNRGZ | elc_won_BRA_019 | WaN | 0.11335 | IMPNRGZ | elc_wof_BRA_019 | WaN | 0.14574 | IMPNRGZ
elc_spv_BRA_019 | WaP | 0.026647 | IMPNRGZ | elc_won_BRA_019 | WaP | 0.015191 | IMPNRGZ | elc_wof_BRA_019 | WaP | 0.023399 | IMPNRGZ
elc_spv_BRA_020 | FaD | 0.25349 | IMPNRGZ | elc_won_BRA_020 | FaD | 0.10218 | IMPNRGZ | elc_wof_BRA_020 | FaD | 0.1292 | IMPNRGZ
elc_spv_BRA_020 | FaN | 0 | IMPNRGZ | elc_won_BRA_020 | FaN | 0.21692 | IMPNRGZ | elc_wof_BRA_020 | FaN | 0.14924 | IMPNRGZ
elc_spv_BRA_020 | FaP | 0.022415 | IMPNRGZ | elc_won_BRA_020 | FaP | 0.020591 | IMPNRGZ | elc_wof_BRA_020 | FaP | 0.030591 | IMPNRGZ
elc_spv_BRA_020 | RaD | 0.22012 | IMPNRGZ | elc_won_BRA_020 | RaD | 0.06137 | IMPNRGZ | elc_wof_BRA_020 | RaD | 0.07275 | IMPNRGZ
elc_spv_BRA_020 | RaN | 0 | IMPNRGZ | elc_won_BRA_020 | RaN | 0.1286 | IMPNRGZ | elc_wof_BRA_020 | RaN | 0.089501 | IMPNRGZ
elc_spv_BRA_020 | RaP | 0.019298 | IMPNRGZ | elc_won_BRA_020 | RaP | 0.0095719 | IMPNRGZ | elc_wof_BRA_020 | RaP | 0.018437 | IMPNRGZ
elc_spv_BRA_020 | SaD | 0.22076 | IMPNRGZ | elc_won_BRA_020 | SaD | 0.084417 | IMPNRGZ | elc_wof_BRA_020 | SaD | 0.088502 | IMPNRGZ
elc_spv_BRA_020 | SaN | 0 | IMPNRGZ | elc_won_BRA_020 | SaN | 0.17697 | IMPNRGZ | elc_wof_BRA_020 | SaN | 0.098382 | IMPNRGZ
elc_spv_BRA_020 | SaP | 0.019658 | IMPNRGZ | elc_won_BRA_020 | SaP | 0.014233 | IMPNRGZ | elc_wof_BRA_020 | SaP | 0.019586 | IMPNRGZ
elc_spv_BRA_020 | WaD | 0.22184 | IMPNRGZ | elc_won_BRA_020 | WaD | 0.053932 | IMPNRGZ | elc_wof_BRA_020 | WaD | 0.12742 | IMPNRGZ
elc_spv_BRA_020 | WaN | 0 | IMPNRGZ | elc_won_BRA_020 | WaN | 0.12407 | IMPNRGZ | elc_wof_BRA_020 | WaN | 0.14593 | IMPNRGZ
elc_spv_BRA_020 | WaP | 0.022419 | IMPNRGZ | elc_won_BRA_020 | WaP | 0.0071477 | IMPNRGZ | elc_wof_BRA_020 | WaP | 0.030467 | IMPNRGZ
elc_spv_BRA_021 | FaD | 0.25672 | IMPNRGZ | elc_won_BRA_021 | FaD | 0.10219 | IMPNRGZ | elc_wof_BRA_021 | FaD | 0.13316 | IMPNRGZ
elc_spv_BRA_021 | FaN | 0 | IMPNRGZ | elc_won_BRA_021 | FaN | 0.21008 | IMPNRGZ | elc_wof_BRA_021 | FaN | 0.15705 | IMPNRGZ
elc_spv_BRA_021 | FaP | 0.024672 | IMPNRGZ | elc_won_BRA_021 | FaP | 0.018314 | IMPNRGZ | elc_wof_BRA_021 | FaP | 0.025919 | IMPNRGZ
elc_spv_BRA_021 | RaD | 0.21461 | IMPNRGZ | elc_won_BRA_021 | RaD | 0.058384 | IMPNRGZ | elc_wof_BRA_021 | RaD | 0.068556 | IMPNRGZ
elc_spv_BRA_021 | RaN | 0 | IMPNRGZ | elc_won_BRA_021 | RaN | 0.12552 | IMPNRGZ | elc_wof_BRA_021 | RaN | 0.091599 | IMPNRGZ
elc_spv_BRA_021 | RaP | 0.01898 | IMPNRGZ | elc_won_BRA_021 | RaP | 0.010323 | IMPNRGZ | elc_wof_BRA_021 | RaP | 0.013957 | IMPNRGZ
elc_spv_BRA_021 | SaD | 0.18393 | IMPNRGZ | elc_won_BRA_021 | SaD | 0.093453 | IMPNRGZ | elc_wof_BRA_021 | SaD | 0.088119 | IMPNRGZ
elc_spv_BRA_021 | SaN | 0 | IMPNRGZ | elc_won_BRA_021 | SaN | 0.20961 | IMPNRGZ | elc_wof_BRA_021 | SaN | 0.10042 | IMPNRGZ
elc_spv_BRA_021 | SaP | 0.012492 | IMPNRGZ | elc_won_BRA_021 | SaP | 0.019081 | IMPNRGZ | elc_wof_BRA_021 | SaP | 0.016565 | IMPNRGZ
elc_spv_BRA_021 | WaD | 0.2585 | IMPNRGZ | elc_won_BRA_021 | WaD | 0.052266 | IMPNRGZ | elc_wof_BRA_021 | WaD | 0.12939 | IMPNRGZ
elc_spv_BRA_021 | WaN | 0 | IMPNRGZ | elc_won_BRA_021 | WaN | 0.093504 | IMPNRGZ | elc_wof_BRA_021 | WaN | 0.1511 | IMPNRGZ
elc_spv_BRA_021 | WaP | 0.030093 | IMPNRGZ | elc_won_BRA_021 | WaP | 0.0072701 | IMPNRGZ | elc_wof_BRA_021 | WaP | 0.024156 | IMPNRGZ
elc_spv_BRA_022 | FaD | 0.25237 | IMPNRGZ | elc_won_BRA_022 | FaD | 0.10698 | IMPNRGZ | elc_wof_BRA_022 | FaD | 0.13006 | IMPNRGZ
elc_spv_BRA_022 | FaN | 0 | IMPNRGZ | elc_won_BRA_022 | FaN | 0.19966 | IMPNRGZ | elc_wof_BRA_022 | FaN | 0.15078 | IMPNRGZ
elc_spv_BRA_022 | FaP | 0.025413 | IMPNRGZ | elc_won_BRA_022 | FaP | 0.015994 | IMPNRGZ | elc_wof_BRA_022 | FaP | 0.026932 | IMPNRGZ
elc_spv_BRA_022 | RaD | 0.2113 | IMPNRGZ | elc_won_BRA_022 | RaD | 0.070663 | IMPNRGZ | elc_wof_BRA_022 | RaD | 0.074927 | IMPNRGZ
elc_spv_BRA_022 | RaN | 0 | IMPNRGZ | elc_won_BRA_022 | RaN | 0.12637 | IMPNRGZ | elc_wof_BRA_022 | RaN | 0.08304 | IMPNRGZ
elc_spv_BRA_022 | RaP | 0.021273 | IMPNRGZ | elc_won_BRA_022 | RaP | 0.009472 | IMPNRGZ | elc_wof_BRA_022 | RaP | 0.015143 | IMPNRGZ
elc_spv_BRA_022 | SaD | 0.1677 | IMPNRGZ | elc_won_BRA_022 | SaD | 0.11147 | IMPNRGZ | elc_wof_BRA_022 | SaD | 0.099659 | IMPNRGZ
elc_spv_BRA_022 | SaN | 0 | IMPNRGZ | elc_won_BRA_022 | SaN | 0.19269 | IMPNRGZ | elc_wof_BRA_022 | SaN | 0.1112 | IMPNRGZ
elc_spv_BRA_022 | SaP | 0.012883 | IMPNRGZ | elc_won_BRA_022 | SaP | 0.01341 | IMPNRGZ | elc_wof_BRA_022 | SaP | 0.018687 | IMPNRGZ
elc_spv_BRA_022 | WaD | 0.27354 | IMPNRGZ | elc_won_BRA_022 | WaD | 0.051486 | IMPNRGZ | elc_wof_BRA_022 | WaD | 0.12734 | IMPNRGZ
elc_spv_BRA_022 | WaN | 0.00086381 | IMPNRGZ | elc_won_BRA_022 | WaN | 0.093593 | IMPNRGZ | elc_wof_BRA_022 | WaN | 0.13714 | IMPNRGZ
elc_spv_BRA_022 | WaP | 0.034652 | IMPNRGZ | elc_won_BRA_022 | WaP | 0.008208 | IMPNRGZ | elc_wof_BRA_022 | WaP | 0.025086 | IMPNRGZ
elc_spv_BRA_023 | FaD | 0.25835 | IMPNRGZ | elc_won_BRA_023 | FaD | 0.10229 | IMPNRGZ | elc_wof_BRA_023 | FaD | 0.13405 | IMPNRGZ
elc_spv_BRA_023 | FaN | 0 | IMPNRGZ | elc_won_BRA_023 | FaN | 0.19065 | IMPNRGZ | elc_wof_BRA_023 | FaN | 0.15303 | IMPNRGZ
elc_spv_BRA_023 | FaP | 0.021896 | IMPNRGZ | elc_won_BRA_023 | FaP | 0.016861 | IMPNRGZ | elc_wof_BRA_023 | FaP | 0.027931 | IMPNRGZ
elc_spv_BRA_023 | RaD | 0.20689 | IMPNRGZ | elc_won_BRA_023 | RaD | 0.060266 | IMPNRGZ | elc_wof_BRA_023 | RaD | 0.07637 | IMPNRGZ
elc_spv_BRA_023 | RaN | 0 | IMPNRGZ | elc_won_BRA_023 | RaN | 0.1212 | IMPNRGZ | elc_wof_BRA_023 | RaN | 0.080198 | IMPNRGZ
elc_spv_BRA_023 | RaP | 0.017234 | IMPNRGZ | elc_won_BRA_023 | RaP | 0.0086057 | IMPNRGZ | elc_wof_BRA_023 | RaP | 0.015165 | IMPNRGZ
elc_spv_BRA_023 | SaD | 0.17311 | IMPNRGZ | elc_won_BRA_023 | SaD | 0.12581 | IMPNRGZ | elc_wof_BRA_023 | SaD | 0.10502 | IMPNRGZ
elc_spv_BRA_023 | SaN | 0 | IMPNRGZ | elc_won_BRA_023 | SaN | 0.22223 | IMPNRGZ | elc_wof_BRA_023 | SaN | 0.11595 | IMPNRGZ
elc_spv_BRA_023 | SaP | 0.010756 | IMPNRGZ | elc_won_BRA_023 | SaP | 0.015726 | IMPNRGZ | elc_wof_BRA_023 | SaP | 0.021001 | IMPNRGZ
elc_spv_BRA_023 | WaD | 0.28092 | IMPNRGZ | elc_won_BRA_023 | WaD | 0.054098 | IMPNRGZ | elc_wof_BRA_023 | WaD | 0.11599 | IMPNRGZ
elc_spv_BRA_023 | WaN | 0 | IMPNRGZ | elc_won_BRA_023 | WaN | 0.076196 | IMPNRGZ | elc_wof_BRA_023 | WaN | 0.13018 | IMPNRGZ
elc_spv_BRA_023 | WaP | 0.030837 | IMPNRGZ | elc_won_BRA_023 | WaP | 0.0060749 | IMPNRGZ | elc_wof_BRA_023 | WaP | 0.025129 | IMPNRGZ
elc_spv_BRA_024 | FaD | 0.26096 | IMPNRGZ | elc_won_BRA_024 | FaD | 0.09415 | IMPNRGZ | elc_wof_BRA_024 | FaD | 0.14129 | IMPNRGZ
elc_spv_BRA_024 | FaN | 0 | IMPNRGZ | elc_won_BRA_024 | FaN | 0.20218 | IMPNRGZ | elc_wof_BRA_024 | FaN | 0.14616 | IMPNRGZ
elc_spv_BRA_024 | FaP | 0.022087 | IMPNRGZ | elc_won_BRA_024 | FaP | 0.020327 | IMPNRGZ | elc_wof_BRA_024 | FaP | 0.024708 | IMPNRGZ
elc_spv_BRA_024 | RaD | 0.21891 | IMPNRGZ | elc_won_BRA_024 | RaD | 0.055735 | IMPNRGZ | elc_wof_BRA_024 | RaD | 0.089021 | IMPNRGZ
elc_spv_BRA_024 | RaN | 0 | IMPNRGZ | elc_won_BRA_024 | RaN | 0.12829 | IMPNRGZ | elc_wof_BRA_024 | RaN | 0.11636 | IMPNRGZ
elc_spv_BRA_024 | RaP | 0.017004 | IMPNRGZ | elc_won_BRA_024 | RaP | 0.010566 | IMPNRGZ | elc_wof_BRA_024 | RaP | 0.015991 | IMPNRGZ
elc_spv_BRA_024 | SaD | 0.2003 | IMPNRGZ | elc_won_BRA_024 | SaD | 0.10575 | IMPNRGZ | elc_wof_BRA_024 | SaD | 0.079607 | IMPNRGZ
elc_spv_BRA_024 | SaN | 0 | IMPNRGZ | elc_won_BRA_024 | SaN | 0.22313 | IMPNRGZ | elc_wof_BRA_024 | SaN | 0.096206 | IMPNRGZ
elc_spv_BRA_024 | SaP | 0.011816 | IMPNRGZ | elc_won_BRA_024 | SaP | 0.017766 | IMPNRGZ | elc_wof_BRA_024 | SaP | 0.015623 | IMPNRGZ
elc_spv_BRA_024 | WaD | 0.24315 | IMPNRGZ | elc_won_BRA_024 | WaD | 0.046364 | IMPNRGZ | elc_wof_BRA_024 | WaD | 0.11612 | IMPNRGZ
elc_spv_BRA_024 | WaN | 0 | IMPNRGZ | elc_won_BRA_024 | WaN | 0.089006 | IMPNRGZ | elc_wof_BRA_024 | WaN | 0.14004 | IMPNRGZ
elc_spv_BRA_024 | WaP | 0.025779 | IMPNRGZ | elc_won_BRA_024 | WaP | 0.0067241 | IMPNRGZ | elc_wof_BRA_024 | WaP | 0.01887 | IMPNRGZ
elc_spv_BRA_025 | FaD | 0.26214 | IMPNRGZ | elc_won_BRA_025 | FaD | 0.11304 | IMPNRGZ | elc_wof_BRA_025 | FaD | 0.17225 | IMPNRGZ
elc_spv_BRA_025 | FaN | 0 | IMPNRGZ | elc_won_BRA_025 | FaN | 0.15816 | IMPNRGZ | elc_wof_BRA_025 | FaN | 0.16825 | IMPNRGZ
elc_spv_BRA_025 | FaP | 0.018564 | IMPNRGZ | elc_won_BRA_025 | FaP | 0.01338 | IMPNRGZ | elc_wof_BRA_025 | FaP | 0.026877 | IMPNRGZ
elc_spv_BRA_025 | RaD | 0.21421 | IMPNRGZ | elc_won_BRA_025 | RaD | 0.080831 | IMPNRGZ | elc_wof_BRA_025 | RaD | 0.070577 | IMPNRGZ
elc_spv_BRA_025 | RaN | 0 | IMPNRGZ | elc_won_BRA_025 | RaN | 0.11215 | IMPNRGZ | elc_wof_BRA_025 | RaN | 0.090196 | IMPNRGZ
elc_spv_BRA_025 | RaP | 0.015941 | IMPNRGZ | elc_won_BRA_025 | RaP | 0.011242 | IMPNRGZ | elc_wof_BRA_025 | RaP | 0.012141 | IMPNRGZ
elc_spv_BRA_025 | SaD | 0.18921 | IMPNRGZ | elc_won_BRA_025 | SaD | 0.13917 | IMPNRGZ | elc_wof_BRA_025 | SaD | 0.10414 | IMPNRGZ
elc_spv_BRA_025 | SaN | 0 | IMPNRGZ | elc_won_BRA_025 | SaN | 0.19159 | IMPNRGZ | elc_wof_BRA_025 | SaN | 0.098749 | IMPNRGZ
elc_spv_BRA_025 | SaP | 0.010573 | IMPNRGZ | elc_won_BRA_025 | SaP | 0.017925 | IMPNRGZ | elc_wof_BRA_025 | SaP | 0.017982 | IMPNRGZ
elc_spv_BRA_025 | WaD | 0.26303 | IMPNRGZ | elc_won_BRA_025 | WaD | 0.070876 | IMPNRGZ | elc_wof_BRA_025 | WaD | 0.10284 | IMPNRGZ
elc_spv_BRA_025 | WaN | 0 | IMPNRGZ | elc_won_BRA_025 | WaN | 0.085422 | IMPNRGZ | elc_wof_BRA_025 | WaN | 0.1195 | IMPNRGZ
elc_spv_BRA_025 | WaP | 0.026327 | IMPNRGZ | elc_won_BRA_025 | WaP | 0.006217 | IMPNRGZ | elc_wof_BRA_025 | WaP | 0.016488 | IMPNRGZ
elc_spv_BRA_026 | FaD | 0.26472 | IMPNRGZ | elc_won_BRA_026 | FaD | 0.10538 | IMPNRGZ | elc_wof_BRA_026 | FaD | 0.12131 | IMPNRGZ
elc_spv_BRA_026 | FaN | 0 | IMPNRGZ | elc_won_BRA_026 | FaN | 0.18028 | IMPNRGZ | elc_wof_BRA_026 | FaN | 0.14469 | IMPNRGZ
elc_spv_BRA_026 | FaP | 0.019539 | IMPNRGZ | elc_won_BRA_026 | FaP | 0.01269 | IMPNRGZ | elc_wof_BRA_026 | FaP | 0.027327 | IMPNRGZ
elc_spv_BRA_026 | RaD | 0.20618 | IMPNRGZ | elc_won_BRA_026 | RaD | 0.074452 | IMPNRGZ | elc_wof_BRA_026 | RaD | 0.088971 | IMPNRGZ
elc_spv_BRA_026 | RaN | 0 | IMPNRGZ | elc_won_BRA_026 | RaN | 0.13187 | IMPNRGZ | elc_wof_BRA_026 | RaN | 0.12199 | IMPNRGZ
elc_spv_BRA_026 | RaP | 0.014233 | IMPNRGZ | elc_won_BRA_026 | RaP | 0.010458 | IMPNRGZ | elc_wof_BRA_026 | RaP | 0.023709 | IMPNRGZ
elc_spv_BRA_026 | SaD | 0.18068 | IMPNRGZ | elc_won_BRA_026 | SaD | 0.11894 | IMPNRGZ | elc_wof_BRA_026 | SaD | 0.084874 | IMPNRGZ
elc_spv_BRA_026 | SaN | 0 | IMPNRGZ | elc_won_BRA_026 | SaN | 0.20572 | IMPNRGZ | elc_wof_BRA_026 | SaN | 0.10041 | IMPNRGZ
elc_spv_BRA_026 | SaP | 0.010195 | IMPNRGZ | elc_won_BRA_026 | SaP | 0.017152 | IMPNRGZ | elc_wof_BRA_026 | SaP | 0.018082 | IMPNRGZ
elc_spv_BRA_026 | WaD | 0.27649 | IMPNRGZ | elc_won_BRA_026 | WaD | 0.062607 | IMPNRGZ | elc_wof_BRA_026 | WaD | 0.097123 | IMPNRGZ
elc_spv_BRA_026 | WaN | 0 | IMPNRGZ | elc_won_BRA_026 | WaN | 0.073579 | IMPNRGZ | elc_wof_BRA_026 | WaN | 0.14464 | IMPNRGZ
elc_spv_BRA_026 | WaP | 0.02797 | IMPNRGZ | elc_won_BRA_026 | WaP | 0.0068739 | IMPNRGZ | elc_wof_BRA_026 | WaP | 0.026868 | IMPNRGZ
elc_spv_BRA_027 | FaD | 0.26792 | IMPNRGZ | elc_won_BRA_027 | FaD | 0.0964 | IMPNRGZ | elc_wof_BRA_027 | FaD | 0.1342 | IMPNRGZ
elc_spv_BRA_027 | FaN | 2.1587e-05 | IMPNRGZ | elc_won_BRA_027 | FaN | 0.18567 | IMPNRGZ | elc_wof_BRA_027 | FaN | 0.15312 | IMPNRGZ
elc_spv_BRA_027 | FaP | 0.015216 | IMPNRGZ | elc_won_BRA_027 | FaP | 0.018637 | IMPNRGZ | elc_wof_BRA_027 | FaP | 0.025462 | IMPNRGZ
elc_spv_BRA_027 | RaD | 0.21051 | IMPNRGZ | elc_won_BRA_027 | RaD | 0.060219 | IMPNRGZ | elc_wof_BRA_027 | RaD | 0.064029 | IMPNRGZ
elc_spv_BRA_027 | RaN | 0 | IMPNRGZ | elc_won_BRA_027 | RaN | 0.13422 | IMPNRGZ | elc_wof_BRA_027 | RaN | 0.084243 | IMPNRGZ
elc_spv_BRA_027 | RaP | 0.01233 | IMPNRGZ | elc_won_BRA_027 | RaP | 0.012345 | IMPNRGZ | elc_wof_BRA_027 | RaP | 0.016067 | IMPNRGZ
elc_spv_BRA_027 | SaD | 0.18672 | IMPNRGZ | elc_won_BRA_027 | SaD | 0.11111 | IMPNRGZ | elc_wof_BRA_027 | SaD | 0.10143 | IMPNRGZ
elc_spv_BRA_027 | SaN | 0 | IMPNRGZ | elc_won_BRA_027 | SaN | 0.22701 | IMPNRGZ | elc_wof_BRA_027 | SaN | 0.11082 | IMPNRGZ
elc_spv_BRA_027 | SaP | 0.0095364 | IMPNRGZ | elc_won_BRA_027 | SaP | 0.020284 | IMPNRGZ | elc_wof_BRA_027 | SaP | 0.019448 | IMPNRGZ
elc_spv_BRA_027 | WaD | 0.27304 | IMPNRGZ | elc_won_BRA_027 | WaD | 0.053105 | IMPNRGZ | elc_wof_BRA_027 | WaD | 0.11559 | IMPNRGZ
elc_spv_BRA_027 | WaN | 1.7455e-05 | IMPNRGZ | elc_won_BRA_027 | WaN | 0.073773 | IMPNRGZ | elc_wof_BRA_027 | WaN | 0.14821 | IMPNRGZ
elc_spv_BRA_027 | WaP | 0.024687 | IMPNRGZ | elc_won_BRA_027 | WaP | 0.0072308 | IMPNRGZ | elc_wof_BRA_027 | WaP | 0.027383 | IMPNRGZ
elc_spv_BRA_028 | FaD | 0.26938 | IMPNRGZ | elc_won_BRA_028 | FaD | 0.10054 | IMPNRGZ | elc_wof_BRA_028 | FaD | 0.13917 | IMPNRGZ
elc_spv_BRA_028 | FaN | 0 | IMPNRGZ | elc_won_BRA_028 | FaN | 0.15463 | IMPNRGZ | elc_wof_BRA_028 | FaN | 0.15016 | IMPNRGZ
elc_spv_BRA_028 | FaP | 0.015482 | IMPNRGZ | elc_won_BRA_028 | FaP | 0.012043 | IMPNRGZ | elc_wof_BRA_028 | FaP | 0.026318 | IMPNRGZ
elc_spv_BRA_028 | RaD | 0.21265 | IMPNRGZ | elc_won_BRA_028 | RaD | 0.07377 | IMPNRGZ | elc_wof_BRA_028 | RaD | 0.077511 | IMPNRGZ
elc_spv_BRA_028 | RaN | 0 | IMPNRGZ | elc_won_BRA_028 | RaN | 0.10956 | IMPNRGZ | elc_wof_BRA_028 | RaN | 0.084128 | IMPNRGZ
elc_spv_BRA_028 | RaP | 0.013009 | IMPNRGZ | elc_won_BRA_028 | RaP | 0.0079776 | IMPNRGZ | elc_wof_BRA_028 | RaP | 0.015859 | IMPNRGZ
elc_spv_BRA_028 | SaD | 0.19339 | IMPNRGZ | elc_won_BRA_028 | SaD | 0.13754 | IMPNRGZ | elc_wof_BRA_028 | SaD | 0.127 | IMPNRGZ
elc_spv_BRA_028 | SaN | 0 | IMPNRGZ | elc_won_BRA_028 | SaN | 0.21416 | IMPNRGZ | elc_wof_BRA_028 | SaN | 0.12808 | IMPNRGZ
elc_spv_BRA_028 | SaP | 0.0097668 | IMPNRGZ | elc_won_BRA_028 | SaP | 0.016361 | IMPNRGZ | elc_wof_BRA_028 | SaP | 0.025131 | IMPNRGZ
elc_spv_BRA_028 | WaD | 0.26199 | IMPNRGZ | elc_won_BRA_028 | WaD | 0.083609 | IMPNRGZ | elc_wof_BRA_028 | WaD | 0.096221 | IMPNRGZ
elc_spv_BRA_028 | WaN | 0 | IMPNRGZ | elc_won_BRA_028 | WaN | 0.082692 | IMPNRGZ | elc_wof_BRA_028 | WaN | 0.11058 | IMPNRGZ
elc_spv_BRA_028 | WaP | 0.024333 | IMPNRGZ | elc_won_BRA_028 | WaP | 0.0071117 | IMPNRGZ | elc_wof_BRA_028 | WaP | 0.019837 | IMPNRGZ
elc_spv_BRA_029 | FaD | 0.25885 | IMPNRGZ | elc_won_BRA_029 | FaD | 0.11473 | IMPNRGZ | elc_wof_BRA_029 | FaD | 0.16557 | IMPNRGZ
elc_spv_BRA_029 | FaN | 0 | IMPNRGZ | elc_won_BRA_029 | FaN | 0.20349 | IMPNRGZ | elc_wof_BRA_029 | FaN | 0.17437 | IMPNRGZ
elc_spv_BRA_029 | FaP | 0.027396 | IMPNRGZ | elc_won_BRA_029 | FaP | 0.020745 | IMPNRGZ | elc_wof_BRA_029 | FaP | 0.029859 | IMPNRGZ
elc_spv_BRA_029 | RaD | 0.20214 | IMPNRGZ | elc_won_BRA_029 | RaD | 0.071813 | IMPNRGZ | elc_wof_BRA_029 | RaD | 0.058596 | IMPNRGZ
elc_spv_BRA_029 | RaN | 0 | IMPNRGZ | elc_won_BRA_029 | RaN | 0.1233 | IMPNRGZ | elc_wof_BRA_029 | RaN | 0.066638 | IMPNRGZ
elc_spv_BRA_029 | RaP | 0.020031 | IMPNRGZ | elc_won_BRA_029 | RaP | 0.010728 | IMPNRGZ | elc_wof_BRA_029 | RaP | 0.011665 | IMPNRGZ
elc_spv_BRA_029 | SaD | 0.19468 | IMPNRGZ | elc_won_BRA_029 | SaD | 0.086127 | IMPNRGZ | elc_wof_BRA_029 | SaD | 0.1227 | IMPNRGZ
elc_spv_BRA_029 | SaN | 0 | IMPNRGZ | elc_won_BRA_029 | SaN | 0.13517 | IMPNRGZ | elc_wof_BRA_029 | SaN | 0.12551 | IMPNRGZ
elc_spv_BRA_029 | SaP | 0.020023 | IMPNRGZ | elc_won_BRA_029 | SaP | 0.016731 | IMPNRGZ | elc_wof_BRA_029 | SaP | 0.022151 | IMPNRGZ
elc_spv_BRA_029 | WaD | 0.24219 | IMPNRGZ | elc_won_BRA_029 | WaD | 0.068679 | IMPNRGZ | elc_wof_BRA_029 | WaD | 0.095539 | IMPNRGZ
elc_spv_BRA_029 | WaN | 0.0043694 | IMPNRGZ | elc_won_BRA_029 | WaN | 0.13972 | IMPNRGZ | elc_wof_BRA_029 | WaN | 0.10902 | IMPNRGZ
elc_spv_BRA_029 | WaP | 0.030311 | IMPNRGZ | elc_won_BRA_029 | WaP | 0.0087636 | IMPNRGZ | elc_wof_BRA_029 | WaP | 0.018386 | IMPNRGZ
elc_spv_BRA_030 | FaD | 0.25621 | IMPNRGZ | elc_won_BRA_030 | FaD | 0.11092 | IMPNRGZ | elc_wof_BRA_030 | FaD | 0.16748 | IMPNRGZ
elc_spv_BRA_030 | FaN | 0 | IMPNRGZ | elc_won_BRA_030 | FaN | 0.19213 | IMPNRGZ | elc_wof_BRA_030 | FaN | 0.1693 | IMPNRGZ
elc_spv_BRA_030 | FaP | 0.028034 | IMPNRGZ | elc_won_BRA_030 | FaP | 0.015186 | IMPNRGZ | elc_wof_BRA_030 | FaP | 0.02992 | IMPNRGZ
elc_spv_BRA_030 | RaD | 0.20997 | IMPNRGZ | elc_won_BRA_030 | RaD | 0.082912 | IMPNRGZ | elc_wof_BRA_030 | RaD | 0.073728 | IMPNRGZ
elc_spv_BRA_030 | RaN | 0 | IMPNRGZ | elc_won_BRA_030 | RaN | 0.12707 | IMPNRGZ | elc_wof_BRA_030 | RaN | 0.073805 | IMPNRGZ
elc_spv_BRA_030 | RaP | 0.023236 | IMPNRGZ | elc_won_BRA_030 | RaP | 0.011772 | IMPNRGZ | elc_wof_BRA_030 | RaP | 0.011957 | IMPNRGZ
elc_spv_BRA_030 | SaD | 0.19618 | IMPNRGZ | elc_won_BRA_030 | SaD | 0.096325 | IMPNRGZ | elc_wof_BRA_030 | SaD | 0.10639 | IMPNRGZ
elc_spv_BRA_030 | SaN | 0 | IMPNRGZ | elc_won_BRA_030 | SaN | 0.14212 | IMPNRGZ | elc_wof_BRA_030 | SaN | 0.10001 | IMPNRGZ
elc_spv_BRA_030 | SaP | 0.02127 | IMPNRGZ | elc_won_BRA_030 | SaP | 0.017211 | IMPNRGZ | elc_wof_BRA_030 | SaP | 0.019376 | IMPNRGZ
elc_spv_BRA_030 | WaD | 0.23051 | IMPNRGZ | elc_won_BRA_030 | WaD | 0.064876 | IMPNRGZ | elc_wof_BRA_030 | WaD | 0.11181 | IMPNRGZ
elc_spv_BRA_030 | WaN | 0.004365 | IMPNRGZ | elc_won_BRA_030 | WaN | 0.13296 | IMPNRGZ | elc_wof_BRA_030 | WaN | 0.11756 | IMPNRGZ
elc_spv_BRA_030 | WaP | 0.030227 | IMPNRGZ | elc_won_BRA_030 | WaP | 0.0065194 | IMPNRGZ | elc_wof_BRA_030 | WaP | 0.018674 | IMPNRGZ
elc_spv_BRA_031 | FaD | 0.25068 | IMPNRGZ | elc_won_BRA_031 | FaD | 0.10835 | IMPNRGZ | elc_wof_BRA_031 | FaD | 0.1449 | IMPNRGZ
elc_spv_BRA_031 | FaN | 0 | IMPNRGZ | elc_won_BRA_031 | FaN | 0.20369 | IMPNRGZ | elc_wof_BRA_031 | FaN | 0.16452 | IMPNRGZ
elc_spv_BRA_031 | FaP | 0.026684 | IMPNRGZ | elc_won_BRA_031 | FaP | 0.015885 | IMPNRGZ | elc_wof_BRA_031 | FaP | 0.028639 | IMPNRGZ
elc_spv_BRA_031 | RaD | 0.21725 | IMPNRGZ | elc_won_BRA_031 | RaD | 0.072587 | IMPNRGZ | elc_wof_BRA_031 | RaD | 0.070173 | IMPNRGZ
elc_spv_BRA_031 | RaN | 0 | IMPNRGZ | elc_won_BRA_031 | RaN | 0.126 | IMPNRGZ | elc_wof_BRA_031 | RaN | 0.084957 | IMPNRGZ
elc_spv_BRA_031 | RaP | 0.025418 | IMPNRGZ | elc_won_BRA_031 | RaP | 0.0096904 | IMPNRGZ | elc_wof_BRA_031 | RaP | 0.014578 | IMPNRGZ
elc_spv_BRA_031 | SaD | 0.19762 | IMPNRGZ | elc_won_BRA_031 | SaD | 0.093226 | IMPNRGZ | elc_wof_BRA_031 | SaD | 0.1127 | IMPNRGZ
elc_spv_BRA_031 | SaN | 0 | IMPNRGZ | elc_won_BRA_031 | SaN | 0.16237 | IMPNRGZ | elc_wof_BRA_031 | SaN | 0.12754 | IMPNRGZ
elc_spv_BRA_031 | SaP | 0.021752 | IMPNRGZ | elc_won_BRA_031 | SaP | 0.016928 | IMPNRGZ | elc_wof_BRA_031 | SaP | 0.022244 | IMPNRGZ
elc_spv_BRA_031 | WaD | 0.22872 | IMPNRGZ | elc_won_BRA_031 | WaD | 0.060239 | IMPNRGZ | elc_wof_BRA_031 | WaD | 0.093605 | IMPNRGZ
elc_spv_BRA_031 | WaN | 0.0022382 | IMPNRGZ | elc_won_BRA_031 | WaN | 0.12487 | IMPNRGZ | elc_wof_BRA_031 | WaN | 0.11672 | IMPNRGZ
elc_spv_BRA_031 | WaP | 0.029636 | IMPNRGZ | elc_won_BRA_031 | WaP | 0.0061597 | IMPNRGZ | elc_wof_BRA_031 | WaP | 0.019418 | IMPNRGZ
elc_spv_BRA_032 | FaD | 0.25754 | IMPNRGZ | elc_won_BRA_032 | FaD | 0.11163 | IMPNRGZ
elc_spv_BRA_032 | FaN | 3.2895e-06 | IMPNRGZ | elc_won_BRA_032 | FaN | 0.18921 | IMPNRGZ
elc_spv_BRA_032 | FaP | 0.0305 | IMPNRGZ | elc_won_BRA_032 | FaP | 0.016188 | IMPNRGZ
elc_spv_BRA_032 | RaD | 0.20656 | IMPNRGZ | elc_won_BRA_032 | RaD | 0.077526 | IMPNRGZ
elc_spv_BRA_032 | RaN | 8.7553e-05 | IMPNRGZ | elc_won_BRA_032 | RaN | 0.12861 | IMPNRGZ
elc_spv_BRA_032 | RaP | 0.026096 | IMPNRGZ | elc_won_BRA_032 | RaP | 0.011079 | IMPNRGZ
elc_spv_BRA_032 | SaD | 0.19696 | IMPNRGZ | elc_won_BRA_032 | SaD | 0.10292 | IMPNRGZ
elc_spv_BRA_032 | SaN | 0 | IMPNRGZ | elc_won_BRA_032 | SaN | 0.17961 | IMPNRGZ
elc_spv_BRA_032 | SaP | 0.024693 | IMPNRGZ | elc_won_BRA_032 | SaP | 0.01919 | IMPNRGZ
elc_spv_BRA_032 | WaD | 0.22038 | IMPNRGZ | elc_won_BRA_032 | WaD | 0.063839 | IMPNRGZ
elc_spv_BRA_032 | WaN | 0.0073376 | IMPNRGZ | elc_won_BRA_032 | WaN | 0.093072 | IMPNRGZ
elc_spv_BRA_032 | WaP | 0.02984 | IMPNRGZ | elc_won_BRA_032 | WaP | 0.0071258 | IMPNRGZ
elc_spv_BRA_033 | FaD | 0.2509 | IMPNRGZ | elc_won_BRA_033 | FaD | 0.11233 | IMPNRGZ
elc_spv_BRA_033 | FaN | 0 | IMPNRGZ | elc_won_BRA_033 | FaN | 0.18457 | IMPNRGZ
elc_spv_BRA_033 | FaP | 0.028068 | IMPNRGZ | elc_won_BRA_033 | FaP | 0.015066 | IMPNRGZ
elc_spv_BRA_033 | RaD | 0.21463 | IMPNRGZ | elc_won_BRA_033 | RaD | 0.08078 | IMPNRGZ
elc_spv_BRA_033 | RaN | 6.9389e-06 | IMPNRGZ | elc_won_BRA_033 | RaN | 0.12802 | IMPNRGZ
elc_spv_BRA_033 | RaP | 0.02639 | IMPNRGZ | elc_won_BRA_033 | RaP | 0.012477 | IMPNRGZ
elc_spv_BRA_033 | SaD | 0.20155 | IMPNRGZ | elc_won_BRA_033 | SaD | 0.10205 | IMPNRGZ
elc_spv_BRA_033 | SaN | 0 | IMPNRGZ | elc_won_BRA_033 | SaN | 0.15987 | IMPNRGZ
elc_spv_BRA_033 | SaP | 0.024593 | IMPNRGZ | elc_won_BRA_033 | SaP | 0.018507 | IMPNRGZ
elc_spv_BRA_033 | WaD | 0.21952 | IMPNRGZ | elc_won_BRA_033 | WaD | 0.062975 | IMPNRGZ
elc_spv_BRA_033 | WaN | 0.0061468 | IMPNRGZ | elc_won_BRA_033 | WaN | 0.11636 | IMPNRGZ
elc_spv_BRA_033 | WaP | 0.0282 | IMPNRGZ | elc_won_BRA_033 | WaP | 0.0070015 | IMPNRGZ
elc_spv_BRA_034 | FaD | 0.24424 | IMPNRGZ | elc_won_BRA_034 | FaD | 0.11982 | IMPNRGZ
elc_spv_BRA_034 | FaN | 0 | IMPNRGZ | elc_won_BRA_034 | FaN | 0.18496 | IMPNRGZ
elc_spv_BRA_034 | FaP | 0.025622 | IMPNRGZ | elc_won_BRA_034 | FaP | 0.021917 | IMPNRGZ
elc_spv_BRA_034 | RaD | 0.20646 | IMPNRGZ | elc_won_BRA_034 | RaD | 0.079369 | IMPNRGZ
elc_spv_BRA_034 | RaN | 0 | IMPNRGZ | elc_won_BRA_034 | RaN | 0.10736 | IMPNRGZ
elc_spv_BRA_034 | RaP | 0.019242 | IMPNRGZ | elc_won_BRA_034 | RaP | 0.012605 | IMPNRGZ
elc_spv_BRA_034 | SaD | 0.19169 | IMPNRGZ | elc_won_BRA_034 | SaD | 0.13924 | IMPNRGZ
elc_spv_BRA_034 | SaN | 0 | IMPNRGZ | elc_won_BRA_034 | SaN | 0.16969 | IMPNRGZ
elc_spv_BRA_034 | SaP | 0.015694 | IMPNRGZ | elc_won_BRA_034 | SaP | 0.024968 | IMPNRGZ
elc_spv_BRA_034 | WaD | 0.26715 | IMPNRGZ | elc_won_BRA_034 | WaD | 0.048747 | IMPNRGZ
elc_spv_BRA_034 | WaN | 0 | IMPNRGZ | elc_won_BRA_034 | WaN | 0.084745 | IMPNRGZ
elc_spv_BRA_034 | WaP | 0.029911 | IMPNRGZ | elc_won_BRA_034 | WaP | 0.0065704 | IMPNRGZ
elc_spv_BRA_035 | FaD | 0.24465 | IMPNRGZ | elc_won_BRA_035 | FaD | 0.11347 | IMPNRGZ
elc_spv_BRA_035 | FaN | 0 | IMPNRGZ | elc_won_BRA_035 | FaN | 0.17496 | IMPNRGZ
elc_spv_BRA_035 | FaP | 0.023774 | IMPNRGZ | elc_won_BRA_035 | FaP | 0.021439 | IMPNRGZ
elc_spv_BRA_035 | RaD | 0.21501 | IMPNRGZ | elc_won_BRA_035 | RaD | 0.068372 | IMPNRGZ
elc_spv_BRA_035 | RaN | 0 | IMPNRGZ | elc_won_BRA_035 | RaN | 0.092012 | IMPNRGZ
elc_spv_BRA_035 | RaP | 0.018398 | IMPNRGZ | elc_won_BRA_035 | RaP | 0.010062 | IMPNRGZ
elc_spv_BRA_035 | SaD | 0.19057 | IMPNRGZ | elc_won_BRA_035 | SaD | 0.15499 | IMPNRGZ
elc_spv_BRA_035 | SaN | 0 | IMPNRGZ | elc_won_BRA_035 | SaN | 0.19031 | IMPNRGZ
elc_spv_BRA_035 | SaP | 0.012311 | IMPNRGZ | elc_won_BRA_035 | SaP | 0.028077 | IMPNRGZ
elc_spv_BRA_035 | WaD | 0.26503 | IMPNRGZ | elc_won_BRA_035 | WaD | 0.047676 | IMPNRGZ
elc_spv_BRA_035 | WaN | 0 | IMPNRGZ | elc_won_BRA_035 | WaN | 0.089701 | IMPNRGZ
elc_spv_BRA_035 | WaP | 0.03025 | IMPNRGZ | elc_won_BRA_035 | WaP | 0.0089362 | IMPNRGZ
elc_spv_BRA_036 | FaD | 0.2469 | IMPNRGZ | elc_won_BRA_036 | FaD | 0.11172 | IMPNRGZ
elc_spv_BRA_036 | FaN | 0 | IMPNRGZ | elc_won_BRA_036 | FaN | 0.17379 | IMPNRGZ
elc_spv_BRA_036 | FaP | 0.024124 | IMPNRGZ | elc_won_BRA_036 | FaP | 0.025379 | IMPNRGZ
elc_spv_BRA_036 | RaD | 0.21712 | IMPNRGZ | elc_won_BRA_036 | RaD | 0.077367 | IMPNRGZ
elc_spv_BRA_036 | RaN | 0 | IMPNRGZ | elc_won_BRA_036 | RaN | 0.11674 | IMPNRGZ
elc_spv_BRA_036 | RaP | 0.019383 | IMPNRGZ | elc_won_BRA_036 | RaP | 0.016131 | IMPNRGZ
elc_spv_BRA_036 | SaD | 0.17953 | IMPNRGZ | elc_won_BRA_036 | SaD | 0.13204 | IMPNRGZ
elc_spv_BRA_036 | SaN | 0 | IMPNRGZ | elc_won_BRA_036 | SaN | 0.14144 | IMPNRGZ
elc_spv_BRA_036 | SaP | 0.01193 | IMPNRGZ | elc_won_BRA_036 | SaP | 0.026059 | IMPNRGZ
elc_spv_BRA_036 | WaD | 0.27278 | IMPNRGZ | elc_won_BRA_036 | WaD | 0.053055 | IMPNRGZ
elc_spv_BRA_036 | WaN | 0 | IMPNRGZ | elc_won_BRA_036 | WaN | 0.11473 | IMPNRGZ
elc_spv_BRA_036 | WaP | 0.028231 | IMPNRGZ | elc_won_BRA_036 | WaP | 0.011547 | IMPNRGZ
elc_spv_BRA_037 | FaD | 0.24881 | IMPNRGZ | elc_won_BRA_037 | FaD | 0.11863 | IMPNRGZ
elc_spv_BRA_037 | FaN | 0 | IMPNRGZ | elc_won_BRA_037 | FaN | 0.19361 | IMPNRGZ
elc_spv_BRA_037 | FaP | 0.025756 | IMPNRGZ | elc_won_BRA_037 | FaP | 0.033794 | IMPNRGZ
elc_spv_BRA_037 | RaD | 0.21213 | IMPNRGZ | elc_won_BRA_037 | RaD | 0.061893 | IMPNRGZ
elc_spv_BRA_037 | RaN | 0 | IMPNRGZ | elc_won_BRA_037 | RaN | 0.11494 | IMPNRGZ
elc_spv_BRA_037 | RaP | 0.021115 | IMPNRGZ | elc_won_BRA_037 | RaP | 0.01622 | IMPNRGZ
elc_spv_BRA_037 | SaD | 0.19534 | IMPNRGZ | elc_won_BRA_037 | SaD | 0.10387 | IMPNRGZ
elc_spv_BRA_037 | SaN | 0 | IMPNRGZ | elc_won_BRA_037 | SaN | 0.13684 | IMPNRGZ
elc_spv_BRA_037 | SaP | 0.018527 | IMPNRGZ | elc_won_BRA_037 | SaP | 0.02398 | IMPNRGZ
elc_spv_BRA_037 | WaD | 0.24994 | IMPNRGZ | elc_won_BRA_037 | WaD | 0.061041 | IMPNRGZ
elc_spv_BRA_037 | WaN | 5.5838e-05 | IMPNRGZ | elc_won_BRA_037 | WaN | 0.11943 | IMPNRGZ
elc_spv_BRA_037 | WaP | 0.028321 | IMPNRGZ | elc_won_BRA_037 | WaP | 0.015752 | IMPNRGZ
elc_spv_BRA_038 | FaD | 0.25455 | IMPNRGZ | elc_won_BRA_038 | FaD | 0.1124 | IMPNRGZ
elc_spv_BRA_038 | FaN | 0 | IMPNRGZ | elc_won_BRA_038 | FaN | 0.15197 | IMPNRGZ
elc_spv_BRA_038 | FaP | 0.02642 | IMPNRGZ | elc_won_BRA_038 | FaP | 0.037772 | IMPNRGZ
elc_spv_BRA_038 | RaD | 0.20284 | IMPNRGZ | elc_won_BRA_038 | RaD | 0.086381 | IMPNRGZ
elc_spv_BRA_038 | RaN | 0 | IMPNRGZ | elc_won_BRA_038 | RaN | 0.13555 | IMPNRGZ
elc_spv_BRA_038 | RaP | 0.017628 | IMPNRGZ | elc_won_BRA_038 | RaP | 0.029388 | IMPNRGZ
elc_spv_BRA_038 | SaD | 0.18816 | IMPNRGZ | elc_won_BRA_038 | SaD | 0.10995 | IMPNRGZ
elc_spv_BRA_038 | SaN | 0 | IMPNRGZ | elc_won_BRA_038 | SaN | 0.11174 | IMPNRGZ
elc_spv_BRA_038 | SaP | 0.016329 | IMPNRGZ | elc_won_BRA_038 | SaP | 0.027446 | IMPNRGZ
elc_spv_BRA_038 | WaD | 0.26293 | IMPNRGZ | elc_won_BRA_038 | WaD | 0.048765 | IMPNRGZ
elc_spv_BRA_038 | WaN | 0.0027025 | IMPNRGZ | elc_won_BRA_038 | WaN | 0.12448 | IMPNRGZ
elc_spv_BRA_038 | WaP | 0.028427 | IMPNRGZ | elc_won_BRA_038 | WaP | 0.024166 | IMPNRGZ
elc_spv_BRA_039 | FaD | 0.25217 | IMPNRGZ | elc_won_BRA_039 | FaD | 0.12079 | IMPNRGZ
elc_spv_BRA_039 | FaN | 0 | IMPNRGZ | elc_won_BRA_039 | FaN | 0.1198 | IMPNRGZ
elc_spv_BRA_039 | FaP | 0.025152 | IMPNRGZ | elc_won_BRA_039 | FaP | 0.036799 | IMPNRGZ
elc_spv_BRA_039 | RaD | 0.20357 | IMPNRGZ | elc_won_BRA_039 | RaD | 0.1139 | IMPNRGZ
elc_spv_BRA_039 | RaN | 0 | IMPNRGZ | elc_won_BRA_039 | RaN | 0.12582 | IMPNRGZ
elc_spv_BRA_039 | RaP | 0.016462 | IMPNRGZ | elc_won_BRA_039 | RaP | 0.038861 | IMPNRGZ
elc_spv_BRA_039 | SaD | 0.19019 | IMPNRGZ | elc_won_BRA_039 | SaD | 0.11366 | IMPNRGZ
elc_spv_BRA_039 | SaN | 0 | IMPNRGZ | elc_won_BRA_039 | SaN | 0.106 | IMPNRGZ
elc_spv_BRA_039 | SaP | 0.013976 | IMPNRGZ | elc_won_BRA_039 | SaP | 0.026525 | IMPNRGZ
elc_spv_BRA_039 | WaD | 0.26944 | IMPNRGZ | elc_won_BRA_039 | WaD | 0.063375 | IMPNRGZ
elc_spv_BRA_039 | WaN | 0.00030473 | IMPNRGZ | elc_won_BRA_039 | WaN | 0.10055 | IMPNRGZ
elc_spv_BRA_039 | WaP | 0.028733 | IMPNRGZ | elc_won_BRA_039 | WaP | 0.033915 | IMPNRGZ
elc_spv_BRA_040 | FaD | 0.25548 | IMPNRGZ | elc_won_BRA_040 | FaD | 0.12955 | IMPNRGZ
elc_spv_BRA_040 | FaN | 0 | IMPNRGZ | elc_won_BRA_040 | FaN | 0.13513 | IMPNRGZ
elc_spv_BRA_040 | FaP | 0.028212 | IMPNRGZ | elc_won_BRA_040 | FaP | 0.041309 | IMPNRGZ
elc_spv_BRA_040 | RaD | 0.22273 | IMPNRGZ | elc_won_BRA_040 | RaD | 0.082933 | IMPNRGZ
elc_spv_BRA_040 | RaN | 0 | IMPNRGZ | elc_won_BRA_040 | RaN | 0.11038 | IMPNRGZ
elc_spv_BRA_040 | RaP | 0.022906 | IMPNRGZ | elc_won_BRA_040 | RaP | 0.033613 | IMPNRGZ
elc_spv_BRA_040 | SaD | 0.16923 | IMPNRGZ | elc_won_BRA_040 | SaD | 0.10876 | IMPNRGZ
elc_spv_BRA_040 | SaN | 0 | IMPNRGZ | elc_won_BRA_040 | SaN | 0.083178 | IMPNRGZ
elc_spv_BRA_040 | SaP | 0.014001 | IMPNRGZ | elc_won_BRA_040 | SaP | 0.027689 | IMPNRGZ
elc_spv_BRA_040 | WaD | 0.25731 | IMPNRGZ | elc_won_BRA_040 | WaD | 0.077783 | IMPNRGZ
elc_spv_BRA_040 | WaN | 0 | IMPNRGZ | elc_won_BRA_040 | WaN | 0.13453 | IMPNRGZ
elc_spv_BRA_040 | WaP | 0.030132 | IMPNRGZ | elc_won_BRA_040 | WaP | 0.035147 | IMPNRGZ
elc_spv_BRA_041 | FaD | 0.24893 | IMPNRGZ | elc_won_BRA_041 | FaD | 0.16706 | IMPNRGZ
elc_spv_BRA_041 | FaN | 0 | IMPNRGZ | elc_won_BRA_041 | FaN | 0.16293 | IMPNRGZ
elc_spv_BRA_041 | FaP | 0.027083 | IMPNRGZ | elc_won_BRA_041 | FaP | 0.037286 | IMPNRGZ
elc_spv_BRA_041 | RaD | 0.22447 | IMPNRGZ | elc_won_BRA_041 | RaD | 0.077459 | IMPNRGZ
elc_spv_BRA_041 | RaN | 0 | IMPNRGZ | elc_won_BRA_041 | RaN | 0.088718 | IMPNRGZ
elc_spv_BRA_041 | RaP | 0.021713 | IMPNRGZ | elc_won_BRA_041 | RaP | 0.016403 | IMPNRGZ
elc_spv_BRA_041 | SaD | 0.18235 | IMPNRGZ | elc_won_BRA_041 | SaD | 0.055801 | IMPNRGZ
elc_spv_BRA_041 | SaN | 0 | IMPNRGZ | elc_won_BRA_041 | SaN | 0.080337 | IMPNRGZ
elc_spv_BRA_041 | SaP | 0.015846 | IMPNRGZ | elc_won_BRA_041 | SaP | 0.014059 | IMPNRGZ
elc_spv_BRA_041 | WaD | 0.25141 | IMPNRGZ | elc_won_BRA_041 | WaD | 0.13428 | IMPNRGZ
elc_spv_BRA_041 | WaN | 0 | IMPNRGZ | elc_won_BRA_041 | WaN | 0.13661 | IMPNRGZ
elc_spv_BRA_041 | WaP | 0.028205 | IMPNRGZ | elc_won_BRA_041 | WaP | 0.029055 | IMPNRGZ
elc_spv_BRA_042 | FaD | 0.24874 | IMPNRGZ | elc_won_BRA_042 | FaD | 0.20868 | IMPNRGZ
elc_spv_BRA_042 | FaN | 0 | IMPNRGZ | elc_won_BRA_042 | FaN | 0.16947 | IMPNRGZ
elc_spv_BRA_042 | FaP | 0.022417 | IMPNRGZ | elc_won_BRA_042 | FaP | 0.033106 | IMPNRGZ
elc_spv_BRA_042 | RaD | 0.2271 | IMPNRGZ | elc_won_BRA_042 | RaD | 0.061763 | IMPNRGZ
elc_spv_BRA_042 | RaN | 0 | IMPNRGZ | elc_won_BRA_042 | RaN | 0.062988 | IMPNRGZ
elc_spv_BRA_042 | RaP | 0.022005 | IMPNRGZ | elc_won_BRA_042 | RaP | 0.011708 | IMPNRGZ
elc_spv_BRA_042 | SaD | 0.17461 | IMPNRGZ | elc_won_BRA_042 | SaD | 0.078689 | IMPNRGZ
elc_spv_BRA_042 | SaN | 0 | IMPNRGZ | elc_won_BRA_042 | SaN | 0.083736 | IMPNRGZ
elc_spv_BRA_042 | SaP | 0.010994 | IMPNRGZ | elc_won_BRA_042 | SaP | 0.011893 | IMPNRGZ
elc_spv_BRA_042 | WaD | 0.26346 | IMPNRGZ | elc_won_BRA_042 | WaD | 0.13127 | IMPNRGZ
elc_spv_BRA_042 | WaN | 0 | IMPNRGZ | elc_won_BRA_042 | WaN | 0.12047 | IMPNRGZ
elc_spv_BRA_042 | WaP | 0.030675 | IMPNRGZ | elc_won_BRA_042 | WaP | 0.026234 | IMPNRGZ
elc_spv_BRA_043 | FaD | 0.25697 | IMPNRGZ | elc_won_BRA_043 | FaD | 0.17531 | IMPNRGZ
elc_spv_BRA_043 | FaN | 0 | IMPNRGZ | elc_won_BRA_043 | FaN | 0.19444 | IMPNRGZ
elc_spv_BRA_043 | FaP | 0.014043 | IMPNRGZ | elc_won_BRA_043 | FaP | 0.030545 | IMPNRGZ
elc_spv_BRA_043 | RaD | 0.22643 | IMPNRGZ | elc_won_BRA_043 | RaD | 0.061098 | IMPNRGZ
elc_spv_BRA_043 | RaN | 0 | IMPNRGZ | elc_won_BRA_043 | RaN | 0.065076 | IMPNRGZ
elc_spv_BRA_043 | RaP | 0.015928 | IMPNRGZ | elc_won_BRA_043 | RaP | 0.010637 | IMPNRGZ
elc_spv_BRA_043 | SaD | 0.18064 | IMPNRGZ | elc_won_BRA_043 | SaD | 0.089686 | IMPNRGZ
elc_spv_BRA_043 | SaN | 0 | IMPNRGZ | elc_won_BRA_043 | SaN | 0.097886 | IMPNRGZ
elc_spv_BRA_043 | SaP | 0.010309 | IMPNRGZ | elc_won_BRA_043 | SaP | 0.01175 | IMPNRGZ
elc_spv_BRA_043 | WaD | 0.2682 | IMPNRGZ | elc_won_BRA_043 | WaD | 0.11764 | IMPNRGZ
elc_spv_BRA_043 | WaN | 0 | IMPNRGZ | elc_won_BRA_043 | WaN | 0.12295 | IMPNRGZ
elc_spv_BRA_043 | WaP | 0.027469 | IMPNRGZ | elc_won_BRA_043 | WaP | 0.022989 | IMPNRGZ
elc_spv_BRA_044 | FaD | 0.2668 | IMPNRGZ | elc_won_BRA_044 | FaD | 0.15896 | IMPNRGZ
elc_spv_BRA_044 | FaN | 0 | IMPNRGZ | elc_won_BRA_044 | FaN | 0.12223 | IMPNRGZ
elc_spv_BRA_044 | FaP | 0.012937 | IMPNRGZ | elc_won_BRA_044 | FaP | 0.033967 | IMPNRGZ
elc_spv_BRA_044 | RaD | 0.21788 | IMPNRGZ | elc_won_BRA_044 | RaD | 0.085648 | IMPNRGZ
elc_spv_BRA_044 | RaN | 0 | IMPNRGZ | elc_won_BRA_044 | RaN | 0.077503 | IMPNRGZ
elc_spv_BRA_044 | RaP | 0.015336 | IMPNRGZ | elc_won_BRA_044 | RaP | 0.02937 | IMPNRGZ
elc_spv_BRA_044 | SaD | 0.19857 | IMPNRGZ | elc_won_BRA_044 | SaD | 0.10183 | IMPNRGZ
elc_spv_BRA_044 | SaN | 0 | IMPNRGZ | elc_won_BRA_044 | SaN | 0.067737 | IMPNRGZ
elc_spv_BRA_044 | SaP | 0.010482 | IMPNRGZ | elc_won_BRA_044 | SaP | 0.021063 | IMPNRGZ
elc_spv_BRA_044 | WaD | 0.25451 | IMPNRGZ | elc_won_BRA_044 | WaD | 0.12826 | IMPNRGZ
elc_spv_BRA_044 | WaN | 0 | IMPNRGZ | elc_won_BRA_044 | WaN | 0.13229 | IMPNRGZ
elc_spv_BRA_044 | WaP | 0.023484 | IMPNRGZ | elc_won_BRA_044 | WaP | 0.041138 | IMPNRGZ
elc_spv_BRA_045 | FaD | 0.26649 | IMPNRGZ | elc_won_BRA_045 | FaD | 0.15881 | IMPNRGZ
elc_spv_BRA_045 | FaN | 0 | IMPNRGZ | elc_won_BRA_045 | FaN | 0.12644 | IMPNRGZ
elc_spv_BRA_045 | FaP | 0.019843 | IMPNRGZ | elc_won_BRA_045 | FaP | 0.031733 | IMPNRGZ
elc_spv_BRA_045 | RaD | 0.2147 | IMPNRGZ | elc_won_BRA_045 | RaD | 0.087319 | IMPNRGZ
elc_spv_BRA_045 | RaN | 0 | IMPNRGZ | elc_won_BRA_045 | RaN | 0.078586 | IMPNRGZ
elc_spv_BRA_045 | RaP | 0.020298 | IMPNRGZ | elc_won_BRA_045 | RaP | 0.021889 | IMPNRGZ
elc_spv_BRA_045 | SaD | 0.18203 | IMPNRGZ | elc_won_BRA_045 | SaD | 0.13286 | IMPNRGZ
elc_spv_BRA_045 | SaN | 0 | IMPNRGZ | elc_won_BRA_045 | SaN | 0.09942 | IMPNRGZ
elc_spv_BRA_045 | SaP | 0.014231 | IMPNRGZ | elc_won_BRA_045 | SaP | 0.023729 | IMPNRGZ
elc_spv_BRA_045 | WaD | 0.25527 | IMPNRGZ | elc_won_BRA_045 | WaD | 0.10598 | IMPNRGZ
elc_spv_BRA_045 | WaN | 0 | IMPNRGZ | elc_won_BRA_045 | WaN | 0.10507 | IMPNRGZ
elc_spv_BRA_045 | WaP | 0.027147 | IMPNRGZ | elc_won_BRA_045 | WaP | 0.028157 | IMPNRGZ
elc_spv_BRA_046 | FaD | 0.25558 | IMPNRGZ | elc_won_BRA_046 | FaD | 0.11964 | IMPNRGZ
elc_spv_BRA_046 | FaN | 0 | IMPNRGZ | elc_won_BRA_046 | FaN | 0.19712 | IMPNRGZ
elc_spv_BRA_046 | FaP | 0.015889 | IMPNRGZ | elc_won_BRA_046 | FaP | 0.028792 | IMPNRGZ
elc_spv_BRA_046 | RaD | 0.22239 | IMPNRGZ | elc_won_BRA_046 | RaD | 0.055532 | IMPNRGZ
elc_spv_BRA_046 | RaN | 0 | IMPNRGZ | elc_won_BRA_046 | RaN | 0.088455 | IMPNRGZ
elc_spv_BRA_046 | RaP | 0.018741 | IMPNRGZ | elc_won_BRA_046 | RaP | 0.014204 | IMPNRGZ
elc_spv_BRA_046 | SaD | 0.17704 | IMPNRGZ | elc_won_BRA_046 | SaD | 0.11355 | IMPNRGZ
elc_spv_BRA_046 | SaN | 0 | IMPNRGZ | elc_won_BRA_046 | SaN | 0.1373 | IMPNRGZ
elc_spv_BRA_046 | SaP | 0.010924 | IMPNRGZ | elc_won_BRA_046 | SaP | 0.022132 | IMPNRGZ
elc_spv_BRA_046 | WaD | 0.27128 | IMPNRGZ | elc_won_BRA_046 | WaD | 0.064955 | IMPNRGZ
elc_spv_BRA_046 | WaN | 0 | IMPNRGZ | elc_won_BRA_046 | WaN | 0.13933 | IMPNRGZ
elc_spv_BRA_046 | WaP | 0.028161 | IMPNRGZ | elc_won_BRA_046 | WaP | 0.018999 | IMPNRGZ
elc_spv_BRA_047 | FaD | 0.25609 | IMPNRGZ | elc_won_BRA_047 | FaD | 0.1909 | IMPNRGZ
elc_spv_BRA_047 | FaN | 0 | IMPNRGZ | elc_won_BRA_047 | FaN | 0.17325 | IMPNRGZ
elc_spv_BRA_047 | FaP | 0.020622 | IMPNRGZ | elc_won_BRA_047 | FaP | 0.023609 | IMPNRGZ
elc_spv_BRA_047 | RaD | 0.22091 | IMPNRGZ | elc_won_BRA_047 | RaD | 0.07201 | IMPNRGZ
elc_spv_BRA_047 | RaN | 0 | IMPNRGZ | elc_won_BRA_047 | RaN | 0.05274 | IMPNRGZ
elc_spv_BRA_047 | RaP | 0.021506 | IMPNRGZ | elc_won_BRA_047 | RaP | 0.011643 | IMPNRGZ
elc_spv_BRA_047 | SaD | 0.17351 | IMPNRGZ | elc_won_BRA_047 | SaD | 0.14631 | IMPNRGZ
elc_spv_BRA_047 | SaN | 0 | IMPNRGZ | elc_won_BRA_047 | SaN | 0.1139 | IMPNRGZ
elc_spv_BRA_047 | SaP | 0.011393 | IMPNRGZ | elc_won_BRA_047 | SaP | 0.020598 | IMPNRGZ
elc_spv_BRA_047 | WaD | 0.26629 | IMPNRGZ | elc_won_BRA_047 | WaD | 0.089245 | IMPNRGZ
elc_spv_BRA_047 | WaN | 0 | IMPNRGZ | elc_won_BRA_047 | WaN | 0.091309 | IMPNRGZ
elc_spv_BRA_047 | WaP | 0.02967 | IMPNRGZ | elc_won_BRA_047 | WaP | 0.014486 | IMPNRGZ
elc_spv_BRA_048 | FaD | 0.24683 | IMPNRGZ | elc_won_BRA_048 | FaD | 0.058066 | IMPNRGZ
elc_spv_BRA_048 | FaN | 0 | IMPNRGZ | elc_won_BRA_048 | FaN | 0.075842 | IMPNRGZ
elc_spv_BRA_048 | FaP | 0.026282 | IMPNRGZ | elc_won_BRA_048 | FaP | 0.010556 | IMPNRGZ
elc_spv_BRA_048 | RaD | 0.21923 | IMPNRGZ | elc_won_BRA_048 | RaD | 0.14478 | IMPNRGZ
elc_spv_BRA_048 | RaN | 0 | IMPNRGZ | elc_won_BRA_048 | RaN | 0.15507 | IMPNRGZ
elc_spv_BRA_048 | RaP | 0.026139 | IMPNRGZ | elc_won_BRA_048 | RaP | 0.022529 | IMPNRGZ
elc_spv_BRA_048 | SaD | 0.21476 | IMPNRGZ | elc_won_BRA_048 | SaD | 0.025328 | IMPNRGZ
elc_spv_BRA_048 | SaN | 0 | IMPNRGZ | elc_won_BRA_048 | SaN | 0.039899 | IMPNRGZ
elc_spv_BRA_048 | SaP | 0.0274 | IMPNRGZ | elc_won_BRA_048 | SaP | 0.0038214 | IMPNRGZ
elc_spv_BRA_048 | WaD | 0.2088 | IMPNRGZ | elc_won_BRA_048 | WaD | 0.21482 | IMPNRGZ
elc_spv_BRA_048 | WaN | 0.0038884 | IMPNRGZ | elc_won_BRA_048 | WaN | 0.21577 | IMPNRGZ
elc_spv_BRA_048 | WaP | 0.026683 | IMPNRGZ | elc_won_BRA_048 | WaP | 0.033527 | IMPNRGZ
elc_spv_BRA_049 | FaD | 0.24781 | IMPNRGZ | elc_won_BRA_049 | FaD | 0.1307 | IMPNRGZ
elc_spv_BRA_049 | FaN | 0 | IMPNRGZ | elc_won_BRA_049 | FaN | 0.13586 | IMPNRGZ
elc_spv_BRA_049 | FaP | 0.02551 | IMPNRGZ | elc_won_BRA_049 | FaP | 0.040805 | IMPNRGZ
elc_spv_BRA_049 | RaD | 0.21995 | IMPNRGZ | elc_won_BRA_049 | RaD | 0.076675 | IMPNRGZ
elc_spv_BRA_049 | RaN | 0 | IMPNRGZ | elc_won_BRA_049 | RaN | 0.10167 | IMPNRGZ
elc_spv_BRA_049 | RaP | 0.025492 | IMPNRGZ | elc_won_BRA_049 | RaP | 0.029864 | IMPNRGZ
elc_spv_BRA_049 | SaD | 0.20675 | IMPNRGZ | elc_won_BRA_049 | SaD | 0.079588 | IMPNRGZ
elc_spv_BRA_049 | SaN | 0 | IMPNRGZ | elc_won_BRA_049 | SaN | 0.091224 | IMPNRGZ
elc_spv_BRA_049 | SaP | 0.025421 | IMPNRGZ | elc_won_BRA_049 | SaP | 0.023101 | IMPNRGZ
elc_spv_BRA_049 | WaD | 0.22013 | IMPNRGZ | elc_won_BRA_049 | WaD | 0.11279 | IMPNRGZ
elc_spv_BRA_049 | WaN | 0.0018743 | IMPNRGZ | elc_won_BRA_049 | WaN | 0.13846 | IMPNRGZ
elc_spv_BRA_049 | WaP | 0.027064 | IMPNRGZ | elc_won_BRA_049 | WaP | 0.039273 | IMPNRGZ
elc_spv_BRA_050 | FaD | 0.252 | IMPNRGZ | elc_won_BRA_050 | FaD | 0.11714 | IMPNRGZ
elc_spv_BRA_050 | FaN | 0 | IMPNRGZ | elc_won_BRA_050 | FaN | 0.16717 | IMPNRGZ
elc_spv_BRA_050 | FaP | 0.025542 | IMPNRGZ | elc_won_BRA_050 | FaP | 0.047977 | IMPNRGZ
elc_spv_BRA_050 | RaD | 0.21809 | IMPNRGZ | elc_won_BRA_050 | RaD | 0.05211 | IMPNRGZ
elc_spv_BRA_050 | RaN | 0 | IMPNRGZ | elc_won_BRA_050 | RaN | 0.11063 | IMPNRGZ
elc_spv_BRA_050 | RaP | 0.02398 | IMPNRGZ | elc_won_BRA_050 | RaP | 0.025444 | IMPNRGZ
elc_spv_BRA_050 | SaD | 0.20567 | IMPNRGZ | elc_won_BRA_050 | SaD | 0.078173 | IMPNRGZ
elc_spv_BRA_050 | SaN | 0 | IMPNRGZ | elc_won_BRA_050 | SaN | 0.11057 | IMPNRGZ
elc_spv_BRA_050 | SaP | 0.023066 | IMPNRGZ | elc_won_BRA_050 | SaP | 0.026599 | IMPNRGZ
elc_spv_BRA_050 | WaD | 0.22482 | IMPNRGZ | elc_won_BRA_050 | WaD | 0.079657 | IMPNRGZ
elc_spv_BRA_050 | WaN | 0 | IMPNRGZ | elc_won_BRA_050 | WaN | 0.14989 | IMPNRGZ
elc_spv_BRA_050 | WaP | 0.026837 | IMPNRGZ | elc_won_BRA_050 | WaP | 0.034642 | IMPNRGZ
elc_spv_BRA_051 | FaD | 0.25133 | IMPNRGZ | elc_won_BRA_051 | FaD | 0.14178 | IMPNRGZ
elc_spv_BRA_051 | FaN | 0 | IMPNRGZ | elc_won_BRA_051 | FaN | 0.14117 | IMPNRGZ
elc_spv_BRA_051 | FaP | 0.025454 | IMPNRGZ | elc_won_BRA_051 | FaP | 0.033668 | IMPNRGZ
elc_spv_BRA_051 | RaD | 0.21127 | IMPNRGZ | elc_won_BRA_051 | RaD | 0.078242 | IMPNRGZ
elc_spv_BRA_051 | RaN | 0 | IMPNRGZ | elc_won_BRA_051 | RaN | 0.085813 | IMPNRGZ
elc_spv_BRA_051 | RaP | 0.023616 | IMPNRGZ | elc_won_BRA_051 | RaP | 0.019812 | IMPNRGZ
elc_spv_BRA_051 | SaD | 0.22195 | IMPNRGZ | elc_won_BRA_051 | SaD | 0.092387 | IMPNRGZ
elc_spv_BRA_051 | SaN | 0 | IMPNRGZ | elc_won_BRA_051 | SaN | 0.09731 | IMPNRGZ
elc_spv_BRA_051 | SaP | 0.026413 | IMPNRGZ | elc_won_BRA_051 | SaP | 0.020661 | IMPNRGZ
elc_spv_BRA_051 | WaD | 0.21419 | IMPNRGZ | elc_won_BRA_051 | WaD | 0.1257 | IMPNRGZ
elc_spv_BRA_051 | WaN | 1.962e-05 | IMPNRGZ | elc_won_BRA_051 | WaN | 0.132 | IMPNRGZ
elc_spv_BRA_051 | WaP | 0.025767 | IMPNRGZ | elc_won_BRA_051 | WaP | 0.031457 | IMPNRGZ
elc_spv_BRA_052 | FaD | 0.26108 | IMPNRGZ | elc_won_BRA_052 | FaD | 0.14159 | IMPNRGZ
elc_spv_BRA_052 | FaN | 0 | IMPNRGZ | elc_won_BRA_052 | FaN | 0.16427 | IMPNRGZ
elc_spv_BRA_052 | FaP | 0.02852 | IMPNRGZ | elc_won_BRA_052 | FaP | 0.039973 | IMPNRGZ
elc_spv_BRA_052 | RaD | 0.20653 | IMPNRGZ | elc_won_BRA_052 | RaD | 0.068516 | IMPNRGZ
elc_spv_BRA_052 | RaN | 0 | IMPNRGZ | elc_won_BRA_052 | RaN | 0.079648 | IMPNRGZ
elc_spv_BRA_052 | RaP | 0.022407 | IMPNRGZ | elc_won_BRA_052 | RaP | 0.019712 | IMPNRGZ
elc_spv_BRA_052 | SaD | 0.20422 | IMPNRGZ | elc_won_BRA_052 | SaD | 0.090684 | IMPNRGZ
elc_spv_BRA_052 | SaN | 0 | IMPNRGZ | elc_won_BRA_052 | SaN | 0.11353 | IMPNRGZ
elc_spv_BRA_052 | SaP | 0.022686 | IMPNRGZ | elc_won_BRA_052 | SaP | 0.026921 | IMPNRGZ
elc_spv_BRA_052 | WaD | 0.22828 | IMPNRGZ | elc_won_BRA_052 | WaD | 0.099486 | IMPNRGZ
elc_spv_BRA_052 | WaN | 0 | IMPNRGZ | elc_won_BRA_052 | WaN | 0.12487 | IMPNRGZ
elc_spv_BRA_052 | WaP | 0.02629 | IMPNRGZ | elc_won_BRA_052 | WaP | 0.030796 | IMPNRGZ
elc_spv_BRA_053 | FaD | 0.24965 | IMPNRGZ | elc_won_BRA_053 | FaD | 0.16464 | IMPNRGZ
elc_spv_BRA_053 | FaN | 0 | IMPNRGZ | elc_won_BRA_053 | FaN | 0.15658 | IMPNRGZ
elc_spv_BRA_053 | FaP | 0.026147 | IMPNRGZ | elc_won_BRA_053 | FaP | 0.033894 | IMPNRGZ
elc_spv_BRA_053 | RaD | 0.21189 | IMPNRGZ | elc_won_BRA_053 | RaD | 0.092383 | IMPNRGZ
elc_spv_BRA_053 | RaN | 0 | IMPNRGZ | elc_won_BRA_053 | RaN | 0.098067 | IMPNRGZ
elc_spv_BRA_053 | RaP | 0.024719 | IMPNRGZ | elc_won_BRA_053 | RaP | 0.020278 | IMPNRGZ
elc_spv_BRA_053 | SaD | 0.2237 | IMPNRGZ | elc_won_BRA_053 | SaD | 0.10166 | IMPNRGZ
elc_spv_BRA_053 | SaN | 0 | IMPNRGZ | elc_won_BRA_053 | SaN | 0.1148 | IMPNRGZ
elc_spv_BRA_053 | SaP | 0.028378 | IMPNRGZ | elc_won_BRA_053 | SaP | 0.021336 | IMPNRGZ
elc_spv_BRA_053 | WaD | 0.20951 | IMPNRGZ | elc_won_BRA_053 | WaD | 0.089866 | IMPNRGZ
elc_spv_BRA_053 | WaN | 0.0012287 | IMPNRGZ | elc_won_BRA_053 | WaN | 0.085876 | IMPNRGZ
elc_spv_BRA_053 | WaP | 0.024778 | IMPNRGZ | elc_won_BRA_053 | WaP | 0.020621 | IMPNRGZ
elc_spv_BRA_054 | FaD | 0.25202 | IMPNRGZ | elc_won_BRA_054 | FaD | 0.15058 | IMPNRGZ
elc_spv_BRA_054 | FaN | 0 | IMPNRGZ | elc_won_BRA_054 | FaN | 0.19408 | IMPNRGZ
elc_spv_BRA_054 | FaP | 0.028906 | IMPNRGZ | elc_won_BRA_054 | FaP | 0.053219 | IMPNRGZ
elc_spv_BRA_054 | RaD | 0.20135 | IMPNRGZ | elc_won_BRA_054 | RaD | 0.066021 | IMPNRGZ
elc_spv_BRA_054 | RaN | 0 | IMPNRGZ | elc_won_BRA_054 | RaN | 0.078165 | IMPNRGZ
elc_spv_BRA_054 | RaP | 0.026521 | IMPNRGZ | elc_won_BRA_054 | RaP | 0.021522 | IMPNRGZ
elc_spv_BRA_054 | SaD | 0.22875 | IMPNRGZ | elc_won_BRA_054 | SaD | 0.10538 | IMPNRGZ
elc_spv_BRA_054 | SaN | 0 | IMPNRGZ | elc_won_BRA_054 | SaN | 0.11477 | IMPNRGZ
elc_spv_BRA_054 | SaP | 0.027978 | IMPNRGZ | elc_won_BRA_054 | SaP | 0.030134 | IMPNRGZ
elc_spv_BRA_054 | WaD | 0.20746 | IMPNRGZ | elc_won_BRA_054 | WaD | 0.068697 | IMPNRGZ
elc_spv_BRA_054 | WaN | 0.00018012 | IMPNRGZ | elc_won_BRA_054 | WaN | 0.090781 | IMPNRGZ
elc_spv_BRA_054 | WaP | 0.026832 | IMPNRGZ | elc_won_BRA_054 | WaP | 0.026656 | IMPNRGZ
elc_spv_BRA_055 | FaD | 0.25609 | IMPNRGZ | elc_won_BRA_055 | FaD | 0.16976 | IMPNRGZ
elc_spv_BRA_055 | FaN | 0 | IMPNRGZ | elc_won_BRA_055 | FaN | 0.15425 | IMPNRGZ
elc_spv_BRA_055 | FaP | 0.02821 | IMPNRGZ | elc_won_BRA_055 | FaP | 0.011581 | IMPNRGZ
elc_spv_BRA_055 | RaD | 0.20153 | IMPNRGZ | elc_won_BRA_055 | RaD | 0.07144 | IMPNRGZ
elc_spv_BRA_055 | RaN | 0 | IMPNRGZ | elc_won_BRA_055 | RaN | 0.048798 | IMPNRGZ
elc_spv_BRA_055 | RaP | 0.02444 | IMPNRGZ | elc_won_BRA_055 | RaP | 0.0057565 | IMPNRGZ
elc_spv_BRA_055 | SaD | 0.22921 | IMPNRGZ | elc_won_BRA_055 | SaD | 0.27592 | IMPNRGZ
elc_spv_BRA_055 | SaN | 0 | IMPNRGZ | elc_won_BRA_055 | SaN | 0.18205 | IMPNRGZ
elc_spv_BRA_055 | SaP | 0.026352 | IMPNRGZ | elc_won_BRA_055 | SaP | 0.015921 | IMPNRGZ
elc_spv_BRA_055 | WaD | 0.20755 | IMPNRGZ | elc_won_BRA_055 | WaD | 0.034357 | IMPNRGZ
elc_spv_BRA_055 | WaN | 0 | IMPNRGZ | elc_won_BRA_055 | WaN | 0.026193 | IMPNRGZ
elc_spv_BRA_055 | WaP | 0.026624 | IMPNRGZ | elc_won_BRA_055 | WaP | 0.0039759 | IMPNRGZ
elc_spv_BRA_056 | FaD | 0.26111 | IMPNRGZ | elc_won_BRA_056 | FaD | 0.14993 | IMPNRGZ
elc_spv_BRA_056 | FaN | 0 | IMPNRGZ | elc_won_BRA_056 | FaN | 0.14499 | IMPNRGZ
elc_spv_BRA_056 | FaP | 0.029738 | IMPNRGZ | elc_won_BRA_056 | FaP | 0.0097612 | IMPNRGZ
elc_spv_BRA_056 | RaD | 0.19609 | IMPNRGZ | elc_won_BRA_056 | RaD | 0.072306 | IMPNRGZ
elc_spv_BRA_056 | RaN | 0 | IMPNRGZ | elc_won_BRA_056 | RaN | 0.070044 | IMPNRGZ
elc_spv_BRA_056 | RaP | 0.024755 | IMPNRGZ | elc_won_BRA_056 | RaP | 0.0031857 | IMPNRGZ
elc_spv_BRA_056 | SaD | 0.22049 | IMPNRGZ | elc_won_BRA_056 | SaD | 0.26041 | IMPNRGZ
elc_spv_BRA_056 | SaN | 0 | IMPNRGZ | elc_won_BRA_056 | SaN | 0.20545 | IMPNRGZ
elc_spv_BRA_056 | SaP | 0.026851 | IMPNRGZ | elc_won_BRA_056 | SaP | 0.011012 | IMPNRGZ
elc_spv_BRA_056 | WaD | 0.21328 | IMPNRGZ | elc_won_BRA_056 | WaD | 0.030323 | IMPNRGZ
elc_spv_BRA_056 | WaN | 0 | IMPNRGZ | elc_won_BRA_056 | WaN | 0.038419 | IMPNRGZ
elc_spv_BRA_056 | WaP | 0.027682 | IMPNRGZ | elc_won_BRA_056 | WaP | 0.0041804 | IMPNRGZ
elc_spv_BRA_057 | FaD | 0.26875 | IMPNRGZ | elc_won_BRA_057 | FaD | 0.13465 | IMPNRGZ
elc_spv_BRA_057 | FaN | 0 | IMPNRGZ | elc_won_BRA_057 | FaN | 0.15958 | IMPNRGZ
elc_spv_BRA_057 | FaP | 0.020409 | IMPNRGZ | elc_won_BRA_057 | FaP | 0.010708 | IMPNRGZ
elc_spv_BRA_057 | RaD | 0.20235 | IMPNRGZ | elc_won_BRA_057 | RaD | 0.074432 | IMPNRGZ
elc_spv_BRA_057 | RaN | 0 | IMPNRGZ | elc_won_BRA_057 | RaN | 0.086506 | IMPNRGZ
elc_spv_BRA_057 | RaP | 0.019679 | IMPNRGZ | elc_won_BRA_057 | RaP | 0.0062415 | IMPNRGZ
elc_spv_BRA_057 | SaD | 0.20651 | IMPNRGZ | elc_won_BRA_057 | SaD | 0.19108 | IMPNRGZ
elc_spv_BRA_057 | SaN | 0 | IMPNRGZ | elc_won_BRA_057 | SaN | 0.22052 | IMPNRGZ
elc_spv_BRA_057 | SaP | 0.022301 | IMPNRGZ | elc_won_BRA_057 | SaP | 0.01602 | IMPNRGZ
elc_spv_BRA_057 | WaD | 0.23329 | IMPNRGZ | elc_won_BRA_057 | WaD | 0.050535 | IMPNRGZ
elc_spv_BRA_057 | WaN | 0 | IMPNRGZ | elc_won_BRA_057 | WaN | 0.043517 | IMPNRGZ
elc_spv_BRA_057 | WaP | 0.026707 | IMPNRGZ | elc_won_BRA_057 | WaP | 0.0062023 | IMPNRGZ
elc_spv_BRA_058 | FaD | 0.27081 | IMPNRGZ | elc_won_BRA_058 | FaD | 0.15964 | IMPNRGZ
elc_spv_BRA_058 | FaN | 0 | IMPNRGZ | elc_won_BRA_058 | FaN | 0.17574 | IMPNRGZ
elc_spv_BRA_058 | FaP | 0.026331 | IMPNRGZ | elc_won_BRA_058 | FaP | 0.01356 | IMPNRGZ
elc_spv_BRA_058 | RaD | 0.19556 | IMPNRGZ | elc_won_BRA_058 | RaD | 0.080615 | IMPNRGZ
elc_spv_BRA_058 | RaN | 0 | IMPNRGZ | elc_won_BRA_058 | RaN | 0.052965 | IMPNRGZ
elc_spv_BRA_058 | RaP | 0.021189 | IMPNRGZ | elc_won_BRA_058 | RaP | 0.0064206 | IMPNRGZ
elc_spv_BRA_058 | SaD | 0.21272 | IMPNRGZ | elc_won_BRA_058 | SaD | 0.22737 | IMPNRGZ
elc_spv_BRA_058 | SaN | 0 | IMPNRGZ | elc_won_BRA_058 | SaN | 0.19357 | IMPNRGZ
elc_spv_BRA_058 | SaP | 0.023294 | IMPNRGZ | elc_won_BRA_058 | SaP | 0.01743 | IMPNRGZ
elc_spv_BRA_058 | WaD | 0.22447 | IMPNRGZ | elc_won_BRA_058 | WaD | 0.035376 | IMPNRGZ
elc_spv_BRA_058 | WaN | 0 | IMPNRGZ | elc_won_BRA_058 | WaN | 0.034228 | IMPNRGZ
elc_spv_BRA_058 | WaP | 0.025618 | IMPNRGZ | elc_won_BRA_058 | WaP | 0.0030909 | IMPNRGZ
elc_spv_BRA_059 | FaD | 0.26649 | IMPNRGZ | elc_won_BRA_059 | FaD | 0.1473 | IMPNRGZ
elc_spv_BRA_059 | FaN | 0 | IMPNRGZ | elc_won_BRA_059 | FaN | 0.18796 | IMPNRGZ
elc_spv_BRA_059 | FaP | 0.027659 | IMPNRGZ | elc_won_BRA_059 | FaP | 0.014185 | IMPNRGZ
elc_spv_BRA_059 | RaD | 0.19969 | IMPNRGZ | elc_won_BRA_059 | RaD | 0.068012 | IMPNRGZ
elc_spv_BRA_059 | RaN | 0 | IMPNRGZ | elc_won_BRA_059 | RaN | 0.057832 | IMPNRGZ
elc_spv_BRA_059 | RaP | 0.02106 | IMPNRGZ | elc_won_BRA_059 | RaP | 0.0054223 | IMPNRGZ
elc_spv_BRA_059 | SaD | 0.21356 | IMPNRGZ | elc_won_BRA_059 | SaD | 0.19965 | IMPNRGZ
elc_spv_BRA_059 | SaN | 0 | IMPNRGZ | elc_won_BRA_059 | SaN | 0.23112 | IMPNRGZ
elc_spv_BRA_059 | SaP | 0.023162 | IMPNRGZ | elc_won_BRA_059 | SaP | 0.018576 | IMPNRGZ
elc_spv_BRA_059 | WaD | 0.22365 | IMPNRGZ | elc_won_BRA_059 | WaD | 0.032393 | IMPNRGZ
elc_spv_BRA_059 | WaN | 0 | IMPNRGZ | elc_won_BRA_059 | WaN | 0.034745 | IMPNRGZ
elc_spv_BRA_059 | WaP | 0.02473 | IMPNRGZ | elc_won_BRA_059 | WaP | 0.0027959 | IMPNRGZ
elc_spv_BRA_060 | FaD | 0.25944 | IMPNRGZ | elc_won_BRA_060 | FaD | 0.15083 | IMPNRGZ
elc_spv_BRA_060 | FaN | 0 | IMPNRGZ | elc_won_BRA_060 | FaN | 0.19509 | IMPNRGZ
elc_spv_BRA_060 | FaP | 0.030683 | IMPNRGZ | elc_won_BRA_060 | FaP | 0.016877 | IMPNRGZ
elc_spv_BRA_060 | RaD | 0.19455 | IMPNRGZ | elc_won_BRA_060 | RaD | 0.071794 | IMPNRGZ
elc_spv_BRA_060 | RaN | 0 | IMPNRGZ | elc_won_BRA_060 | RaN | 0.058453 | IMPNRGZ
elc_spv_BRA_060 | RaP | 0.024688 | IMPNRGZ | elc_won_BRA_060 | RaP | 0.0067738 | IMPNRGZ
elc_spv_BRA_060 | SaD | 0.22096 | IMPNRGZ | elc_won_BRA_060 | SaD | 0.18856 | IMPNRGZ
elc_spv_BRA_060 | SaN | 0 | IMPNRGZ | elc_won_BRA_060 | SaN | 0.214 | IMPNRGZ
elc_spv_BRA_060 | SaP | 0.028597 | IMPNRGZ | elc_won_BRA_060 | SaP | 0.017941 | IMPNRGZ
elc_spv_BRA_060 | WaD | 0.214 | IMPNRGZ | elc_won_BRA_060 | WaD | 0.043152 | IMPNRGZ
elc_spv_BRA_060 | WaN | 0 | IMPNRGZ | elc_won_BRA_060 | WaN | 0.031469 | IMPNRGZ
elc_spv_BRA_060 | WaP | 0.027084 | IMPNRGZ | elc_won_BRA_060 | WaP | 0.0050594 | IMPNRGZ
elc_spv_BRA_061 | FaD | 0.26497 | IMPNRGZ | elc_won_BRA_061 | FaD | 0.13459 | IMPNRGZ
elc_spv_BRA_061 | FaN | 0 | IMPNRGZ | elc_won_BRA_061 | FaN | 0.18094 | IMPNRGZ
elc_spv_BRA_061 | FaP | 0.029075 | IMPNRGZ | elc_won_BRA_061 | FaP | 0.017509 | IMPNRGZ
elc_spv_BRA_061 | RaD | 0.19371 | IMPNRGZ | elc_won_BRA_061 | RaD | 0.078543 | IMPNRGZ
elc_spv_BRA_061 | RaN | 0 | IMPNRGZ | elc_won_BRA_061 | RaN | 0.086365 | IMPNRGZ
elc_spv_BRA_061 | RaP | 0.018665 | IMPNRGZ | elc_won_BRA_061 | RaP | 0.0096518 | IMPNRGZ
elc_spv_BRA_061 | SaD | 0.22254 | IMPNRGZ | elc_won_BRA_061 | SaD | 0.15446 | IMPNRGZ
elc_spv_BRA_061 | SaN | 0 | IMPNRGZ | elc_won_BRA_061 | SaN | 0.1976 | IMPNRGZ
elc_spv_BRA_061 | SaP | 0.024621 | IMPNRGZ | elc_won_BRA_061 | SaP | 0.022239 | IMPNRGZ
elc_spv_BRA_061 | WaD | 0.22062 | IMPNRGZ | elc_won_BRA_061 | WaD | 0.05344 | IMPNRGZ
elc_spv_BRA_061 | WaN | 0 | IMPNRGZ | elc_won_BRA_061 | WaN | 0.059602 | IMPNRGZ
elc_spv_BRA_061 | WaP | 0.025798 | IMPNRGZ | elc_won_BRA_061 | WaP | 0.0050462 | IMPNRGZ
elc_spv_BRA_062 | FaD | 0.26568 | IMPNRGZ | elc_won_BRA_062 | FaD | 0.11369 | IMPNRGZ
elc_spv_BRA_062 | FaN | 0 | IMPNRGZ | elc_won_BRA_062 | FaN | 0.21817 | IMPNRGZ
elc_spv_BRA_062 | FaP | 0.013597 | IMPNRGZ | elc_won_BRA_062 | FaP | 0.012875 | IMPNRGZ
elc_spv_BRA_062 | RaD | 0.22615 | IMPNRGZ | elc_won_BRA_062 | RaD | 0.060329 | IMPNRGZ
elc_spv_BRA_062 | RaN | 0 | IMPNRGZ | elc_won_BRA_062 | RaN | 0.1167 | IMPNRGZ
elc_spv_BRA_062 | RaP | 0.014856 | IMPNRGZ | elc_won_BRA_062 | RaP | 0.0051213 | IMPNRGZ
elc_spv_BRA_062 | SaD | 0.22546 | IMPNRGZ | elc_won_BRA_062 | SaD | 0.11615 | IMPNRGZ
elc_spv_BRA_062 | SaN | 0 | IMPNRGZ | elc_won_BRA_062 | SaN | 0.19949 | IMPNRGZ
elc_spv_BRA_062 | SaP | 0.011559 | IMPNRGZ | elc_won_BRA_062 | SaP | 0.010884 | IMPNRGZ
elc_spv_BRA_062 | WaD | 0.2217 | IMPNRGZ | elc_won_BRA_062 | WaD | 0.056543 | IMPNRGZ
elc_spv_BRA_062 | WaN | 0 | IMPNRGZ | elc_won_BRA_062 | WaN | 0.084759 | IMPNRGZ
elc_spv_BRA_062 | WaP | 0.020993 | IMPNRGZ | elc_won_BRA_062 | WaP | 0.0052996 | IMPNRGZ
elc_spv_BRA_063 | FaD | 0.26107 | IMPNRGZ | elc_won_BRA_063 | FaD | 0.11387 | IMPNRGZ
elc_spv_BRA_063 | FaN | 0 | IMPNRGZ | elc_won_BRA_063 | FaN | 0.18854 | IMPNRGZ
elc_spv_BRA_063 | FaP | 0.011793 | IMPNRGZ | elc_won_BRA_063 | FaP | 0.011645 | IMPNRGZ
elc_spv_BRA_063 | RaD | 0.22897 | IMPNRGZ | elc_won_BRA_063 | RaD | 0.067077 | IMPNRGZ
elc_spv_BRA_063 | RaN | 0 | IMPNRGZ | elc_won_BRA_063 | RaN | 0.10204 | IMPNRGZ
elc_spv_BRA_063 | RaP | 0.013023 | IMPNRGZ | elc_won_BRA_063 | RaP | 0.0063579 | IMPNRGZ
elc_spv_BRA_063 | SaD | 0.22785 | IMPNRGZ | elc_won_BRA_063 | SaD | 0.14656 | IMPNRGZ
elc_spv_BRA_063 | SaN | 0 | IMPNRGZ | elc_won_BRA_063 | SaN | 0.21418 | IMPNRGZ
elc_spv_BRA_063 | SaP | 0.011146 | IMPNRGZ | elc_won_BRA_063 | SaP | 0.015407 | IMPNRGZ
elc_spv_BRA_063 | WaD | 0.22788 | IMPNRGZ | elc_won_BRA_063 | WaD | 0.058801 | IMPNRGZ
elc_spv_BRA_063 | WaN | 0 | IMPNRGZ | elc_won_BRA_063 | WaN | 0.068286 | IMPNRGZ
elc_spv_BRA_063 | WaP | 0.018263 | IMPNRGZ | elc_won_BRA_063 | WaP | 0.0072461 | IMPNRGZ
elc_spv_BRA_064 | FaD | 0.27559 | IMPNRGZ | elc_won_BRA_064 | FaD | 0.12156 | IMPNRGZ
elc_spv_BRA_064 | FaN | 0 | IMPNRGZ | elc_won_BRA_064 | FaN | 0.20765 | IMPNRGZ
elc_spv_BRA_064 | FaP | 0.014391 | IMPNRGZ | elc_won_BRA_064 | FaP | 0.020769 | IMPNRGZ
elc_spv_BRA_064 | RaD | 0.22343 | IMPNRGZ | elc_won_BRA_064 | RaD | 0.064853 | IMPNRGZ
elc_spv_BRA_064 | RaN | 0 | IMPNRGZ | elc_won_BRA_064 | RaN | 0.1128 | IMPNRGZ
elc_spv_BRA_064 | RaP | 0.014187 | IMPNRGZ | elc_won_BRA_064 | RaP | 0.010815 | IMPNRGZ
elc_spv_BRA_064 | SaD | 0.219 | IMPNRGZ | elc_won_BRA_064 | SaD | 0.11763 | IMPNRGZ
elc_spv_BRA_064 | SaN | 0 | IMPNRGZ | elc_won_BRA_064 | SaN | 0.16527 | IMPNRGZ
elc_spv_BRA_064 | SaP | 0.011298 | IMPNRGZ | elc_won_BRA_064 | SaP | 0.019209 | IMPNRGZ
elc_spv_BRA_064 | WaD | 0.22176 | IMPNRGZ | elc_won_BRA_064 | WaD | 0.060352 | IMPNRGZ
elc_spv_BRA_064 | WaN | 0 | IMPNRGZ | elc_won_BRA_064 | WaN | 0.09055 | IMPNRGZ
elc_spv_BRA_064 | WaP | 0.02034 | IMPNRGZ | elc_won_BRA_064 | WaP | 0.0085426 | IMPNRGZ
elc_spv_BRA_065 | FaD | 0.26987 | IMPNRGZ | elc_won_BRA_065 | FaD | 0.10373 | IMPNRGZ
elc_spv_BRA_065 | FaN | 0 | IMPNRGZ | elc_won_BRA_065 | FaN | 0.23533 | IMPNRGZ
elc_spv_BRA_065 | FaP | 0.01563 | IMPNRGZ | elc_won_BRA_065 | FaP | 0.019684 | IMPNRGZ
elc_spv_BRA_065 | RaD | 0.22179 | IMPNRGZ | elc_won_BRA_065 | RaD | 0.0546 | IMPNRGZ
elc_spv_BRA_065 | RaN | 0 | IMPNRGZ | elc_won_BRA_065 | RaN | 0.10342 | IMPNRGZ
elc_spv_BRA_065 | RaP | 0.013801 | IMPNRGZ | elc_won_BRA_065 | RaP | 0.0078717 | IMPNRGZ
elc_spv_BRA_065 | SaD | 0.2116 | IMPNRGZ | elc_won_BRA_065 | SaD | 0.10625 | IMPNRGZ
elc_spv_BRA_065 | SaN | 0 | IMPNRGZ | elc_won_BRA_065 | SaN | 0.21973 | IMPNRGZ
elc_spv_BRA_065 | SaP | 0.011176 | IMPNRGZ | elc_won_BRA_065 | SaP | 0.019579 | IMPNRGZ
elc_spv_BRA_065 | WaD | 0.23598 | IMPNRGZ | elc_won_BRA_065 | WaD | 0.045683 | IMPNRGZ
elc_spv_BRA_065 | WaN | 0 | IMPNRGZ | elc_won_BRA_065 | WaN | 0.07896 | IMPNRGZ
elc_spv_BRA_065 | WaP | 0.020165 | IMPNRGZ | elc_won_BRA_065 | WaP | 0.0051681 | IMPNRGZ
elc_spv_BRA_066 | FaD | 0.26647 | IMPNRGZ | elc_won_BRA_066 | FaD | 0.094698 | IMPNRGZ
elc_spv_BRA_066 | FaN | 0 | IMPNRGZ | elc_won_BRA_066 | FaN | 0.16225 | IMPNRGZ
elc_spv_BRA_066 | FaP | 0.017695 | IMPNRGZ | elc_won_BRA_066 | FaP | 0.011542 | IMPNRGZ
elc_spv_BRA_066 | RaD | 0.22536 | IMPNRGZ | elc_won_BRA_066 | RaD | 0.058896 | IMPNRGZ
elc_spv_BRA_066 | RaN | 0 | IMPNRGZ | elc_won_BRA_066 | RaN | 0.11264 | IMPNRGZ
elc_spv_BRA_066 | RaP | 0.01543 | IMPNRGZ | elc_won_BRA_066 | RaP | 0.0057754 | IMPNRGZ
elc_spv_BRA_066 | SaD | 0.22147 | IMPNRGZ | elc_won_BRA_066 | SaD | 0.14774 | IMPNRGZ
elc_spv_BRA_066 | SaN | 0 | IMPNRGZ | elc_won_BRA_066 | SaN | 0.25395 | IMPNRGZ
elc_spv_BRA_066 | SaP | 0.01288 | IMPNRGZ | elc_won_BRA_066 | SaP | 0.015858 | IMPNRGZ
elc_spv_BRA_066 | WaD | 0.22006 | IMPNRGZ | elc_won_BRA_066 | WaD | 0.060996 | IMPNRGZ
elc_spv_BRA_066 | WaN | 0 | IMPNRGZ | elc_won_BRA_066 | WaN | 0.06793 | IMPNRGZ
elc_spv_BRA_066 | WaP | 0.020637 | IMPNRGZ | elc_won_BRA_066 | WaP | 0.0077158 | IMPNRGZ
elc_spv_BRA_067 | FaD | 0.26371 | IMPNRGZ | elc_won_BRA_067 | FaD | 0.13249 | IMPNRGZ
elc_spv_BRA_067 | FaN | 0 | IMPNRGZ | elc_won_BRA_067 | FaN | 0.19963 | IMPNRGZ
elc_spv_BRA_067 | FaP | 0.015247 | IMPNRGZ | elc_won_BRA_067 | FaP | 0.015242 | IMPNRGZ
elc_spv_BRA_067 | RaD | 0.22308 | IMPNRGZ | elc_won_BRA_067 | RaD | 0.082666 | IMPNRGZ
elc_spv_BRA_067 | RaN | 0 | IMPNRGZ | elc_won_BRA_067 | RaN | 0.11337 | IMPNRGZ
elc_spv_BRA_067 | RaP | 0.015686 | IMPNRGZ | elc_won_BRA_067 | RaP | 0.0088263 | IMPNRGZ
elc_spv_BRA_067 | SaD | 0.23227 | IMPNRGZ | elc_won_BRA_067 | SaD | 0.11621 | IMPNRGZ
elc_spv_BRA_067 | SaN | 0 | IMPNRGZ | elc_won_BRA_067 | SaN | 0.16669 | IMPNRGZ
elc_spv_BRA_067 | SaP | 0.01305 | IMPNRGZ | elc_won_BRA_067 | SaP | 0.012331 | IMPNRGZ
elc_spv_BRA_067 | WaD | 0.2152 | IMPNRGZ | elc_won_BRA_067 | WaD | 0.071271 | IMPNRGZ
elc_spv_BRA_067 | WaN | 0 | IMPNRGZ | elc_won_BRA_067 | WaN | 0.07382 | IMPNRGZ
elc_spv_BRA_067 | WaP | 0.021768 | IMPNRGZ | elc_won_BRA_067 | WaP | 0.0074563 | IMPNRGZ
elc_spv_BRA_068 | FaD | 0.2591 | IMPNRGZ | elc_won_BRA_068 | FaD | 0.10716 | IMPNRGZ
elc_spv_BRA_068 | FaN | 0 | IMPNRGZ | elc_won_BRA_068 | FaN | 0.17314 | IMPNRGZ
elc_spv_BRA_068 | FaP | 0.02221 | IMPNRGZ | elc_won_BRA_068 | FaP | 0.014335 | IMPNRGZ
elc_spv_BRA_068 | RaD | 0.22095 | IMPNRGZ | elc_won_BRA_068 | RaD | 0.060078 | IMPNRGZ
elc_spv_BRA_068 | RaN | 0 | IMPNRGZ | elc_won_BRA_068 | RaN | 0.11298 | IMPNRGZ
elc_spv_BRA_068 | RaP | 0.017326 | IMPNRGZ | elc_won_BRA_068 | RaP | 0.0069134 | IMPNRGZ
elc_spv_BRA_068 | SaD | 0.22766 | IMPNRGZ | elc_won_BRA_068 | SaD | 0.13601 | IMPNRGZ
elc_spv_BRA_068 | SaN | 0 | IMPNRGZ | elc_won_BRA_068 | SaN | 0.24942 | IMPNRGZ
elc_spv_BRA_068 | SaP | 0.016365 | IMPNRGZ | elc_won_BRA_068 | SaP | 0.017459 | IMPNRGZ
elc_spv_BRA_068 | WaD | 0.21397 | IMPNRGZ | elc_won_BRA_068 | WaD | 0.060929 | IMPNRGZ
elc_spv_BRA_068 | WaN | 0 | IMPNRGZ | elc_won_BRA_068 | WaN | 0.05495 | IMPNRGZ
elc_spv_BRA_068 | WaP | 0.022419 | IMPNRGZ | elc_won_BRA_068 | WaP | 0.0066321 | IMPNRGZ
elc_spv_BRA_069 | FaD | 0.30978 | IMPNRGZ | elc_won_BRA_069 | FaD | 0.14092 | IMPNRGZ
elc_spv_BRA_069 | FaN | 0 | IMPNRGZ | elc_won_BRA_069 | FaN | 0.15918 | IMPNRGZ
elc_spv_BRA_069 | FaP | 0.016064 | IMPNRGZ | elc_won_BRA_069 | FaP | 0.014371 | IMPNRGZ
elc_spv_BRA_069 | RaD | 0.19866 | IMPNRGZ | elc_won_BRA_069 | RaD | 0.0775 | IMPNRGZ
elc_spv_BRA_069 | RaN | 0 | IMPNRGZ | elc_won_BRA_069 | RaN | 0.10223 | IMPNRGZ
elc_spv_BRA_069 | RaP | 0.010206 | IMPNRGZ | elc_won_BRA_069 | RaP | 0.0081205 | IMPNRGZ
elc_spv_BRA_069 | SaD | 0.23523 | IMPNRGZ | elc_won_BRA_069 | SaD | 0.15503 | IMPNRGZ
elc_spv_BRA_069 | SaN | 0 | IMPNRGZ | elc_won_BRA_069 | SaN | 0.19216 | IMPNRGZ
elc_spv_BRA_069 | SaP | 0.014731 | IMPNRGZ | elc_won_BRA_069 | SaP | 0.015893 | IMPNRGZ
elc_spv_BRA_069 | WaD | 0.20343 | IMPNRGZ | elc_won_BRA_069 | WaD | 0.067893 | IMPNRGZ
elc_spv_BRA_069 | WaN | 0 | IMPNRGZ | elc_won_BRA_069 | WaN | 0.05836 | IMPNRGZ
elc_spv_BRA_069 | WaP | 0.011899 | IMPNRGZ | elc_won_BRA_069 | WaP | 0.0083385 | IMPNRGZ
elc_spv_BRA_070 | FaD | 0.29424 | IMPNRGZ
elc_spv_BRA_070 | FaN | 0 | IMPNRGZ
elc_spv_BRA_070 | FaP | 0.012686 | IMPNRGZ
elc_spv_BRA_070 | RaD | 0.20267 | IMPNRGZ
elc_spv_BRA_070 | RaN | 0 | IMPNRGZ
elc_spv_BRA_070 | RaP | 0.0084859 | IMPNRGZ
elc_spv_BRA_070 | SaD | 0.23918 | IMPNRGZ
elc_spv_BRA_070 | SaN | 0 | IMPNRGZ
elc_spv_BRA_070 | SaP | 0.011211 | IMPNRGZ
elc_spv_BRA_070 | WaD | 0.22047 | IMPNRGZ
elc_spv_BRA_070 | WaN | 0 | IMPNRGZ
elc_spv_BRA_070 | WaP | 0.01106 | IMPNRGZ
elc_spv_BRA_071 | FaD | 0.2821 | IMPNRGZ
elc_spv_BRA_071 | FaN | 0 | IMPNRGZ
elc_spv_BRA_071 | FaP | 0.011781 | IMPNRGZ
elc_spv_BRA_071 | RaD | 0.20509 | IMPNRGZ
elc_spv_BRA_071 | RaN | 0 | IMPNRGZ
elc_spv_BRA_071 | RaP | 0.012046 | IMPNRGZ
elc_spv_BRA_071 | SaD | 0.24199 | IMPNRGZ
elc_spv_BRA_071 | SaN | 0 | IMPNRGZ
elc_spv_BRA_071 | SaP | 0.012566 | IMPNRGZ
elc_spv_BRA_071 | WaD | 0.21882 | IMPNRGZ
elc_spv_BRA_071 | WaN | 0 | IMPNRGZ
elc_spv_BRA_071 | WaP | 0.015602 | IMPNRGZ
elc_spv_BRA_072 | FaD | 0.30322 | IMPNRGZ
elc_spv_BRA_072 | FaN | 0 | IMPNRGZ
elc_spv_BRA_072 | FaP | 0.015259 | IMPNRGZ
elc_spv_BRA_072 | RaD | 0.18939 | IMPNRGZ
elc_spv_BRA_072 | RaN | 0 | IMPNRGZ
elc_spv_BRA_072 | RaP | 0.013675 | IMPNRGZ
elc_spv_BRA_072 | SaD | 0.22354 | IMPNRGZ
elc_spv_BRA_072 | SaN | 0 | IMPNRGZ
elc_spv_BRA_072 | SaP | 0.015348 | IMPNRGZ
elc_spv_BRA_072 | WaD | 0.21992 | IMPNRGZ
elc_spv_BRA_072 | WaN | 0 | IMPNRGZ
elc_spv_BRA_072 | WaP | 0.019646 | IMPNRGZ
elc_spv_BRA_073 | FaD | 0.29954 | IMPNRGZ
elc_spv_BRA_073 | FaN | 0 | IMPNRGZ
elc_spv_BRA_073 | FaP | 0.014828 | IMPNRGZ
elc_spv_BRA_073 | RaD | 0.18717 | IMPNRGZ
elc_spv_BRA_073 | RaN | 0 | IMPNRGZ
elc_spv_BRA_073 | RaP | 0.015622 | IMPNRGZ
elc_spv_BRA_073 | SaD | 0.23182 | IMPNRGZ
elc_spv_BRA_073 | SaN | 0 | IMPNRGZ
elc_spv_BRA_073 | SaP | 0.015426 | IMPNRGZ
elc_spv_BRA_073 | WaD | 0.2155 | IMPNRGZ
elc_spv_BRA_073 | WaN | 0 | IMPNRGZ
elc_spv_BRA_073 | WaP | 0.020096 | IMPNRGZ
elc_spv_BRA_074 | FaD | 0.29013 | IMPNRGZ
elc_spv_BRA_074 | FaN | 0 | IMPNRGZ
elc_spv_BRA_074 | FaP | 0.016939 | IMPNRGZ
elc_spv_BRA_074 | RaD | 0.18934 | IMPNRGZ
elc_spv_BRA_074 | RaN | 0 | IMPNRGZ
elc_spv_BRA_074 | RaP | 0.01542 | IMPNRGZ
elc_spv_BRA_074 | SaD | 0.22394 | IMPNRGZ
elc_spv_BRA_074 | SaN | 0 | IMPNRGZ
elc_spv_BRA_074 | SaP | 0.022454 | IMPNRGZ
elc_spv_BRA_074 | WaD | 0.22108 | IMPNRGZ
elc_spv_BRA_074 | WaN | 0 | IMPNRGZ
elc_spv_BRA_074 | WaP | 0.020699 | IMPNRGZ
elc_spv_BRA_075 | FaD | 0.29252 | IMPNRGZ
elc_spv_BRA_075 | FaN | 0 | IMPNRGZ
elc_spv_BRA_075 | FaP | 0.022427 | IMPNRGZ
elc_spv_BRA_075 | RaD | 0.19254 | IMPNRGZ
elc_spv_BRA_075 | RaN | 0 | IMPNRGZ
elc_spv_BRA_075 | RaP | 0.020942 | IMPNRGZ
elc_spv_BRA_075 | SaD | 0.22822 | IMPNRGZ
elc_spv_BRA_075 | SaN | 0 | IMPNRGZ
elc_spv_BRA_075 | SaP | 0.025354 | IMPNRGZ
elc_spv_BRA_075 | WaD | 0.1965 | IMPNRGZ
elc_spv_BRA_075 | WaN | 0 | IMPNRGZ
elc_spv_BRA_075 | WaP | 0.021498 | IMPNRGZ
elc_spv_BRA_076 | FaD | 0.25746 | IMPNRGZ
elc_spv_BRA_076 | FaN | 0 | IMPNRGZ
elc_spv_BRA_076 | FaP | 0.011088 | IMPNRGZ
elc_spv_BRA_076 | RaD | 0.22502 | IMPNRGZ
elc_spv_BRA_076 | RaN | 0 | IMPNRGZ
elc_spv_BRA_076 | RaP | 0.013515 | IMPNRGZ
elc_spv_BRA_076 | SaD | 0.23853 | IMPNRGZ
elc_spv_BRA_076 | SaN | 0 | IMPNRGZ
elc_spv_BRA_076 | SaP | 0.012501 | IMPNRGZ
elc_spv_BRA_076 | WaD | 0.22458 | IMPNRGZ
elc_spv_BRA_076 | WaN | 0 | IMPNRGZ
elc_spv_BRA_076 | WaP | 0.017306 | IMPNRGZ
elc_spv_BRA_077 | FaD | 0.25571 | IMPNRGZ
elc_spv_BRA_077 | FaN | 0 | IMPNRGZ
elc_spv_BRA_077 | FaP | 0.013465 | IMPNRGZ
elc_spv_BRA_077 | RaD | 0.2221 | IMPNRGZ
elc_spv_BRA_077 | RaN | 0 | IMPNRGZ
elc_spv_BRA_077 | RaP | 0.016184 | IMPNRGZ
elc_spv_BRA_077 | SaD | 0.24368 | IMPNRGZ
elc_spv_BRA_077 | SaN | 0 | IMPNRGZ
elc_spv_BRA_077 | SaP | 0.014553 | IMPNRGZ
elc_spv_BRA_077 | WaD | 0.21619 | IMPNRGZ
elc_spv_BRA_077 | WaN | 0 | IMPNRGZ
elc_spv_BRA_077 | WaP | 0.01812 | IMPNRGZ
elc_spv_BRA_078 | FaD | 0.26267 | IMPNRGZ
elc_spv_BRA_078 | FaN | 0 | IMPNRGZ
elc_spv_BRA_078 | FaP | 0.010359 | IMPNRGZ
elc_spv_BRA_078 | RaD | 0.2303 | IMPNRGZ
elc_spv_BRA_078 | RaN | 0 | IMPNRGZ
elc_spv_BRA_078 | RaP | 0.01165 | IMPNRGZ
elc_spv_BRA_078 | SaD | 0.23342 | IMPNRGZ
elc_spv_BRA_078 | SaN | 0 | IMPNRGZ
elc_spv_BRA_078 | SaP | 0.011766 | IMPNRGZ
elc_spv_BRA_078 | WaD | 0.22391 | IMPNRGZ
elc_spv_BRA_078 | WaN | 0 | IMPNRGZ
elc_spv_BRA_078 | WaP | 0.015932 | IMPNRGZ
elc_spv_BRA_079 | FaD | 0.26491 | IMPNRGZ
elc_spv_BRA_079 | FaN | 0 | IMPNRGZ
elc_spv_BRA_079 | FaP | 0.0099244 | IMPNRGZ
elc_spv_BRA_079 | RaD | 0.22694 | IMPNRGZ
elc_spv_BRA_079 | RaN | 0 | IMPNRGZ
elc_spv_BRA_079 | RaP | 0.010634 | IMPNRGZ
elc_spv_BRA_079 | SaD | 0.24149 | IMPNRGZ
elc_spv_BRA_079 | SaN | 0 | IMPNRGZ
elc_spv_BRA_079 | SaP | 0.012236 | IMPNRGZ
elc_spv_BRA_079 | WaD | 0.21993 | IMPNRGZ
elc_spv_BRA_079 | WaN | 0 | IMPNRGZ
elc_spv_BRA_079 | WaP | 0.013943 | IMPNRGZ
elc_spv_BRA_080 | FaD | 0.26294 | IMPNRGZ
elc_spv_BRA_080 | FaN | 0 | IMPNRGZ
elc_spv_BRA_080 | FaP | 0.010006 | IMPNRGZ
elc_spv_BRA_080 | RaD | 0.22412 | IMPNRGZ
elc_spv_BRA_080 | RaN | 0 | IMPNRGZ
elc_spv_BRA_080 | RaP | 0.011134 | IMPNRGZ
elc_spv_BRA_080 | SaD | 0.24512 | IMPNRGZ
elc_spv_BRA_080 | SaN | 0 | IMPNRGZ
elc_spv_BRA_080 | SaP | 0.012788 | IMPNRGZ
elc_spv_BRA_080 | WaD | 0.21898 | IMPNRGZ
elc_spv_BRA_080 | WaN | 0 | IMPNRGZ
elc_spv_BRA_080 | WaP | 0.014907 | IMPNRGZ
elc_spv_BRA_081 | FaD | 0.25061 | IMPNRGZ
elc_spv_BRA_081 | FaN | 0 | IMPNRGZ
elc_spv_BRA_081 | FaP | 0.021504 | IMPNRGZ
elc_spv_BRA_081 | RaD | 0.2197 | IMPNRGZ
elc_spv_BRA_081 | RaN | 0 | IMPNRGZ
elc_spv_BRA_081 | RaP | 0.019508 | IMPNRGZ
elc_spv_BRA_081 | SaD | 0.23965 | IMPNRGZ
elc_spv_BRA_081 | SaN | 0 | IMPNRGZ
elc_spv_BRA_081 | SaP | 0.020501 | IMPNRGZ
elc_spv_BRA_081 | WaD | 0.20652 | IMPNRGZ
elc_spv_BRA_081 | WaN | 0 | IMPNRGZ
elc_spv_BRA_081 | WaP | 0.022006 | IMPNRGZ
elc_spv_BRA_082 | FaD | 0.25317 | IMPNRGZ
elc_spv_BRA_082 | FaN | 0 | IMPNRGZ
elc_spv_BRA_082 | FaP | 0.018364 | IMPNRGZ
elc_spv_BRA_082 | RaD | 0.21485 | IMPNRGZ
elc_spv_BRA_082 | RaN | 0 | IMPNRGZ
elc_spv_BRA_082 | RaP | 0.018467 | IMPNRGZ
elc_spv_BRA_082 | SaD | 0.24597 | IMPNRGZ
elc_spv_BRA_082 | SaN | 0 | IMPNRGZ
elc_spv_BRA_082 | SaP | 0.02186 | IMPNRGZ
elc_spv_BRA_082 | WaD | 0.20796 | IMPNRGZ
elc_spv_BRA_082 | WaN | 0 | IMPNRGZ
elc_spv_BRA_082 | WaP | 0.019359 | IMPNRGZ
elc_spv_BRA_083 | FaD | 0.25853 | IMPNRGZ
elc_spv_BRA_083 | FaN | 0 | IMPNRGZ
elc_spv_BRA_083 | FaP | 0.017567 | IMPNRGZ
elc_spv_BRA_083 | RaD | 0.21302 | IMPNRGZ
elc_spv_BRA_083 | RaN | 0 | IMPNRGZ
elc_spv_BRA_083 | RaP | 0.018316 | IMPNRGZ
elc_spv_BRA_083 | SaD | 0.24274 | IMPNRGZ
elc_spv_BRA_083 | SaN | 0 | IMPNRGZ
elc_spv_BRA_083 | SaP | 0.022229 | IMPNRGZ
elc_spv_BRA_083 | WaD | 0.20795 | IMPNRGZ
elc_spv_BRA_083 | WaN | 0 | IMPNRGZ
elc_spv_BRA_083 | WaP | 0.019655 | IMPNRGZ
elc_spv_BRA_084 | FaD | 0.27745 | IMPNRGZ
elc_spv_BRA_084 | FaN | 0 | IMPNRGZ
elc_spv_BRA_084 | FaP | 0.016526 | IMPNRGZ
elc_spv_BRA_084 | RaD | 0.20184 | IMPNRGZ
elc_spv_BRA_084 | RaN | 0 | IMPNRGZ
elc_spv_BRA_084 | RaP | 0.016958 | IMPNRGZ
elc_spv_BRA_084 | SaD | 0.2352 | IMPNRGZ
elc_spv_BRA_084 | SaN | 0 | IMPNRGZ
elc_spv_BRA_084 | SaP | 0.021672 | IMPNRGZ
elc_spv_BRA_084 | WaD | 0.20989 | IMPNRGZ
elc_spv_BRA_084 | WaN | 0 | IMPNRGZ
elc_spv_BRA_084 | WaP | 0.020466 | IMPNRGZ
elc_spv_BRA_085 | FaD | 0.27654 | IMPNRGZ
elc_spv_BRA_085 | FaN | 0 | IMPNRGZ
elc_spv_BRA_085 | FaP | 0.011204 | IMPNRGZ
elc_spv_BRA_085 | RaD | 0.21244 | IMPNRGZ
elc_spv_BRA_085 | RaN | 0 | IMPNRGZ
elc_spv_BRA_085 | RaP | 0.013145 | IMPNRGZ
elc_spv_BRA_085 | SaD | 0.24697 | IMPNRGZ
elc_spv_BRA_085 | SaN | 0 | IMPNRGZ
elc_spv_BRA_085 | SaP | 0.013089 | IMPNRGZ
elc_spv_BRA_085 | WaD | 0.21151 | IMPNRGZ
elc_spv_BRA_085 | WaN | 0 | IMPNRGZ
elc_spv_BRA_085 | WaP | 0.01511 | IMPNRGZ
elc_spv_BRA_086 | FaD | 0.2554 | IMPNRGZ
elc_spv_BRA_086 | FaN | 0 | IMPNRGZ
elc_spv_BRA_086 | FaP | 0.029156 | IMPNRGZ
elc_spv_BRA_086 | RaD | 0.20588 | IMPNRGZ
elc_spv_BRA_086 | RaN | 0 | IMPNRGZ
elc_spv_BRA_086 | RaP | 0.024706 | IMPNRGZ
elc_spv_BRA_086 | SaD | 0.21386 | IMPNRGZ
elc_spv_BRA_086 | SaN | 0 | IMPNRGZ
elc_spv_BRA_086 | SaP | 0.024663 | IMPNRGZ
elc_spv_BRA_086 | WaD | 0.21868 | IMPNRGZ
elc_spv_BRA_086 | WaN | 1.8821e-05 | IMPNRGZ
elc_spv_BRA_086 | WaP | 0.027633 | IMPNRGZ
elc_spv_BRA_087 | FaD | 0.245 | IMPNRGZ
elc_spv_BRA_087 | FaN | 0 | IMPNRGZ
elc_spv_BRA_087 | FaP | 0.022614 | IMPNRGZ
elc_spv_BRA_087 | RaD | 0.20692 | IMPNRGZ
elc_spv_BRA_087 | RaN | 0 | IMPNRGZ
elc_spv_BRA_087 | RaP | 0.022096 | IMPNRGZ
elc_spv_BRA_087 | SaD | 0.24525 | IMPNRGZ
elc_spv_BRA_087 | SaN | 0 | IMPNRGZ
elc_spv_BRA_087 | SaP | 0.026068 | IMPNRGZ
elc_spv_BRA_087 | WaD | 0.20921 | IMPNRGZ
elc_spv_BRA_087 | WaN | 0 | IMPNRGZ
elc_spv_BRA_087 | WaP | 0.02284 | IMPNRGZ
elc_spv_BRA_088 | FaD | 0.24986 | IMPNRGZ
elc_spv_BRA_088 | FaN | 0 | IMPNRGZ
elc_spv_BRA_088 | FaP | 0.025044 | IMPNRGZ
elc_spv_BRA_088 | RaD | 0.20541 | IMPNRGZ
elc_spv_BRA_088 | RaN | 0 | IMPNRGZ
elc_spv_BRA_088 | RaP | 0.02369 | IMPNRGZ
elc_spv_BRA_088 | SaD | 0.23193 | IMPNRGZ
elc_spv_BRA_088 | SaN | 0 | IMPNRGZ
elc_spv_BRA_088 | SaP | 0.025986 | IMPNRGZ
elc_spv_BRA_088 | WaD | 0.21246 | IMPNRGZ
elc_spv_BRA_088 | WaN | 0.00025737 | IMPNRGZ
elc_spv_BRA_088 | WaP | 0.02536 | IMPNRGZ
elc_spv_BRA_089 | FaD | 0.27406 | IMPNRGZ
elc_spv_BRA_089 | FaN | 0 | IMPNRGZ
elc_spv_BRA_089 | FaP | 0.024851 | IMPNRGZ
elc_spv_BRA_089 | RaD | 0.19504 | IMPNRGZ
elc_spv_BRA_089 | RaN | 0 | IMPNRGZ
elc_spv_BRA_089 | RaP | 0.01964 | IMPNRGZ
elc_spv_BRA_089 | SaD | 0.22985 | IMPNRGZ
elc_spv_BRA_089 | SaN | 0 | IMPNRGZ
elc_spv_BRA_089 | SaP | 0.023063 | IMPNRGZ
elc_spv_BRA_089 | WaD | 0.20967 | IMPNRGZ
elc_spv_BRA_089 | WaN | 0 | IMPNRGZ
elc_spv_BRA_089 | WaP | 0.023837 | IMPNRGZ
elc_spv_BRA_090 | FaD | 0.25981 | IMPNRGZ
elc_spv_BRA_090 | FaN | 0 | IMPNRGZ
elc_spv_BRA_090 | FaP | 0.025161 | IMPNRGZ
elc_spv_BRA_090 | RaD | 0.20424 | IMPNRGZ
elc_spv_BRA_090 | RaN | 0 | IMPNRGZ
elc_spv_BRA_090 | RaP | 0.021121 | IMPNRGZ
elc_spv_BRA_090 | SaD | 0.2288 | IMPNRGZ
elc_spv_BRA_090 | SaN | 0 | IMPNRGZ
elc_spv_BRA_090 | SaP | 0.024221 | IMPNRGZ
elc_spv_BRA_090 | WaD | 0.21225 | IMPNRGZ
elc_spv_BRA_090 | WaN | 0 | IMPNRGZ
elc_spv_BRA_090 | WaP | 0.024398 | IMPNRGZ
elc_spv_BRA_091 | FaD | 0.26916 | IMPNRGZ
elc_spv_BRA_091 | FaN | 0 | IMPNRGZ
elc_spv_BRA_091 | FaP | 0.02676 | IMPNRGZ
elc_spv_BRA_091 | RaD | 0.19299 | IMPNRGZ
elc_spv_BRA_091 | RaN | 0 | IMPNRGZ
elc_spv_BRA_091 | RaP | 0.019535 | IMPNRGZ
elc_spv_BRA_091 | SaD | 0.22209 | IMPNRGZ
elc_spv_BRA_091 | SaN | 0 | IMPNRGZ
elc_spv_BRA_091 | SaP | 0.023963 | IMPNRGZ
elc_spv_BRA_091 | WaD | 0.21898 | IMPNRGZ
elc_spv_BRA_091 | WaN | 0 | IMPNRGZ
elc_spv_BRA_091 | WaP | 0.026524 | IMPNRGZ
elc_spv_BRA_092 | FaD | 0.26437 | IMPNRGZ
elc_spv_BRA_092 | FaN | 0 | IMPNRGZ
elc_spv_BRA_092 | FaP | 0.027266 | IMPNRGZ
elc_spv_BRA_092 | RaD | 0.20101 | IMPNRGZ
elc_spv_BRA_092 | RaN | 0 | IMPNRGZ
elc_spv_BRA_092 | RaP | 0.020512 | IMPNRGZ
elc_spv_BRA_092 | SaD | 0.22348 | IMPNRGZ
elc_spv_BRA_092 | SaN | 0 | IMPNRGZ
elc_spv_BRA_092 | SaP | 0.023832 | IMPNRGZ
elc_spv_BRA_092 | WaD | 0.21443 | IMPNRGZ
elc_spv_BRA_092 | WaN | 0 | IMPNRGZ
elc_spv_BRA_092 | WaP | 0.025098 | IMPNRGZ
elc_spv_BRA_093 | FaD | 0.26888 | IMPNRGZ
elc_spv_BRA_093 | FaN | 0 | IMPNRGZ
elc_spv_BRA_093 | FaP | 0.014082 | IMPNRGZ
elc_spv_BRA_093 | RaD | 0.22147 | IMPNRGZ
elc_spv_BRA_093 | RaN | 0 | IMPNRGZ
elc_spv_BRA_093 | RaP | 0.017032 | IMPNRGZ
elc_spv_BRA_093 | SaD | 0.2019 | IMPNRGZ
elc_spv_BRA_093 | SaN | 0 | IMPNRGZ
elc_spv_BRA_093 | SaP | 0.019019 | IMPNRGZ
elc_spv_BRA_093 | WaD | 0.23795 | IMPNRGZ
elc_spv_BRA_093 | WaN | 0 | IMPNRGZ
elc_spv_BRA_093 | WaP | 0.019673 | IMPNRGZ
elc_spv_BRA_094 | FaD | 0.27473 | IMPNRGZ
elc_spv_BRA_094 | FaN | 0 | IMPNRGZ
elc_spv_BRA_094 | FaP | 0.013617 | IMPNRGZ
elc_spv_BRA_094 | RaD | 0.21393 | IMPNRGZ
elc_spv_BRA_094 | RaN | 0 | IMPNRGZ
elc_spv_BRA_094 | RaP | 0.016957 | IMPNRGZ
elc_spv_BRA_094 | SaD | 0.21078 | IMPNRGZ
elc_spv_BRA_094 | SaN | 0 | IMPNRGZ
elc_spv_BRA_094 | SaP | 0.016696 | IMPNRGZ
elc_spv_BRA_094 | WaD | 0.23289 | IMPNRGZ
elc_spv_BRA_094 | WaN | 0 | IMPNRGZ
elc_spv_BRA_094 | WaP | 0.020399 | IMPNRGZ
elc_spv_BRA_095 | FaD | 0.28147 | IMPNRGZ
elc_spv_BRA_095 | FaN | 0 | IMPNRGZ
elc_spv_BRA_095 | FaP | 0.011457 | IMPNRGZ
elc_spv_BRA_095 | RaD | 0.22315 | IMPNRGZ
elc_spv_BRA_095 | RaN | 0 | IMPNRGZ
elc_spv_BRA_095 | RaP | 0.010682 | IMPNRGZ
elc_spv_BRA_095 | SaD | 0.2021 | IMPNRGZ
elc_spv_BRA_095 | SaN | 0 | IMPNRGZ
elc_spv_BRA_095 | SaP | 0.0094352 | IMPNRGZ
elc_spv_BRA_095 | WaD | 0.24809 | IMPNRGZ
elc_spv_BRA_095 | WaN | 0 | IMPNRGZ
elc_spv_BRA_095 | WaP | 0.013621 | IMPNRGZ
elc_spv_BRA_096 | FaD | 0.27779 | IMPNRGZ
elc_spv_BRA_096 | FaN | 0 | IMPNRGZ
elc_spv_BRA_096 | FaP | 0.01265 | IMPNRGZ
elc_spv_BRA_096 | RaD | 0.2218 | IMPNRGZ
elc_spv_BRA_096 | RaN | 0 | IMPNRGZ
elc_spv_BRA_096 | RaP | 0.01123 | IMPNRGZ
elc_spv_BRA_096 | SaD | 0.21426 | IMPNRGZ
elc_spv_BRA_096 | SaN | 0 | IMPNRGZ
elc_spv_BRA_096 | SaP | 0.010436 | IMPNRGZ
elc_spv_BRA_096 | WaD | 0.23453 | IMPNRGZ
elc_spv_BRA_096 | WaN | 0 | IMPNRGZ
elc_spv_BRA_096 | WaP | 0.017294 | IMPNRGZ
elc_spv_BRA_097 | FaD | 0.26307 | IMPNRGZ
elc_spv_BRA_097 | FaN | 0 | IMPNRGZ
elc_spv_BRA_097 | FaP | 0.028659 | IMPNRGZ
elc_spv_BRA_097 | RaD | 0.20731 | IMPNRGZ
elc_spv_BRA_097 | RaN | 0 | IMPNRGZ
elc_spv_BRA_097 | RaP | 0.024506 | IMPNRGZ
elc_spv_BRA_097 | SaD | 0.19553 | IMPNRGZ
elc_spv_BRA_097 | SaN | 0 | IMPNRGZ
elc_spv_BRA_097 | SaP | 0.024939 | IMPNRGZ
elc_spv_BRA_097 | WaD | 0.2284 | IMPNRGZ
elc_spv_BRA_097 | WaN | 0 | IMPNRGZ
elc_spv_BRA_097 | WaP | 0.027594 | IMPNRGZ
elc_spv_BRA_098 | FaD | 0.26118 | IMPNRGZ
elc_spv_BRA_098 | FaN | 0 | IMPNRGZ
elc_spv_BRA_098 | FaP | 0.025651 | IMPNRGZ
elc_spv_BRA_098 | RaD | 0.19984 | IMPNRGZ
elc_spv_BRA_098 | RaN | 0 | IMPNRGZ
elc_spv_BRA_098 | RaP | 0.022176 | IMPNRGZ
elc_spv_BRA_098 | SaD | 0.19808 | IMPNRGZ
elc_spv_BRA_098 | SaN | 0 | IMPNRGZ
elc_spv_BRA_098 | SaP | 0.023209 | IMPNRGZ
elc_spv_BRA_098 | WaD | 0.24158 | IMPNRGZ
elc_spv_BRA_098 | WaN | 0 | IMPNRGZ
elc_spv_BRA_098 | WaP | 0.028294 | IMPNRGZ
elc_spv_BRA_099 | FaD | 0.26153 | IMPNRGZ
elc_spv_BRA_099 | FaN | 0 | IMPNRGZ
elc_spv_BRA_099 | FaP | 0.027537 | IMPNRGZ
elc_spv_BRA_099 | RaD | 0.20157 | IMPNRGZ
elc_spv_BRA_099 | RaN | 0 | IMPNRGZ
elc_spv_BRA_099 | RaP | 0.023227 | IMPNRGZ
elc_spv_BRA_099 | SaD | 0.18879 | IMPNRGZ
elc_spv_BRA_099 | SaN | 0 | IMPNRGZ
elc_spv_BRA_099 | SaP | 0.022853 | IMPNRGZ
elc_spv_BRA_099 | WaD | 0.24342 | IMPNRGZ
elc_spv_BRA_099 | WaN | 0 | IMPNRGZ
elc_spv_BRA_099 | WaP | 0.031081 | IMPNRGZ
elc_spv_BRA_100 | FaD | 0.24507 | IMPNRGZ
elc_spv_BRA_100 | FaN | 0 | IMPNRGZ
elc_spv_BRA_100 | FaP | 0.022363 | IMPNRGZ
elc_spv_BRA_100 | RaD | 0.21485 | IMPNRGZ
elc_spv_BRA_100 | RaN | 0 | IMPNRGZ
elc_spv_BRA_100 | RaP | 0.022324 | IMPNRGZ
elc_spv_BRA_100 | SaD | 0.24587 | IMPNRGZ
elc_spv_BRA_100 | SaN | 0 | IMPNRGZ
elc_spv_BRA_100 | SaP | 0.026471 | IMPNRGZ
elc_spv_BRA_100 | WaD | 0.19882 | IMPNRGZ
elc_spv_BRA_100 | WaN | 0 | IMPNRGZ
elc_spv_BRA_100 | WaP | 0.02423 | IMPNRGZ
elc_spv_BRA_101 | FaD | 0.24117 | IMPNRGZ
elc_spv_BRA_101 | FaN | 0 | IMPNRGZ
elc_spv_BRA_101 | FaP | 0.024324 | IMPNRGZ
elc_spv_BRA_101 | RaD | 0.21124 | IMPNRGZ
elc_spv_BRA_101 | RaN | 0 | IMPNRGZ
elc_spv_BRA_101 | RaP | 0.022762 | IMPNRGZ
elc_spv_BRA_101 | SaD | 0.24655 | IMPNRGZ
elc_spv_BRA_101 | SaN | 0 | IMPNRGZ
elc_spv_BRA_101 | SaP | 0.028385 | IMPNRGZ
elc_spv_BRA_101 | WaD | 0.20004 | IMPNRGZ
elc_spv_BRA_101 | WaN | 0.00041716 | IMPNRGZ
elc_spv_BRA_101 | WaP | 0.025113 | IMPNRGZ
elc_spv_BRA_102 | FaD | 0.25104 | IMPNRGZ
elc_spv_BRA_102 | FaN | 0 | IMPNRGZ
elc_spv_BRA_102 | FaP | 0.023195 | IMPNRGZ
elc_spv_BRA_102 | RaD | 0.21721 | IMPNRGZ
elc_spv_BRA_102 | RaN | 0 | IMPNRGZ
elc_spv_BRA_102 | RaP | 0.021261 | IMPNRGZ
elc_spv_BRA_102 | SaD | 0.2355 | IMPNRGZ
elc_spv_BRA_102 | SaN | 0 | IMPNRGZ
elc_spv_BRA_102 | SaP | 0.023843 | IMPNRGZ
elc_spv_BRA_102 | WaD | 0.20416 | IMPNRGZ
elc_spv_BRA_102 | WaN | 9.4606e-06 | IMPNRGZ
elc_spv_BRA_102 | WaP | 0.023789 | IMPNRGZ
elc_spv_BRA_103 | FaD | 0.25086 | IMPNRGZ
elc_spv_BRA_103 | FaN | 0 | IMPNRGZ
elc_spv_BRA_103 | FaP | 0.023812 | IMPNRGZ
elc_spv_BRA_103 | RaD | 0.21816 | IMPNRGZ
elc_spv_BRA_103 | RaN | 3.8847e-06 | IMPNRGZ
elc_spv_BRA_103 | RaP | 0.022323 | IMPNRGZ
elc_spv_BRA_103 | SaD | 0.21944 | IMPNRGZ
elc_spv_BRA_103 | SaN | 0 | IMPNRGZ
elc_spv_BRA_103 | SaP | 0.02566 | IMPNRGZ
elc_spv_BRA_103 | WaD | 0.21245 | IMPNRGZ
elc_spv_BRA_103 | WaN | 0.002581 | IMPNRGZ
elc_spv_BRA_103 | WaP | 0.024714 | IMPNRGZ
elc_spv_BRA_104 | FaD | 0.24159 | IMPNRGZ
elc_spv_BRA_104 | FaN | 0 | IMPNRGZ
elc_spv_BRA_104 | FaP | 0.023134 | IMPNRGZ
elc_spv_BRA_104 | RaD | 0.21749 | IMPNRGZ
elc_spv_BRA_104 | RaN | 0 | IMPNRGZ
elc_spv_BRA_104 | RaP | 0.024212 | IMPNRGZ
elc_spv_BRA_104 | SaD | 0.23623 | IMPNRGZ
elc_spv_BRA_104 | SaN | 0 | IMPNRGZ
elc_spv_BRA_104 | SaP | 0.027352 | IMPNRGZ
elc_spv_BRA_104 | WaD | 0.20105 | IMPNRGZ
elc_spv_BRA_104 | WaN | 0.0024429 | IMPNRGZ
elc_spv_BRA_104 | WaP | 0.0265 | IMPNRGZ
elc_spv_BRA_105 | FaD | 0.24513 | IMPNRGZ
elc_spv_BRA_105 | FaN | 0 | IMPNRGZ
elc_spv_BRA_105 | FaP | 0.023101 | IMPNRGZ
elc_spv_BRA_105 | RaD | 0.21931 | IMPNRGZ
elc_spv_BRA_105 | RaN | 0 | IMPNRGZ
elc_spv_BRA_105 | RaP | 0.023865 | IMPNRGZ
elc_spv_BRA_105 | SaD | 0.23154 | IMPNRGZ
elc_spv_BRA_105 | SaN | 0 | IMPNRGZ
elc_spv_BRA_105 | SaP | 0.02722 | IMPNRGZ
elc_spv_BRA_105 | WaD | 0.20227 | IMPNRGZ
elc_spv_BRA_105 | WaN | 0.0018018 | IMPNRGZ
elc_spv_BRA_105 | WaP | 0.025761 | IMPNRGZ
elc_spv_BRA_106 | FaD | 0.25818 | IMPNRGZ
elc_spv_BRA_106 | FaN | 0 | IMPNRGZ
elc_spv_BRA_106 | FaP | 0.023165 | IMPNRGZ
elc_spv_BRA_106 | RaD | 0.21231 | IMPNRGZ
elc_spv_BRA_106 | RaN | 0 | IMPNRGZ
elc_spv_BRA_106 | RaP | 0.02156 | IMPNRGZ
elc_spv_BRA_106 | SaD | 0.21047 | IMPNRGZ
elc_spv_BRA_106 | SaN | 0 | IMPNRGZ
elc_spv_BRA_106 | SaP | 0.021529 | IMPNRGZ
elc_spv_BRA_106 | WaD | 0.22656 | IMPNRGZ
elc_spv_BRA_106 | WaN | 0 | IMPNRGZ
elc_spv_BRA_106 | WaP | 0.026223 | IMPNRGZ
elc_spv_BRA_107 | FaD | 0.26376 | IMPNRGZ
elc_spv_BRA_107 | FaN | 0 | IMPNRGZ
elc_spv_BRA_107 | FaP | 0.014539 | IMPNRGZ
elc_spv_BRA_107 | RaD | 0.2135 | IMPNRGZ
elc_spv_BRA_107 | RaN | 0 | IMPNRGZ
elc_spv_BRA_107 | RaP | 0.017527 | IMPNRGZ
elc_spv_BRA_107 | SaD | 0.21734 | IMPNRGZ
elc_spv_BRA_107 | SaN | 0 | IMPNRGZ
elc_spv_BRA_107 | SaP | 0.018823 | IMPNRGZ
elc_spv_BRA_107 | WaD | 0.23268 | IMPNRGZ
elc_spv_BRA_107 | WaN | 0 | IMPNRGZ
elc_spv_BRA_107 | WaP | 0.021821 | IMPNRGZ
elc_spv_BRA_108 | FaD | 0.25798 | IMPNRGZ
elc_spv_BRA_108 | FaN | 0 | IMPNRGZ
elc_spv_BRA_108 | FaP | 0.023106 | IMPNRGZ
elc_spv_BRA_108 | RaD | 0.21507 | IMPNRGZ
elc_spv_BRA_108 | RaN | 0 | IMPNRGZ
elc_spv_BRA_108 | RaP | 0.023028 | IMPNRGZ
elc_spv_BRA_108 | SaD | 0.20717 | IMPNRGZ
elc_spv_BRA_108 | SaN | 0 | IMPNRGZ
elc_spv_BRA_108 | SaP | 0.021054 | IMPNRGZ
elc_spv_BRA_108 | WaD | 0.22731 | IMPNRGZ
elc_spv_BRA_108 | WaN | 0 | IMPNRGZ
elc_spv_BRA_108 | WaP | 0.025282 | IMPNRGZ
elc_spv_BRA_109 | FaD | 0.26431 | IMPNRGZ
elc_spv_BRA_109 | FaN | 0 | IMPNRGZ
elc_spv_BRA_109 | FaP | 0.016467 | IMPNRGZ
elc_spv_BRA_109 | RaD | 0.21023 | IMPNRGZ
elc_spv_BRA_109 | RaN | 0 | IMPNRGZ
elc_spv_BRA_109 | RaP | 0.018093 | IMPNRGZ
elc_spv_BRA_109 | SaD | 0.22025 | IMPNRGZ
elc_spv_BRA_109 | SaN | 0 | IMPNRGZ
elc_spv_BRA_109 | SaP | 0.019681 | IMPNRGZ
elc_spv_BRA_109 | WaD | 0.22743 | IMPNRGZ
elc_spv_BRA_109 | WaN | 0 | IMPNRGZ
elc_spv_BRA_109 | WaP | 0.023544 | IMPNRGZ
elc_spv_BRA_110 | FaD | 0.27354 | IMPNRGZ
elc_spv_BRA_110 | FaN | 0 | IMPNRGZ
elc_spv_BRA_110 | FaP | 0.012599 | IMPNRGZ
elc_spv_BRA_110 | RaD | 0.21467 | IMPNRGZ
elc_spv_BRA_110 | RaN | 0 | IMPNRGZ
elc_spv_BRA_110 | RaP | 0.013888 | IMPNRGZ
elc_spv_BRA_110 | SaD | 0.2277 | IMPNRGZ
elc_spv_BRA_110 | SaN | 0 | IMPNRGZ
elc_spv_BRA_110 | SaP | 0.012436 | IMPNRGZ
elc_spv_BRA_110 | WaD | 0.2255 | IMPNRGZ
elc_spv_BRA_110 | WaN | 0 | IMPNRGZ
elc_spv_BRA_110 | WaP | 0.019676 | IMPNRGZ
elc_spv_BRA_111 | FaD | 0.26312 | IMPNRGZ
elc_spv_BRA_111 | FaN | 0 | IMPNRGZ
elc_spv_BRA_111 | FaP | 0.010394 | IMPNRGZ
elc_spv_BRA_111 | RaD | 0.22527 | IMPNRGZ
elc_spv_BRA_111 | RaN | 0 | IMPNRGZ
elc_spv_BRA_111 | RaP | 0.010028 | IMPNRGZ
elc_spv_BRA_111 | SaD | 0.24128 | IMPNRGZ
elc_spv_BRA_111 | SaN | 0 | IMPNRGZ
elc_spv_BRA_111 | SaP | 0.011644 | IMPNRGZ
elc_spv_BRA_111 | WaD | 0.22217 | IMPNRGZ
elc_spv_BRA_111 | WaN | 0 | IMPNRGZ
elc_spv_BRA_111 | WaP | 0.016087 | IMPNRGZ
elc_spv_BRA_112 | FaD | 0.26164 | IMPNRGZ
elc_spv_BRA_112 | FaN | 0 | IMPNRGZ
elc_spv_BRA_112 | FaP | 0.013516 | IMPNRGZ
elc_spv_BRA_112 | RaD | 0.22102 | IMPNRGZ
elc_spv_BRA_112 | RaN | 0 | IMPNRGZ
elc_spv_BRA_112 | RaP | 0.013328 | IMPNRGZ
elc_spv_BRA_112 | SaD | 0.22851 | IMPNRGZ
elc_spv_BRA_112 | SaN | 0 | IMPNRGZ
elc_spv_BRA_112 | SaP | 0.012858 | IMPNRGZ
elc_spv_BRA_112 | WaD | 0.22682 | IMPNRGZ
elc_spv_BRA_112 | WaN | 0 | IMPNRGZ
elc_spv_BRA_112 | WaP | 0.022306 | IMPNRGZ
elc_spv_BRA_113 | FaD | 0.26129 | IMPNRGZ
elc_spv_BRA_113 | FaN | 0 | IMPNRGZ
elc_spv_BRA_113 | FaP | 0.011583 | IMPNRGZ
elc_spv_BRA_113 | RaD | 0.22173 | IMPNRGZ
elc_spv_BRA_113 | RaN | 0 | IMPNRGZ
elc_spv_BRA_113 | RaP | 0.012672 | IMPNRGZ
elc_spv_BRA_113 | SaD | 0.23736 | IMPNRGZ
elc_spv_BRA_113 | SaN | 0 | IMPNRGZ
elc_spv_BRA_113 | SaP | 0.012462 | IMPNRGZ
elc_spv_BRA_113 | WaD | 0.22379 | IMPNRGZ
elc_spv_BRA_113 | WaN | 0 | IMPNRGZ
elc_spv_BRA_113 | WaP | 0.019114 | IMPNRGZ
elc_spv_BRA_114 | FaD | 0.26279 | IMPNRGZ
elc_spv_BRA_114 | FaN | 0 | IMPNRGZ
elc_spv_BRA_114 | FaP | 0.010496 | IMPNRGZ
elc_spv_BRA_114 | RaD | 0.22933 | IMPNRGZ
elc_spv_BRA_114 | RaN | 0 | IMPNRGZ
elc_spv_BRA_114 | RaP | 0.01029 | IMPNRGZ
elc_spv_BRA_114 | SaD | 0.23116 | IMPNRGZ
elc_spv_BRA_114 | SaN | 0 | IMPNRGZ
elc_spv_BRA_114 | SaP | 0.010953 | IMPNRGZ
elc_spv_BRA_114 | WaD | 0.22836 | IMPNRGZ
elc_spv_BRA_114 | WaN | 0 | IMPNRGZ
elc_spv_BRA_114 | WaP | 0.016625 | IMPNRGZ
elc_spv_BRA_115 | FaD | 0.2584 | IMPNRGZ
elc_spv_BRA_115 | FaN | 0 | IMPNRGZ
elc_spv_BRA_115 | FaP | 0.0096888 | IMPNRGZ
elc_spv_BRA_115 | RaD | 0.22905 | IMPNRGZ
elc_spv_BRA_115 | RaN | 0 | IMPNRGZ
elc_spv_BRA_115 | RaP | 0.009983 | IMPNRGZ
elc_spv_BRA_115 | SaD | 0.24473 | IMPNRGZ
elc_spv_BRA_115 | SaN | 0 | IMPNRGZ
elc_spv_BRA_115 | SaP | 0.011551 | IMPNRGZ
elc_spv_BRA_115 | WaD | 0.22007 | IMPNRGZ
elc_spv_BRA_115 | WaN | 0 | IMPNRGZ
elc_spv_BRA_115 | WaP | 0.016532 | IMPNRGZ

## firmness
~TFM_DINS-TSL: attribute=FLO_EMIS; other_indexes=ACT | [13 empty] | ~TFM_INS-TSL: attribute=FLO_SHAR; limtype=FX | [13 empty] | ~TFM_INS-TSL: attribute=FLO_SHAR; limtype=FX | [13 empty] | ~TFM_DINS-TSL: attribute=NCAP_PKCNT | [12 empty] | ~TFM_DINS-AT
process | commodity | WaN | WaD | WaP | RaN | RaD | RaP | SaN | SaD | SaP | FaN | FaD | FaP | process | commodity | WaN | WaD | WaP | RaN | RaD | RaP | SaN | SaD | SaP | FaN | FaD | FaP | process | commodity | WaN | WaD | WaP | RaN | RaD | RaP | SaN | SaD | SaP | FaN | FaD | FaP | process | WaN | WaD | WaP | RaN | RaD | RaP | SaN | SaD | SaP | FaN | FaD | FaP | process | commodity | other_indexes | ncap_com
distr_solelc_spv_BRA_001 | DEF_E | 0.96269 | 0.12939 | 0.19102 | 0 | 0.23968 | 0.5242 | 0 | 0.30117 | 0.68344 | 0.97623 | 0.21405 | 0.42117 | distr_sol* | ELC4H | 0.70375 | 0.053948 | 0.011073 | 0 | 0.062834 | 0.029238 | 0 | 0.066321 | 0.044859 | 0.9286 | 0.050526 | 0.088894 | distr_sol* | ELC8H | 0.01721 | 0.018913 | 0.06786 | 0 | 0.016418 | 0.070293 | 0 | 0.01449 | 0.068105 | 0 | 0.0099743 | 0.0089373 | distr_solelc_spv_BRA_001 | 0.0029548 | 0.53466 | 0.35024 | 0 | 0.32104 | 0.12415 | 0 | 0.23108 | 0.055634 | 0.0025435 | 0.44509 | 0.20051 | distr_solelc_spv_BRA_001 | DEF_C | OUT | 0.52135
distr_solelc_spv_BRA_002 | DEF_E | 0.98283 | 0.13926 | 0.19775 | 0 | 0.26026 | 0.49058 | 0 | 0.31737 | 0.61304 | 0 | 0.20782 | 0.37006 | distr_won* | ELC4H | 0.013613 | 0.012208 | 0.019064 | 0.011296 | 0.0099624 | 0.016362 | 0.0068476 | 0.0025273 | 0.0079867 | 0.0087862 | 0.0091532 | 0.012149 | distr_won* | ELC8H | 0.022632 | 0.0060091 | 0.00017431 | 0.017912 | 0.012432 | 0 | 0.018787 | 0.00065373 | 0 | 0.014213 | 0.0033982 | 0 | distr_solelc_spv_BRA_002 | 6.352e-05 | 0.54156 | 0.34449 | 0 | 0.32846 | 0.14103 | 0 | 0.24964 | 0.085748 | 0 | 0.45019 | 0.20882 | distr_solelc_spv_BRA_002 | DEF_C | OUT | 0.53581
distr_solelc_spv_BRA_003 | DEF_E | 0.96864 | 0.13742 | 0.19691 | 0 | 0.23822 | 0.52213 | 0 | 0.30043 | 0.64212 | 0.97343 | 0.20316 | 0.43265 | distr_wof* | ELC4H | 0.0064523 | 0.0014443 | 0.0028267 | 0.0012948 | 0.00205 | 0.0065685 | 0.0015211 | 0.00096053 | 0.0085574 | 0.00094176 | 0.00029908 | 0.0001975 | distr_wof* | ELC8H | 0.0090678 | 0.0052743 | 0.0022098 | 0.0097154 | 0.0027019 | 0.010338 | 0.010401 | 0.004893 | 0.0073581 | 0.0039042 | 0.0039809 | 0.0020337 | distr_solelc_spv_BRA_003 | 0.002355 | 0.51942 | 0.30458 | 0 | 0.32451 | 0.11247 | 0 | 0.24534 | 0.063156 | 0.0023075 | 0.44416 | 0.18069 | distr_solelc_spv_BRA_003 | DEF_C | OUT | 0.50126
distr_solelc_spv_BRA_004 | DEF_E | 0.92306 | 0.13636 | 0.17608 | 0 | 0.25588 | 0.47855 | 0 | 0.30062 | 0.60796 | 0.98131 | 0.22643 | 0.36914 | [28 empty] | distr_solelc_spv_BRA_004 | 0.010607 | 0.54137 | 0.37775 | 0 | 0.32468 | 0.14566 | 0 | 0.23815 | 0.072063 | 0.00090166 | 0.42807 | 0.22711 | distr_solelc_spv_BRA_004 | DEF_C | OUT | 0.53922
distr_solelc_spv_BRA_005 | DEF_E | 0.92637 | 0.14161 | 0.17405 | 0 | 0.27362 | 0.45739 | 0 | 0.30567 | 0.60344 | 0.999 | 0.20528 | 0.27802 | [28 empty] | distr_solelc_spv_BRA_005 | 0.015025 | 0.55837 | 0.41311 | 0 | 0.32721 | 0.17325 | 0 | 0.24987 | 0.10059 | 3.0532e-06 | 0.45841 | 0.28636 | distr_solelc_spv_BRA_005 | DEF_C | OUT | 0.55837
distr_solelc_spv_BRA_006 | DEF_E | 0.95247 | 0.13432 | 0.1654 | 0 | 0.25778 | 0.46468 | 0 | 0.31078 | 0.60881 | 0 | 0.20739 | 0.33962 | [28 empty] | distr_solelc_spv_BRA_006 | 0.0074427 | 0.54775 | 0.38585 | 0 | 0.326 | 0.15575 | 0 | 0.23973 | 0.0894 | 0 | 0.45179 | 0.24584 | distr_solelc_spv_BRA_006 | DEF_C | OUT | 0.54775
distr_solelc_spv_BRA_007 | DEF_E | 0 | 0.15588 | 0.2204 | 0 | 0.24658 | 0.49041 | 0 | 0.29762 | 0.61526 | 0 | 0.19928 | 0.39438 | [28 empty] | distr_solelc_spv_BRA_007 | 0 | 0.50413 | 0.30133 | 0 | 0.33448 | 0.13264 | 0 | 0.26769 | 0.089942 | 0 | 0.4503 | 0.19558 | distr_solelc_spv_BRA_007 | DEF_C | OUT | 0.50253
distr_solelc_spv_BRA_008 | DEF_E | 0 | 0.15645 | 0.2154 | 0 | 0.24574 | 0.46632 | 0 | 0.26745 | 0.58123 | 0 | 0.17952 | 0.38391 | [28 empty] | distr_solelc_spv_BRA_008 | 0 | 0.49544 | 0.28747 | 0 | 0.33739 | 0.13038 | 0 | 0.2905 | 0.09585 | 0 | 0.46026 | 0.18964 | distr_solelc_spv_BRA_008 | DEF_C | OUT | 0.49336
distr_solelc_spv_BRA_009 | DEF_E | 0.98345 | 0.1701 | 0.24254 | 0 | 0.24553 | 0.53474 | 0 | 0.27025 | 0.5859 | 0.98158 | 0.19174 | 0.45802 | [28 empty] | distr_solelc_spv_BRA_009 | 0.00021259 | 0.44747 | 0.2351 | 0 | 0.32416 | 0.10521 | 0 | 0.27837 | 0.080907 | 0.00013898 | 0.426 | 0.14058 | distr_solelc_spv_BRA_009 | DEF_C | OUT | 0.4451
distr_solelc_spv_BRA_010 | DEF_E | 0.97327 | 0.19543 | 0.31393 | 0 | 0.27123 | 0.63283 | 0 | 0.32437 | 0.7172 | 0.9749 | 0.23768 | 0.55829 | [28 empty] | distr_solelc_spv_BRA_010 | 0.0014904 | 0.39955 | 0.17997 | 0 | 0.29099 | 0.080707 | 0 | 0.23319 | 0.05313 | 0.0016024 | 0.3649 | 0.1041 | distr_solelc_spv_BRA_010 | DEF_C | OUT | 0.39722
distr_solelc_spv_BRA_011 | DEF_E | 0.97879 | 0.17473 | 0.23677 | 0 | 0.25464 | 0.54733 | 0 | 0.3144 | 0.62935 | 0.98384 | 0.22329 | 0.44887 | [28 empty] | distr_solelc_spv_BRA_011 | 0.00077868 | 0.46867 | 0.27921 | 0 | 0.31308 | 0.10929 | 0 | 0.2435 | 0.068201 | 0.0007207 | 0.40912 | 0.16913 | distr_solelc_spv_BRA_011 | DEF_C | OUT | 0.45949
distr_solelc_spv_BRA_012 | DEF_E | 0.97131 | 0.19583 | 0.26846 | 0 | 0.2743 | 0.56615 | 0 | 0.31348 | 0.65543 | 0.97427 | 0.2248 | 0.49458 | [28 empty] | distr_solelc_spv_BRA_012 | 0.00059048 | 0.41725 | 0.23358 | 0 | 0.29798 | 0.10022 | 0 | 0.23996 | 0.063434 | 0.00060939 | 0.38395 | 0.12905 | distr_solelc_spv_BRA_012 | DEF_C | OUT | 0.415
distr_solelc_spv_BRA_013 | DEF_E | 0.91388 | 0.22862 | 0.26621 | 0.99407 | 0.28071 | 0.3128 | 0 | 0.34136 | 0.41491 | 0.98413 | 0.26503 | 0.30355 | [28 empty] | distr_solelc_spv_BRA_013 | 0.010652 | 0.38274 | 0.24472 | 0.00085187 | 0.28462 | 0.18469 | 0 | 0.22437 | 0.14017 | 0.0010473 | 0.34919 | 0.21479 | distr_solelc_spv_BRA_013 | DEF_C | OUT | 0.38274
distr_solelc_spv_BRA_014 | DEF_E | 0.91362 | 0.20917 | 0.20261 | 0.99415 | 0.28357 | 0.33842 | 0 | 0.34919 | 0.41761 | 0.98166 | 0.23328 | 0.27576 | [28 empty] | distr_solelc_spv_BRA_014 | 0.013561 | 0.41267 | 0.31019 | 0.00079275 | 0.28634 | 0.19087 | 0 | 0.2089 | 0.13413 | 0.0030222 | 0.37389 | 0.2502 | distr_solelc_spv_BRA_014 | DEF_C | OUT | 0.41267
distr_solelc_spv_BRA_015 | DEF_E | 0.91109 | 0.20032 | 0.20124 | 0.99407 | 0.2478 | 0.24958 | 0 | 0.27601 | 0.29433 | 0.98899 | 0.2165 | 0.2282 | [28 empty] | distr_solelc_spv_BRA_015 | 0.012668 | 0.4328 | 0.303 | 0.0005672 | 0.33706 | 0.21406 | 0 | 0.28421 | 0.17916 | 0.00067986 | 0.42956 | 0.27144 | distr_solelc_spv_BRA_015 | DEF_C | OUT | 0.4328
distr_solelc_spv_BRA_016 | DEF_E | 0.91007 | 0.22304 | 0.17889 | 0.99506 | 0.24232 | 0.21336 | 0 | 0.24441 | 0.18583 | 0.99399 | 0.20121 | 0.20311 | [28 empty] | distr_solelc_spv_BRA_016 | 0.014239 | 0.42599 | 0.33718 | 0.0004894 | 0.35225 | 0.23997 | 0 | 0.32394 | 0.22992 | 0.00045964 | 0.45882 | 0.30264 | distr_solelc_spv_BRA_016 | DEF_C | OUT | 0.45882
distr_solelc_spv_BRA_017 | DEF_E | 0.91545 | 0.22022 | 0.23721 | 0 | 0.24439 | 0.32546 | 0 | 0.25893 | 0.34566 | 0.999 | 0.22005 | 0.26854 | [28 empty] | distr_solelc_spv_BRA_017 | 0.0077107 | 0.40342 | 0.25096 | 0 | 0.32595 | 0.17319 | 0 | 0.30194 | 0.16926 | 9.5639e-08 | 0.41477 | 0.24059 | distr_solelc_spv_BRA_017 | DEF_C | OUT | 0.41477
distr_solelc_spv_BRA_018 | DEF_E | 0 | 0.17801 | 0.19124 | 0 | 0.20666 | 0.33133 | 0 | 0.19525 | 0.38336 | 0 | 0.15522 | 0.18226 | [28 empty] | distr_solelc_spv_BRA_018 | 0 | 0.42252 | 0.24684 | 0 | 0.3787 | 0.17391 | 0 | 0.34888 | 0.1395 | 0 | 0.45627 | 0.23701 | distr_solelc_spv_BRA_018 | DEF_C | OUT | 0.45627
distr_solelc_spv_BRA_019 | DEF_E | 0.96595 | 0.21682 | 0.19922 | 0 | 0.21662 | 0.25895 | 0 | 0.22085 | 0.22445 | 0 | 0.1749 | 0.19245 | [28 empty] | distr_solelc_spv_BRA_019 | 0.0014521 | 0.404 | 0.25538 | 0 | 0.36871 | 0.20786 | 0 | 0.34151 | 0.1913 | 0 | 0.44103 | 0.2421 | distr_solelc_spv_BRA_019 | DEF_C | OUT | 0.44103
distr_solelc_spv_BRA_020 | DEF_E | 0 | 0.22241 | 0.22473 | 0 | 0.20139 | 0.26981 | 0 | 0.18621 | 0.24336 | 0 | 0.17173 | 0.20522 | [28 empty] | distr_solelc_spv_BRA_020 | 0 | 0.38282 | 0.21279 | 0 | 0.37159 | 0.17918 | 0 | 0.37267 | 0.18252 | 0 | 0.43264 | 0.21041 | distr_solelc_spv_BRA_020 | DEF_C | OUT | 0.43264
distr_solelc_spv_BRA_021 | DEF_E | 0 | 0.1581 | 0.1574 | 0 | 0.21109 | 0.35417 | 0 | 0.21577 | 0.47205 | 0 | 0.16015 | 0.19899 | [28 empty] | distr_solelc_spv_BRA_021 | 0 | 0.4686 | 0.30003 | 0 | 0.38057 | 0.18512 | 0 | 0.32617 | 0.12184 | 0 | 0.46026 | 0.24328 | distr_solelc_spv_BRA_021 | DEF_C | OUT | 0.4686
distr_solelc_spv_BRA_022 | DEF_E | 0.96106 | 0.15307 | 0.14538 | 0 | 0.21276 | 0.32494 | 0 | 0.26584 | 0.45948 | 0 | 0.1799 | 0.21257 | [28 empty] | distr_solelc_spv_BRA_022 | 0.0015698 | 0.4971 | 0.34635 | 0 | 0.37564 | 0.208 | 0 | 0.29813 | 0.12597 | 0 | 0.45358 | 0.25121 | distr_solelc_spv_BRA_022 | DEF_C | OUT | 0.4971
distr_solelc_spv_BRA_023 | DEF_E | 0 | 0.1316 | 0.17461 | 0 | 0.21806 | 0.39903 | 0 | 0.2417 | 0.54857 | 0 | 0.17444 | 0.31119 | [28 empty] | distr_solelc_spv_BRA_023 | 0 | 0.5123 | 0.30929 | 0 | 0.36909 | 0.1691 | 0 | 0.30883 | 0.10554 | 0 | 0.46596 | 0.2172 | distr_solelc_spv_BRA_023 | DEF_C | OUT | 0.5123
distr_solelc_spv_BRA_024 | DEF_E | 0 | 0.17138 | 0.20167 | 0 | 0.20081 | 0.37571 | 0 | 0.18749 | 0.51916 | 0 | 0.15176 | 0.24423 | [28 empty] | distr_solelc_spv_BRA_024 | 0 | 0.43887 | 0.25591 | 0 | 0.38653 | 0.16513 | 0 | 0.35368 | 0.11475 | 0 | 0.46584 | 0.21685 | distr_solelc_spv_BRA_024 | DEF_C | OUT | 0.46584
distr_solelc_spv_BRA_025 | DEF_E | 0 | 0.14906 | 0.18668 | 0 | 0.20375 | 0.40345 | 0 | 0.20535 | 0.52982 | 0 | 0.15005 | 0.33082 | [28 empty] | distr_solelc_spv_BRA_025 | 0 | 0.48109 | 0.26484 | 0 | 0.38329 | 0.15687 | 0 | 0.33855 | 0.10405 | 0 | 0.4742 | 0.18469 | distr_solelc_spv_BRA_025 | DEF_C | OUT | 0.48109
distr_solelc_spv_BRA_026 | DEF_E | 0 | 0.14559 | 0.19134 | 0 | 0.2126 | 0.42411 | 0 | 0.22855 | 0.55192 | 0 | 0.16247 | 0.35757 | [28 empty] | distr_solelc_spv_BRA_026 | 0 | 0.49432 | 0.27503 | 0 | 0.3606 | 0.13691 | 0 | 0.31601 | 0.098075 | 0 | 0.46809 | 0.19002 | distr_solelc_spv_BRA_026 | DEF_C | OUT | 0.49126
distr_solelc_spv_BRA_027 | DEF_E | 0.99091 | 0.16587 | 0.24711 | 0 | 0.21394 | 0.49506 | 0 | 0.21868 | 0.55572 | 0.98796 | 0.18041 | 0.47238 | [28 empty] | distr_solelc_spv_BRA_027 | 3.0065e-05 | 0.4703 | 0.23388 | 0 | 0.35471 | 0.11427 | 0 | 0.31463 | 0.08838 | 3.6775e-05 | 0.45642 | 0.14257 | distr_solelc_spv_BRA_027 | DEF_C | OUT | 0.46429
distr_solelc_spv_BRA_028 | DEF_E | 0 | 0.15045 | 0.20274 | 0 | 0.19473 | 0.45959 | 0 | 0.19221 | 0.52844 | 0 | 0.14449 | 0.42028 | [28 empty] | distr_solelc_spv_BRA_028 | 0 | 0.47657 | 0.24344 | 0 | 0.3784 | 0.12732 | 0 | 0.34414 | 0.095589 | 0 | 0.48463 | 0.15319 | distr_solelc_spv_BRA_028 | DEF_C | OUT | 0.48463
distr_solelc_spv_BRA_029 | DEF_E | 0.92009 | 0.22338 | 0.20674 | 0 | 0.24428 | 0.31635 | 0 | 0.24353 | 0.31812 | 0 | 0.20826 | 0.25809 | [28 empty] | distr_solelc_spv_BRA_029 | 0.0072991 | 0.40459 | 0.27849 | 0 | 0.33033 | 0.18004 | 0 | 0.31815 | 0.17997 | 0 | 0.42766 | 0.24894 | distr_solelc_spv_BRA_029 | DEF_C | OUT | 0.42766
distr_solelc_spv_BRA_030 | DEF_E | 0.93554 | 0.22943 | 0.20529 | 0 | 0.20625 | 0.2495 | 0 | 0.21145 | 0.24148 | 0 | 0.19278 | 0.21762 | [28 empty] | distr_solelc_spv_BRA_030 | 0.0079561 | 0.42014 | 0.30302 | 0 | 0.37439 | 0.22787 | 0 | 0.34981 | 0.20859 | 0 | 0.46186 | 0.27794 | distr_solelc_spv_BRA_030 | DEF_C | OUT | 0.46186
distr_solelc_spv_BRA_031 | DEF_E | 0.9453 | 0.22153 | 0.19246 | 0 | 0.18613 | 0.20714 | 0 | 0.20153 | 0.21326 | 0 | 0.18342 | 0.21276 | [28 empty] | distr_solelc_spv_BRA_031 | 0.0042314 | 0.43239 | 0.30815 | 0 | 0.40179 | 0.25854 | 0 | 0.36548 | 0.22125 | 0 | 0.4687 | 0.2744 | distr_solelc_spv_BRA_031 | DEF_C | OUT | 0.4687
distr_solelc_spv_BRA_032 | DEF_E | 0.91256 | 0.24323 | 0.20187 | 0.99605 | 0.23639 | 0.1833 | 0 | 0.22278 | 0.14319 | 0.998 | 0.19612 | 0.18841 | [28 empty] | distr_solelc_spv_BRA_032 | 0.013358 | 0.40119 | 0.29877 | 0.00015592 | 0.36786 | 0.25561 | 0 | 0.35076 | 0.24186 | 5.9225e-06 | 0.46368 | 0.30203 | distr_solelc_spv_BRA_032 | DEF_C | OUT | 0.46368
distr_solelc_spv_BRA_033 | DEF_E | 0.92114 | 0.23896 | 0.20902 | 0.99802 | 0.20931 | 0.17876 | 0 | 0.21339 | 0.13654 | 0 | 0.19408 | 0.19002 | [28 empty] | distr_solelc_spv_BRA_033 | 0.01134 | 0.40498 | 0.28614 | 1.2523e-05 | 0.38735 | 0.26195 | 0 | 0.36375 | 0.24411 | 0 | 0.45778 | 0.28166 | distr_solelc_spv_BRA_033 | DEF_C | OUT | 0.45778
distr_solelc_spv_BRA_034 | DEF_E | 0 | 0.21934 | 0.24422 | 0 | 0.24433 | 0.35853 | 0 | 0.23174 | 0.43368 | 0 | 0.22958 | 0.27818 | [28 empty] | distr_solelc_spv_BRA_034 | 0 | 0.42614 | 0.26241 | 0 | 0.32217 | 0.16514 | 0 | 0.29913 | 0.13469 | 0 | 0.38531 | 0.22232 | distr_solelc_spv_BRA_034 | DEF_C | OUT | 0.42614
distr_solelc_spv_BRA_035 | DEF_E | 0 | 0.21705 | 0.25042 | 0 | 0.22858 | 0.37803 | 0 | 0.21108 | 0.52296 | 0 | 0.20695 | 0.2772 | [28 empty] | distr_solelc_spv_BRA_035 | 0 | 0.42067 | 0.26408 | 0 | 0.33386 | 0.15712 | 0 | 0.2959 | 0.10514 | 0 | 0.38406 | 0.20526 | distr_solelc_spv_BRA_035 | DEF_C | OUT | 0.42067
distr_solelc_spv_BRA_036 | DEF_E | 0 | 0.20471 | 0.24743 | 0 | 0.24067 | 0.3674 | 0 | 0.24413 | 0.5173 | 0 | 0.21415 | 0.26946 | [28 empty] | distr_solelc_spv_BRA_036 | 0 | 0.43912 | 0.24996 | 0 | 0.34192 | 0.16789 | 0 | 0.28272 | 0.10333 | 0 | 0.39309 | 0.21125 | distr_solelc_spv_BRA_036 | DEF_C | OUT | 0.43912
distr_solelc_spv_BRA_037 | DEF_E | 0.97381 | 0.21826 | 0.22341 | 0 | 0.21487 | 0.30404 | 0 | 0.21174 | 0.33994 | 0 | 0.20783 | 0.24553 | [28 empty] | distr_solelc_spv_BRA_037 | 9.835e-05 | 0.44023 | 0.27436 | 0 | 0.36552 | 0.2001 | 0 | 0.33659 | 0.17558 | 0 | 0.43343 | 0.24677 | distr_solelc_spv_BRA_037 | DEF_C | OUT | 0.44023
distr_solelc_spv_BRA_038 | DEF_E | 0.94844 | 0.23145 | 0.26734 | 0 | 0.24995 | 0.38479 | 0 | 0.26413 | 0.42267 | 0 | 0.22681 | 0.30084 | [28 empty] | distr_solelc_spv_BRA_038 | 0.0041876 | 0.40742 | 0.24226 | 0 | 0.30747 | 0.14696 | 0 | 0.28522 | 0.13613 | 0 | 0.3901 | 0.22269 | distr_solelc_spv_BRA_038 | DEF_C | OUT | 0.40742
distr_solelc_spv_BRA_039 | DEF_E | 0.96523 | 0.216 | 0.25992 | 0 | 0.23088 | 0.39383 | 0 | 0.2358 | 0.46359 | 0 | 0.20811 | 0.29353 | [28 empty] | distr_solelc_spv_BRA_039 | 0.00048142 | 0.42567 | 0.24966 | 0 | 0.31462 | 0.13993 | 0 | 0.29393 | 0.1188 | 0 | 0.394 | 0.21615 | distr_solelc_spv_BRA_039 | DEF_C | OUT | 0.42567
distr_solelc_spv_BRA_040 | DEF_E | 0 | 0.19147 | 0.21813 | 0 | 0.21319 | 0.31836 | 0 | 0.22124 | 0.34655 | 0 | 0.17211 | 0.16606 | [28 empty] | distr_solelc_spv_BRA_040 | 0 | 0.44797 | 0.28852 | 0 | 0.37935 | 0.21457 | 0 | 0.28822 | 0.13115 | 0 | 0.43989 | 0.26717 | distr_solelc_spv_BRA_040 | DEF_C | OUT | 0.44797
distr_solelc_spv_BRA_041 | DEF_E | 0 | 0.2182 | 0.25564 | 0 | 0.20793 | 0.31941 | 0 | 0.22113 | 0.34803 | 0 | 0.20066 | 0.20262 | [28 empty] | distr_solelc_spv_BRA_041 | 0 | 0.4469 | 0.27576 | 0 | 0.39034 | 0.20767 | 0 | 0.3171 | 0.15156 | 0 | 0.43763 | 0.26187 | distr_solelc_spv_BRA_041 | DEF_C | OUT | 0.4469
distr_solelc_spv_BRA_042 | DEF_E | 0 | 0.20049 | 0.22717 | 0 | 0.20864 | 0.34837 | 0 | 0.2201 | 0.51404 | 0 | 0.19319 | 0.31658 | [28 empty] | distr_solelc_spv_BRA_042 | 0 | 0.42543 | 0.27243 | 0 | 0.35874 | 0.19118 | 0 | 0.27583 | 0.095516 | 0 | 0.39724 | 0.1969 | distr_solelc_spv_BRA_042 | DEF_C | OUT | 0.42543
distr_solelc_spv_BRA_043 | DEF_E | 0 | 0.13179 | 0.17948 | 0 | 0.16452 | 0.41977 | 0 | 0.18707 | 0.51754 | 0 | 0.11544 | 0.50386 | [28 empty] | distr_solelc_spv_BRA_043 | 0 | 0.50273 | 0.28319 | 0 | 0.41521 | 0.16064 | 0 | 0.33125 | 0.10397 | 0 | 0.47638 | 0.14319 | distr_solelc_spv_BRA_043 | DEF_C | OUT | 0.50242
distr_solelc_spv_BRA_044 | DEF_E | 0 | 0.14637 | 0.17316 | 0 | 0.1686 | 0.34825 | 0 | 0.17498 | 0.49299 | 0 | 0.11599 | 0.50346 | [28 empty] | distr_solelc_spv_BRA_044 | 0 | 0.52569 | 0.26679 | 0 | 0.44026 | 0.17043 | 0 | 0.40124 | 0.11649 | 0 | 0.54502 | 0.14535 | distr_solelc_spv_BRA_044 | DEF_C | OUT | 0.54502
distr_solelc_spv_BRA_045 | DEF_E | 0 | 0.17198 | 0.18845 | 0 | 0.19818 | 0.32013 | 0 | 0.19855 | 0.35307 | 0 | 0.14833 | 0.33136 | [28 empty] | distr_solelc_spv_BRA_045 | 0 | 0.49679 | 0.29057 | 0 | 0.40875 | 0.21255 | 0 | 0.34656 | 0.14901 | 0 | 0.51293 | 0.21006 | distr_solelc_spv_BRA_045 | DEF_C | OUT | 0.51293
distr_solelc_spv_BRA_046 | DEF_E | 0 | 0.14937 | 0.16163 | 0 | 0.19421 | 0.37061 | 0 | 0.1934 | 0.51456 | 0 | 0.14124 | 0.47974 | [28 empty] | distr_solelc_spv_BRA_046 | 0 | 0.50736 | 0.28967 | 0 | 0.40687 | 0.18858 | 0 | 0.3239 | 0.10993 | 0 | 0.47273 | 0.16164 | distr_solelc_spv_BRA_046 | DEF_C | OUT | 0.50736
distr_solelc_spv_BRA_047 | DEF_E | 0 | 0.17715 | 0.19554 | 0 | 0.22164 | 0.34315 | 0 | 0.21353 | 0.47241 | 0 | 0.16641 | 0.30598 | [28 empty] | distr_solelc_spv_BRA_047 | 0 | 0.46179 | 0.28298 | 0 | 0.37477 | 0.20066 | 0 | 0.29434 | 0.1063 | 0 | 0.43922 | 0.19452 | distr_solelc_spv_BRA_047 | DEF_C | OUT | 0.46179
distr_solelc_spv_BRA_048 | DEF_E | 0.93594 | 0.24873 | 0.22126 | 0 | 0.1981 | 0.16429 | 0 | 0.20117 | 0.1142 | 0 | 0.18516 | 0.16319 | [28 empty] | distr_solelc_spv_BRA_048 | 0.0072228 | 0.38784 | 0.2726 | 0 | 0.39837 | 0.26124 | 0 | 0.39025 | 0.27384 | 0 | 0.45345 | 0.26556 | distr_solelc_spv_BRA_048 | DEF_C | OUT | 0.45345
distr_solelc_spv_BRA_049 | DEF_E | 0.93085 | 0.22772 | 0.2234 | 0 | 0.1867 | 0.17116 | 0 | 0.19319 | 0.13852 | 0 | 0.18372 | 0.18506 | [28 empty] | distr_solelc_spv_BRA_049 | 0.0035702 | 0.41931 | 0.28353 | 0 | 0.40984 | 0.26125 | 0 | 0.38525 | 0.26053 | 0 | 0.46684 | 0.26432 | distr_solelc_spv_BRA_049 | DEF_C | OUT | 0.46684
distr_solelc_spv_BRA_050 | DEF_E | 0 | 0.2155 | 0.22589 | 0 | 0.18165 | 0.21304 | 0 | 0.16913 | 0.17624 | 0 | 0.16393 | 0.17454 | [28 empty] | distr_solelc_spv_BRA_050 | 0 | 0.44358 | 0.29123 | 0 | 0.42095 | 0.25457 | 0 | 0.39697 | 0.24487 | 0 | 0.49175 | 0.27413 | distr_solelc_spv_BRA_050 | DEF_C | OUT | 0.49175
distr_solelc_spv_BRA_051 | DEF_E | 0.97172 | 0.22309 | 0.20179 | 0 | 0.18267 | 0.17106 | 0 | 0.16057 | 0.12181 | 0 | 0.1652 | 0.16067 | [28 empty] | distr_solelc_spv_BRA_051 | 3.8324e-05 | 0.41838 | 0.27682 | 0 | 0.4037 | 0.2482 | 0 | 0.42412 | 0.2776 | 0 | 0.48553 | 0.27046 | distr_solelc_spv_BRA_051 | DEF_C | OUT | 0.48553
distr_solelc_spv_BRA_052 | DEF_E | 0 | 0.19204 | 0.20695 | 0 | 0.17834 | 0.22393 | 0 | 0.16447 | 0.16657 | 0 | 0.13934 | 0.13274 | [28 empty] | distr_solelc_spv_BRA_052 | 0 | 0.46955 | 0.29742 | 0 | 0.41558 | 0.24799 | 0 | 0.41093 | 0.25107 | 0 | 0.53112 | 0.31911 | distr_solelc_spv_BRA_052 | DEF_C | OUT | 0.53112
distr_solelc_spv_BRA_053 | DEF_E | 0.95356 | 0.23469 | 0.23145 | 0 | 0.19653 | 0.17228 | 0 | 0.19012 | 0.11862 | 0 | 0.17813 | 0.19314 | [28 empty] | distr_solelc_spv_BRA_053 | 0.0022581 | 0.38504 | 0.25045 | 0 | 0.38096 | 0.24443 | 0 | 0.40218 | 0.28061 | 0 | 0.45378 | 0.26139 | distr_solelc_spv_BRA_053 | DEF_C | OUT | 0.45378
distr_solelc_spv_BRA_054 | DEF_E | 0.96901 | 0.22507 | 0.20212 | 0 | 0.21744 | 0.16047 | 0 | 0.17565 | 0.12133 | 0 | 0.17588 | 0.17638 | [28 empty] | distr_solelc_spv_BRA_054 | 0.0003249 | 0.37421 | 0.26619 | 0 | 0.35528 | 0.25739 | 0 | 0.40364 | 0.27153 | 0 | 0.44959 | 0.28361 | distr_solelc_spv_BRA_054 | DEF_C | OUT | 0.44959
distr_solelc_spv_BRA_055 | DEF_E | 0 | 0.21518 | 0.19702 | 0 | 0.19788 | 0.16726 | 0 | 0.16595 | 0.1373 | 0 | 0.16892 | 0.15411 | [28 empty] | distr_solelc_spv_BRA_055 | 0 | 0.39482 | 0.27856 | 0 | 0.37503 | 0.25015 | 0 | 0.42654 | 0.26972 | 0 | 0.4818 | 0.29191 | distr_solelc_spv_BRA_055 | DEF_C | OUT | 0.4818
distr_solelc_spv_BRA_056 | DEF_E | 0 | 0.20933 | 0.17537 | 0 | 0.2079 | 0.15793 | 0 | 0.17408 | 0.1157 | 0 | 0.15937 | 0.13874 | [28 empty] | distr_solelc_spv_BRA_056 | 0 | 0.39205 | 0.27986 | 0 | 0.3526 | 0.24484 | 0 | 0.3965 | 0.26556 | 0 | 0.47469 | 0.29734 | distr_solelc_spv_BRA_056 | DEF_C | OUT | 0.47469
distr_solelc_spv_BRA_057 | DEF_E | 0 | 0.1724 | 0.16356 | 0 | 0.18316 | 0.24683 | 0 | 0.17603 | 0.17822 | 0 | 0.12307 | 0.33134 | [28 empty] | distr_solelc_spv_BRA_057 | 0 | 0.48112 | 0.30292 | 0 | 0.40824 | 0.21836 | 0 | 0.41664 | 0.24746 | 0 | 0.54815 | 0.22894 | distr_solelc_spv_BRA_057 | DEF_C | OUT | 0.54815
distr_solelc_spv_BRA_058 | DEF_E | 0 | 0.19036 | 0.19611 | 0 | 0.19713 | 0.24351 | 0 | 0.17445 | 0.18968 | 0 | 0.13162 | 0.18256 | [28 empty] | distr_solelc_spv_BRA_058 | 0 | 0.45462 | 0.28537 | 0 | 0.38746 | 0.2309 | 0 | 0.42146 | 0.25384 | 0 | 0.54245 | 0.29008 | distr_solelc_spv_BRA_058 | DEF_C | OUT | 0.54245
distr_solelc_spv_BRA_059 | DEF_E | 0 | 0.18727 | 0.17588 | 0 | 0.18441 | 0.16738 | 0 | 0.16487 | 0.12198 | 0 | 0.13722 | 0.12708 | [28 empty] | distr_solelc_spv_BRA_059 | 0 | 0.44333 | 0.26961 | 0 | 0.38724 | 0.22461 | 0 | 0.41412 | 0.24703 | 0 | 0.52244 | 0.29824 | distr_solelc_spv_BRA_059 | DEF_C | OUT | 0.52244
distr_solelc_spv_BRA_060 | DEF_E | 0 | 0.21267 | 0.17932 | 0 | 0.22948 | 0.18594 | 0 | 0.17388 | 0.10687 | 0 | 0.16638 | 0.13833 | [28 empty] | distr_solelc_spv_BRA_060 | 0 | 0.3748 | 0.2609 | 0 | 0.33333 | 0.23265 | 0 | 0.37859 | 0.26949 | 0 | 0.44941 | 0.29232 | distr_solelc_spv_BRA_060 | DEF_C | OUT | 0.44941
distr_solelc_spv_BRA_061 | DEF_E | 0 | 0.19993 | 0.16718 | 0 | 0.21381 | 0.20824 | 0 | 0.16431 | 0.11954 | 0 | 0.15258 | 0.12326 | [28 empty] | distr_solelc_spv_BRA_061 | 0 | 0.39316 | 0.25285 | 0 | 0.3377 | 0.17897 | 0 | 0.38796 | 0.23608 | 0 | 0.467 | 0.28184 | distr_solelc_spv_BRA_061 | DEF_C | OUT | 0.467
distr_solelc_spv_BRA_062 | DEF_E | 0 | 0.23175 | 0.28212 | 0 | 0.19551 | 0.43294 | 0 | 0.16267 | 0.50329 | 0 | 0.15539 | 0.46059 | [28 empty] | distr_solelc_spv_BRA_062 | 0 | 0.38709 | 0.2016 | 0 | 0.38626 | 0.13956 | 0 | 0.3851 | 0.10859 | 0 | 0.45877 | 0.12913 | distr_solelc_spv_BRA_062 | DEF_C | OUT | 0.45877
distr_solelc_spv_BRA_063 | DEF_E | 0 | 0.21371 | 0.29068 | 0 | 0.18192 | 0.4628 | 0 | 0.15944 | 0.50672 | 0 | 0.1541 | 0.51274 | [28 empty] | distr_solelc_spv_BRA_063 | 0 | 0.39866 | 0.17572 | 0 | 0.39185 | 0.12258 | 0 | 0.38993 | 0.10491 | 0 | 0.45169 | 0.11222 | distr_solelc_spv_BRA_063 | DEF_C | OUT | 0.44926
distr_solelc_spv_BRA_064 | DEF_E | 0 | 0.2162 | 0.24987 | 0 | 0.19234 | 0.42423 | 0 | 0.16502 | 0.5 | 0 | 0.1403 | 0.43823 | [28 empty] | distr_solelc_spv_BRA_064 | 0 | 0.3943 | 0.19892 | 0 | 0.38864 | 0.13573 | 0 | 0.38094 | 0.10808 | 0 | 0.48464 | 0.13919 | distr_solelc_spv_BRA_064 | DEF_C | OUT | 0.48408
distr_solelc_spv_BRA_065 | DEF_E | 0 | 0.18646 | 0.21603 | 0 | 0.1903 | 0.40361 | 0 | 0.17002 | 0.50325 | 0 | 0.1427 | 0.37904 | [28 empty] | distr_solelc_spv_BRA_065 | 0 | 0.42447 | 0.1995 | 0 | 0.39029 | 0.13357 | 0 | 0.37235 | 0.10816 | 0 | 0.4801 | 0.15293 | distr_solelc_spv_BRA_065 | DEF_C | OUT | 0.47995
distr_solelc_spv_BRA_066 | DEF_E | 0 | 0.21216 | 0.23093 | 0 | 0.18387 | 0.37066 | 0 | 0.16523 | 0.48765 | 0 | 0.14456 | 0.28381 | [28 empty] | distr_solelc_spv_BRA_066 | 0 | 0.38799 | 0.20012 | 0 | 0.38871 | 0.14638 | 0 | 0.382 | 0.12218 | 0 | 0.46466 | 0.16971 | distr_solelc_spv_BRA_066 | DEF_C | OUT | 0.46466
distr_solelc_spv_BRA_067 | DEF_E | 0 | 0.2412 | 0.25645 | 0 | 0.19939 | 0.39112 | 0 | 0.16411 | 0.50071 | 0 | 0.16155 | 0.37265 | [28 empty] | distr_solelc_spv_BRA_067 | 0 | 0.37048 | 0.20611 | 0 | 0.37569 | 0.14529 | 0 | 0.39117 | 0.12088 | 0 | 0.449 | 0.14278 | distr_solelc_spv_BRA_067 | DEF_C | OUT | 0.449
distr_solelc_spv_BRA_068 | DEF_E | 0 | 0.23224 | 0.24041 | 0 | 0.19061 | 0.31597 | 0 | 0.16887 | 0.36672 | 0 | 0.16065 | 0.18663 | [28 empty] | distr_solelc_spv_BRA_068 | 0 | 0.36898 | 0.21263 | 0 | 0.37272 | 0.16076 | 0 | 0.38405 | 0.15184 | 0 | 0.44189 | 0.20833 | distr_solelc_spv_BRA_068 | DEF_C | OUT | 0.44189
distr_solelc_spv_BRA_069 | DEF_E | 0 | 0.20381 | 0.40451 | 0 | 0.19642 | 0.4527 | 0 | 0.15359 | 0.39992 | 0 | 0.10241 | 0.50116 | [28 empty] | distr_solelc_spv_BRA_069 | 0 | 0.34493 | 0.11097 | 0 | 0.32951 | 0.09311 | 0 | 0.39017 | 0.13439 | 0 | 0.51946 | 0.14816 | distr_solelc_spv_BRA_069 | DEF_C | OUT | 0.452
distr_solelc_spv_BRA_070 | DEF_E | 0 | 0.18847 | 0.47731 | 0 | 0.17992 | 0.52858 | 0 | 0.135 | 0.50732 | 0 | 0.10917 | 0.50699 | [28 empty] | distr_solelc_spv_BRA_070 | 0 | 0.38533 | 0.10632 | 0 | 0.34652 | 0.079801 | 0 | 0.40896 | 0.10543 | 0 | 0.50862 | 0.12061 | distr_solelc_spv_BRA_070 | DEF_C | OUT | 0.49455
distr_solelc_spv_BRA_071 | DEF_E | 0 | 0.19708 | 0.34267 | 0 | 0.19584 | 0.48969 | 0 | 0.14385 | 0.50021 | 0 | 0.12537 | 0.52461 | [28 empty] | distr_solelc_spv_BRA_071 | 0 | 0.37109 | 0.14553 | 0 | 0.34025 | 0.10992 | 0 | 0.40147 | 0.11466 | 0 | 0.47314 | 0.10868 | distr_solelc_spv_BRA_071 | DEF_C | OUT | 0.45389
distr_solelc_spv_BRA_072 | DEF_E | 0 | 0.21992 | 0.29273 | 0 | 0.23291 | 0.40539 | 0 | 0.19042 | 0.34938 | 0 | 0.12227 | 0.50789 | [28 empty] | distr_solelc_spv_BRA_072 | 0 | 0.36248 | 0.1781 | 0 | 0.30538 | 0.12127 | 0 | 0.36043 | 0.13611 | 0 | 0.49429 | 0.13681 | distr_solelc_spv_BRA_072 | DEF_C | OUT | 0.49429
distr_solelc_spv_BRA_073 | DEF_E | 0 | 0.22952 | 0.27549 | 0 | 0.24611 | 0.38384 | 0 | 0.18369 | 0.35959 | 0 | 0.13459 | 0.50725 | [28 empty] | distr_solelc_spv_BRA_073 | 0 | 0.34386 | 0.17636 | 0 | 0.29216 | 0.13412 | 0 | 0.36187 | 0.13244 | 0 | 0.47271 | 0.1287 | distr_solelc_spv_BRA_073 | DEF_C | OUT | 0.47271
distr_solelc_spv_BRA_074 | DEF_E | 0 | 0.22205 | 0.25075 | 0 | 0.2399 | 0.32093 | 0 | 0.18972 | 0.14883 | 0 | 0.14461 | 0.45394 | [28 empty] | distr_solelc_spv_BRA_074 | 0 | 0.37672 | 0.19399 | 0 | 0.31563 | 0.14138 | 0 | 0.3733 | 0.20587 | 0 | 0.48895 | 0.15701 | distr_solelc_spv_BRA_074 | DEF_C | OUT | 0.48895
distr_solelc_spv_BRA_075 | DEF_E | 0 | 0.25474 | 0.23501 | 0 | 0.24975 | 0.22541 | 0 | 0.19469 | 0.13473 | 0 | 0.16767 | 0.36541 | [28 empty] | distr_solelc_spv_BRA_075 | 0 | 0.33228 | 0.19994 | 0 | 0.31851 | 0.19054 | 0 | 0.37753 | 0.23068 | 0 | 0.48921 | 0.20629 | distr_solelc_spv_BRA_075 | DEF_C | OUT | 0.48921
distr_solelc_spv_BRA_076 | DEF_E | 0 | 0.21927 | 0.29286 | 0 | 0.19922 | 0.44293 | 0 | 0.15992 | 0.50303 | 0 | 0.16647 | 0.49419 | [28 empty] | distr_solelc_spv_BRA_076 | 0 | 0.3793 | 0.16075 | 0 | 0.37178 | 0.12282 | 0 | 0.39411 | 0.1136 | 0 | 0.43005 | 0.10186 | distr_solelc_spv_BRA_076 | DEF_C | OUT | 0.43005
distr_solelc_spv_BRA_077 | DEF_E | 0 | 0.23277 | 0.27522 | 0 | 0.20486 | 0.37803 | 0 | 0.16402 | 0.4319 | 0 | 0.17819 | 0.40057 | [28 empty] | distr_solelc_spv_BRA_077 | 0 | 0.359 | 0.16549 | 0 | 0.3608 | 0.1446 | 0 | 0.39586 | 0.13003 | 0 | 0.41996 | 0.12163 | distr_solelc_spv_BRA_077 | DEF_C | OUT | 0.41996
distr_solelc_spv_BRA_078 | DEF_E | 0 | 0.20814 | 0.33743 | 0 | 0.17713 | 0.48315 | 0 | 0.15703 | 0.50092 | 0 | 0.1461 | 0.5267 | [28 empty] | distr_solelc_spv_BRA_078 | 0 | 0.39093 | 0.15299 | 0 | 0.39334 | 0.10944 | 0 | 0.39868 | 0.11053 | 0 | 0.45357 | 0.098386 | distr_solelc_spv_BRA_078 | DEF_C | OUT | 0.44696
distr_solelc_spv_BRA_079 | DEF_E | 0 | 0.20219 | 0.34968 | 0 | 0.16401 | 0.50575 | 0 | 0.14906 | 0.50048 | 0 | 0.14359 | 0.55038 | [28 empty] | distr_solelc_spv_BRA_079 | 0 | 0.38521 | 0.13431 | 0 | 0.38884 | 0.10021 | 0 | 0.41378 | 0.11531 | 0 | 0.45889 | 0.094554 | distr_solelc_spv_BRA_079 | DEF_C | OUT | 0.42198
distr_solelc_spv_BRA_080 | DEF_E | 0 | 0.22423 | 0.31211 | 0 | 0.198 | 0.47234 | 0 | 0.15585 | 0.50523 | 0 | 0.16039 | 0.54845 | [28 empty] | distr_solelc_spv_BRA_080 | 0 | 0.37128 | 0.13901 | 0 | 0.37174 | 0.10157 | 0 | 0.40656 | 0.11666 | 0 | 0.44092 | 0.092285 | distr_solelc_spv_BRA_080 | DEF_C | OUT | 0.43511
distr_solelc_spv_BRA_081 | DEF_E | 0 | 0.25053 | 0.24391 | 0 | 0.20395 | 0.3126 | 0 | 0.16762 | 0.24569 | 0 | 0.18331 | 0.18763 | [28 empty] | distr_solelc_spv_BRA_081 | 0 | 0.34779 | 0.20382 | 0 | 0.36193 | 0.17676 | 0 | 0.3948 | 0.18576 | 0 | 0.4174 | 0.19699 | distr_solelc_spv_BRA_081 | DEF_C | OUT | 0.4174
distr_solelc_spv_BRA_082 | DEF_E | 0 | 0.2449 | 0.234 | 0 | 0.21375 | 0.29764 | 0 | 0.16736 | 0.19061 | 0 | 0.18141 | 0.22245 | [28 empty] | distr_solelc_spv_BRA_082 | 0 | 0.33696 | 0.17252 | 0 | 0.34056 | 0.16099 | 0 | 0.38988 | 0.19057 | 0 | 0.40571 | 0.16185 | distr_solelc_spv_BRA_082 | DEF_C | OUT | 0.40571
distr_solelc_spv_BRA_083 | DEF_E | 0 | 0.24555 | 0.26421 | 0 | 0.21585 | 0.31905 | 0 | 0.17183 | 0.18221 | 0 | 0.18427 | 0.3206 | [28 empty] | distr_solelc_spv_BRA_083 | 0 | 0.33513 | 0.17421 | 0 | 0.33583 | 0.15882 | 0 | 0.38269 | 0.19275 | 0 | 0.41207 | 0.154 | distr_solelc_spv_BRA_083 | DEF_C | OUT | 0.41207
distr_solelc_spv_BRA_084 | DEF_E | 0 | 0.22928 | 0.26391 | 0 | 0.22824 | 0.32873 | 0 | 0.18271 | 0.15815 | 0 | 0.1641 | 0.38598 | [28 empty] | distr_solelc_spv_BRA_084 | 0 | 0.33609 | 0.18024 | 0 | 0.31618 | 0.14611 | 0 | 0.36843 | 0.18671 | 0 | 0.4394 | 0.14395 | distr_solelc_spv_BRA_084 | DEF_C | OUT | 0.4394
distr_solelc_spv_BRA_085 | DEF_E | 0 | 0.22547 | 0.31329 | 0 | 0.20434 | 0.44859 | 0 | 0.15979 | 0.49556 | 0 | 0.14811 | 0.53514 | [28 empty] | distr_solelc_spv_BRA_085 | 0 | 0.35489 | 0.13944 | 0 | 0.3487 | 0.11867 | 0 | 0.40537 | 0.11817 | 0 | 0.4589 | 0.10225 | distr_solelc_spv_BRA_085 | DEF_C | OUT | 0.45815
distr_solelc_spv_BRA_086 | DEF_E | 0.97387 | 0.24291 | 0.21658 | 0 | 0.24365 | 0.21844 | 0 | 0.22298 | 0.16097 | 0 | 0.21951 | 0.19045 | [28 empty] | distr_solelc_spv_BRA_086 | 2.9045e-05 | 0.33748 | 0.23455 | 0 | 0.31083 | 0.20515 | 0 | 0.32288 | 0.20479 | 0 | 0.38983 | 0.24476 | distr_solelc_spv_BRA_086 | DEF_C | OUT | 0.38983
distr_solelc_spv_BRA_087 | DEF_E | 0 | 0.25903 | 0.24761 | 0 | 0.25552 | 0.22289 | 0 | 0.19672 | 0.14298 | 0 | 0.22915 | 0.24913 | [28 empty] | distr_solelc_spv_BRA_087 | 0 | 0.31375 | 0.18839 | 0 | 0.30357 | 0.17829 | 0 | 0.3598 | 0.21034 | 0 | 0.36339 | 0.18447 | distr_solelc_spv_BRA_087 | DEF_C | OUT | 0.36339
distr_solelc_spv_BRA_088 | DEF_E | 0.96061 | 0.24036 | 0.22496 | 0 | 0.2472 | 0.21207 | 0 | 0.2126 | 0.14047 | 0 | 0.21666 | 0.2105 | [28 empty] | distr_solelc_spv_BRA_088 | 0.00038993 | 0.3219 | 0.21132 | 0 | 0.30445 | 0.19311 | 0 | 0.34375 | 0.21183 | 0 | 0.3744 | 0.2064 | distr_solelc_spv_BRA_088 | DEF_C | OUT | 0.3744
distr_solelc_spv_BRA_089 | DEF_E | 0 | 0.24357 | 0.231 | 0 | 0.23324 | 0.23814 | 0 | 0.19139 | 0.14447 | 0 | 0.18507 | 0.23236 | [28 empty] | distr_solelc_spv_BRA_089 | 0 | 0.33045 | 0.20663 | 0 | 0.30071 | 0.16655 | 0 | 0.35438 | 0.19557 | 0 | 0.42718 | 0.21305 | distr_solelc_spv_BRA_089 | DEF_C | OUT | 0.42718
distr_solelc_spv_BRA_090 | DEF_E | 0 | 0.24262 | 0.24334 | 0 | 0.23828 | 0.24762 | 0 | 0.19822 | 0.14703 | 0 | 0.20185 | 0.21279 | [28 empty] | distr_solelc_spv_BRA_090 | 0 | 0.32975 | 0.20848 | 0 | 0.31041 | 0.17655 | 0 | 0.34775 | 0.20247 | 0 | 0.39921 | 0.21263 | distr_solelc_spv_BRA_090 | DEF_C | OUT | 0.39921
distr_solelc_spv_BRA_091 | DEF_E | 0 | 0.25504 | 0.24049 | 0 | 0.26829 | 0.27792 | 0 | 0.21454 | 0.16238 | 0 | 0.20108 | 0.2226 | [28 empty] | distr_solelc_spv_BRA_091 | 0 | 0.34067 | 0.22695 | 0 | 0.29371 | 0.16351 | 0 | 0.338 | 0.20058 | 0 | 0.41413 | 0.22646 | distr_solelc_spv_BRA_091 | DEF_C | OUT | 0.41413
distr_solelc_spv_BRA_092 | DEF_E | 0 | 0.24559 | 0.2224 | 0 | 0.24156 | 0.25323 | 0 | 0.20131 | 0.15599 | 0 | 0.2008 | 0.20291 | [28 empty] | distr_solelc_spv_BRA_092 | 0 | 0.33514 | 0.21575 | 0 | 0.30734 | 0.17249 | 0 | 0.34169 | 0.20041 | 0 | 0.40866 | 0.2318 | distr_solelc_spv_BRA_092 | DEF_C | OUT | 0.40866
distr_solelc_spv_BRA_093 | DEF_E | 0 | 0.22249 | 0.28686 | 0 | 0.23721 | 0.31627 | 0 | 0.22981 | 0.21166 | 0 | 0.18952 | 0.48264 | [28 empty] | distr_solelc_spv_BRA_093 | 0 | 0.35349 | 0.16074 | 0 | 0.32184 | 0.13614 | 0 | 0.2934 | 0.15202 | 0 | 0.39504 | 0.11379 | distr_solelc_spv_BRA_093 | DEF_C | OUT | 0.39504
distr_solelc_spv_BRA_094 | DEF_E | 0 | 0.22898 | 0.2658 | 0 | 0.24713 | 0.37453 | 0 | 0.23494 | 0.28634 | 0 | 0.1986 | 0.50375 | [28 empty] | distr_solelc_spv_BRA_094 | 0 | 0.33704 | 0.16237 | 0 | 0.30287 | 0.13204 | 0 | 0.2984 | 0.13 | 0 | 0.39322 | 0.10719 | distr_solelc_spv_BRA_094 | DEF_C | OUT | 0.39322
distr_solelc_spv_BRA_095 | DEF_E | 0 | 0.18915 | 0.44636 | 0 | 0.22015 | 0.53665 | 0 | 0.21018 | 0.52763 | 0 | 0.15933 | 0.53689 | [28 empty] | distr_solelc_spv_BRA_095 | 0 | 0.38404 | 0.11597 | 0 | 0.33791 | 0.088971 | 0 | 0.30603 | 0.078582 | 0 | 0.43091 | 0.096469 | distr_solelc_spv_BRA_095 | DEF_C | OUT | 0.42748
distr_solelc_spv_BRA_096 | DEF_E | 0 | 0.19981 | 0.34087 | 0 | 0.21132 | 0.48566 | 0 | 0.20977 | 0.52032 | 0 | 0.17338 | 0.5267 | [28 empty] | distr_solelc_spv_BRA_096 | 0 | 0.3546 | 0.14382 | 0 | 0.32807 | 0.091359 | 0 | 0.31691 | 0.084894 | 0 | 0.4154 | 0.10404 | distr_solelc_spv_BRA_096 | DEF_C | OUT | 0.41436
distr_solelc_spv_BRA_097 | DEF_E | 0 | 0.19519 | 0.13683 | 0 | 0.22642 | 0.20592 | 0 | 0.21359 | 0.13936 | 0 | 0.16342 | 0.15101 | [28 empty] | distr_solelc_spv_BRA_097 | 0 | 0.4098 | 0.27231 | 0 | 0.36388 | 0.23658 | 0 | 0.3432 | 0.24076 | 0 | 0.46684 | 0.27972 | distr_solelc_spv_BRA_097 | DEF_C | OUT | 0.46684
distr_solelc_spv_BRA_098 | DEF_E | 0 | 0.2218 | 0.20749 | 0 | 0.26167 | 0.25614 | 0 | 0.24992 | 0.16653 | 0 | 0.20476 | 0.22831 | [28 empty] | distr_solelc_spv_BRA_098 | 0 | 0.37734 | 0.24307 | 0 | 0.30537 | 0.18637 | 0 | 0.30267 | 0.19505 | 0 | 0.40348 | 0.21795 | distr_solelc_spv_BRA_098 | DEF_C | OUT | 0.40348
distr_solelc_spv_BRA_099 | DEF_E | 0 | 0.22838 | 0.18273 | 0 | 0.26326 | 0.25412 | 0 | 0.25744 | 0.16844 | 0 | 0.19981 | 0.18417 | [28 empty] | distr_solelc_spv_BRA_099 | 0 | 0.38232 | 0.26849 | 0 | 0.30971 | 0.19628 | 0 | 0.29007 | 0.19313 | 0 | 0.40626 | 0.23526 | distr_solelc_spv_BRA_099 | DEF_C | OUT | 0.40626
distr_solelc_spv_BRA_100 | DEF_E | 0 | 0.27303 | 0.2376 | 0 | 0.2174 | 0.19774 | 0 | 0.1794 | 0.13244 | 0 | 0.21024 | 0.20657 | [28 empty] | distr_solelc_spv_BRA_100 | 0 | 0.31696 | 0.21245 | 0 | 0.33508 | 0.19149 | 0 | 0.38345 | 0.22705 | 0 | 0.38639 | 0.19393 | distr_solelc_spv_BRA_100 | DEF_C | OUT | 0.38639
distr_solelc_spv_BRA_101 | DEF_E | 0.94495 | 0.27728 | 0.24711 | 0 | 0.24027 | 0.21514 | 0 | 0.20814 | 0.14333 | 0 | 0.23396 | 0.22271 | [28 empty] | distr_solelc_spv_BRA_101 | 0.00062792 | 0.30111 | 0.20791 | 0 | 0.31105 | 0.18434 | 0 | 0.36304 | 0.22989 | 0 | 0.35903 | 0.19916 | distr_solelc_spv_BRA_101 | DEF_C | OUT | 0.36304
distr_solelc_spv_BRA_102 | DEF_E | 0.99394 | 0.24515 | 0.21052 | 0 | 0.19935 | 0.20608 | 0 | 0.17695 | 0.16124 | 0 | 0.17926 | 0.18197 | [28 empty] | distr_solelc_spv_BRA_102 | 1.5727e-05 | 0.3394 | 0.21751 | 0 | 0.35324 | 0.19017 | 0 | 0.38298 | 0.21326 | 0 | 0.41275 | 0.20975 | distr_solelc_spv_BRA_102 | DEF_C | OUT | 0.41275
distr_solelc_spv_BRA_103 | DEF_E | 0.92921 | 0.24332 | 0.20791 | 0.99802 | 0.22099 | 0.19725 | 0 | 0.22465 | 0.15495 | 0 | 0.19132 | 0.19945 | [28 empty] | distr_solelc_spv_BRA_103 | 0.0042397 | 0.34898 | 0.22328 | 6.2425e-06 | 0.35057 | 0.19729 | 0 | 0.35263 | 0.22679 | 0 | 0.40755 | 0.21277 | distr_solelc_spv_BRA_103 | DEF_C | OUT | 0.40755
distr_solelc_spv_BRA_104 | DEF_E | 0.93704 | 0.27976 | 0.21835 | 0 | 0.22798 | 0.20753 | 0 | 0.21683 | 0.14241 | 0 | 0.22055 | 0.20425 | [28 empty] | distr_solelc_spv_BRA_104 | 0.0038531 | 0.31711 | 0.22989 | 0 | 0.33558 | 0.20547 | 0 | 0.3645 | 0.23212 | 0 | 0.37686 | 0.19848 | distr_solelc_spv_BRA_104 | DEF_C | OUT | 0.37686
distr_solelc_spv_BRA_105 | DEF_E | 0.9352 | 0.27608 | 0.23036 | 0 | 0.21826 | 0.19258 | 0 | 0.20973 | 0.14105 | 0 | 0.2067 | 0.21027 | [28 empty] | distr_solelc_spv_BRA_105 | 0.0029283 | 0.32873 | 0.23027 | 0 | 0.34868 | 0.20868 | 0 | 0.36813 | 0.23802 | 0 | 0.39401 | 0.20422 | distr_solelc_spv_BRA_105 | DEF_C | OUT | 0.39401
distr_solelc_spv_BRA_106 | DEF_E | 0 | 0.22546 | 0.21106 | 0 | 0.22439 | 0.22716 | 0 | 0.22686 | 0.18427 | 0 | 0.1877 | 0.19363 | [28 empty] | distr_solelc_spv_BRA_106 | 0 | 0.36734 | 0.23385 | 0 | 0.33675 | 0.18809 | 0 | 0.33384 | 0.18781 | 0 | 0.41402 | 0.20431 | distr_solelc_spv_BRA_106 | DEF_C | OUT | 0.41402
distr_solelc_spv_BRA_107 | DEF_E | 0 | 0.22745 | 0.22068 | 0 | 0.25027 | 0.30702 | 0 | 0.23263 | 0.22414 | 0 | 0.20482 | 0.41594 | [28 empty] | distr_solelc_spv_BRA_107 | 0 | 0.33725 | 0.17395 | 0 | 0.30272 | 0.13668 | 0 | 0.30817 | 0.14679 | 0 | 0.37809 | 0.11462 | distr_solelc_spv_BRA_107 | DEF_C | OUT | 0.37809
distr_solelc_spv_BRA_108 | DEF_E | 0 | 0.23261 | 0.20861 | 0 | 0.23262 | 0.21728 | 0 | 0.23343 | 0.16118 | 0 | 0.20297 | 0.19982 | [28 empty] | distr_solelc_spv_BRA_108 | 0 | 0.35532 | 0.21736 | 0 | 0.32889 | 0.19368 | 0 | 0.3168 | 0.17708 | 0 | 0.39884 | 0.19647 | distr_solelc_spv_BRA_108 | DEF_C | OUT | 0.39884
distr_solelc_spv_BRA_109 | DEF_E | 0 | 0.22072 | 0.22022 | 0 | 0.23889 | 0.34182 | 0 | 0.22169 | 0.26476 | 0 | 0.19109 | 0.35662 | [28 empty] | distr_solelc_spv_BRA_109 | 0 | 0.35771 | 0.20367 | 0 | 0.32347 | 0.15311 | 0 | 0.33889 | 0.16656 | 0 | 0.41116 | 0.14089 | distr_solelc_spv_BRA_109 | DEF_C | OUT | 0.41116
distr_solelc_spv_BRA_110 | DEF_E | 0 | 0.23147 | 0.25907 | 0 | 0.23489 | 0.41595 | 0 | 0.21168 | 0.51082 | 0 | 0.18803 | 0.53643 | [28 empty] | distr_solelc_spv_BRA_110 | 0 | 0.33521 | 0.16086 | 0 | 0.31216 | 0.11108 | 0 | 0.3311 | 0.099458 | 0 | 0.40214 | 0.10187 | distr_solelc_spv_BRA_110 | DEF_C | OUT | 0.40214
distr_solelc_spv_BRA_111 | DEF_E | 0 | 0.21435 | 0.32556 | 0 | 0.18621 | 0.48519 | 0 | 0.19476 | 0.51105 | 0 | 0.1746 | 0.53359 | [28 empty] | distr_solelc_spv_BRA_111 | 0 | 0.33807 | 0.13464 | 0 | 0.33535 | 0.082104 | 0 | 0.35918 | 0.095338 | 0 | 0.396 | 0.086031 | distr_solelc_spv_BRA_111 | DEF_C | OUT | 0.39419
distr_solelc_spv_BRA_112 | DEF_E | 0 | 0.20863 | 0.23511 | 0 | 0.21015 | 0.42448 | 0 | 0.19689 | 0.50149 | 0 | 0.18463 | 0.4855 | [28 empty] | distr_solelc_spv_BRA_112 | 0 | 0.36825 | 0.19918 | 0 | 0.35103 | 0.11642 | 0 | 0.36292 | 0.11232 | 0 | 0.4201 | 0.11936 | distr_solelc_spv_BRA_112 | DEF_C | OUT | 0.4201
distr_solelc_spv_BRA_113 | DEF_E | 0 | 0.22027 | 0.25509 | 0 | 0.205 | 0.4499 | 0 | 0.20189 | 0.51327 | 0 | 0.19172 | 0.53742 | [28 empty] | distr_solelc_spv_BRA_113 | 0 | 0.34998 | 0.16441 | 0 | 0.33922 | 0.10663 | 0 | 0.36312 | 0.10486 | 0 | 0.40413 | 0.098532 | distr_solelc_spv_BRA_113 | DEF_C | OUT | 0.40413
distr_solelc_spv_BRA_114 | DEF_E | 0 | 0.21631 | 0.3224 | 0 | 0.20324 | 0.50124 | 0 | 0.19406 | 0.51106 | 0 | 0.16974 | 0.54716 | [28 empty] | distr_solelc_spv_BRA_114 | 0 | 0.37136 | 0.1487 | 0 | 0.36484 | 0.090039 | 0 | 0.36775 | 0.095834 | 0 | 0.42266 | 0.092851 | distr_solelc_spv_BRA_114 | DEF_C | OUT | 0.41871
distr_solelc_spv_BRA_115 | DEF_E | 0 | 0.2268 | 0.3066 | 0 | 0.18682 | 0.48936 | 0 | 0.18701 | 0.50889 | 0 | 0.17785 | 0.53754 | [28 empty] | distr_solelc_spv_BRA_115 | 0 | 0.34412 | 0.14218 | 0 | 0.35039 | 0.083992 | 0 | 0.37436 | 0.097183 | 0 | 0.39963 | 0.082413 | distr_solelc_spv_BRA_115 | DEF_C | OUT | 0.39781
distr_wofelc_wof_BRA_001 | DEF_E | 0.32263 | 0.35564 | 0.34552 | 0.37209 | 0.38211 | 0.3989 | 0.31239 | 0.30793 | 0.32501 | 0.29831 | 0.32231 | 0.33057 | [28 empty] | distr_wofelc_wof_BRA_001 | 0.43456 | 0.35729 | 0.38112 | 0.4589 | 0.40861 | 0.45115 | 0.50848 | 0.47598 | 0.4801 | 0.56351 | 0.54173 | 0.53302 | distr_wonelc_won_BRA_001 | DEF_C | OUT | 0.25348
distr_wofelc_wof_BRA_002 | DEF_E | 0.29273 | 0.37499 | 0.30192 | 0.37061 | 0.4413 | 0.39668 | 0.32012 | 0.37189 | 0.36886 | 0.31287 | 0.34944 | 0.31859 | [28 empty] | distr_wofelc_wof_BRA_002 | 0.33404 | 0.26582 | 0.34546 | 0.32825 | 0.29526 | 0.32808 | 0.38866 | 0.33175 | 0.36282 | 0.44541 | 0.40822 | 0.4448 | distr_wonelc_won_BRA_002 | DEF_C | OUT | 0.19849
distr_wofelc_wof_BRA_003 | DEF_E | 0.32189 | 0.37806 | 0.36605 | 0.36834 | 0.38408 | 0.40482 | 0.30059 | 0.29642 | 0.32711 | 0.30444 | 0.32289 | 0.32019 | [28 empty] | distr_wofelc_wof_BRA_003 | 0.43346 | 0.35427 | 0.36243 | 0.46518 | 0.42927 | 0.46196 | 0.53574 | 0.4986 | 0.49959 | 0.55863 | 0.54116 | 0.52139 | distr_wonelc_won_BRA_003 | DEF_C | OUT | 0.18355
distr_wofelc_wof_BRA_004 | DEF_E | 0.29898 | 0.34871 | 0.31773 | 0.35841 | 0.3616 | 0.37103 | 0.34155 | 0.34911 | 0.35684 | 0.29825 | 0.31514 | 0.31041 | [28 empty] | distr_wofelc_wof_BRA_004 | 0.45438 | 0.38014 | 0.42289 | 0.45337 | 0.4067 | 0.44824 | 0.46961 | 0.4147 | 0.44533 | 0.57269 | 0.54469 | 0.54896 | distr_wonelc_won_BRA_004 | DEF_C | OUT | 0.19446
distr_wofelc_wof_BRA_005 | DEF_E | 0.33503 | 0.34523 | 0.31713 | 0.34906 | 0.35051 | 0.35206 | 0.36228 | 0.37945 | 0.38861 | 0.29481 | 0.30285 | 0.28334 | [28 empty] | distr_wofelc_wof_BRA_005 | 0.4009 | 0.35121 | 0.40306 | 0.4416 | 0.41475 | 0.44165 | 0.46297 | 0.41381 | 0.42704 | 0.58603 | 0.57015 | 0.59749 | distr_wonelc_won_BRA_005 | DEF_C | OUT | 0.16096
distr_wofelc_wof_BRA_006 | DEF_E | 0.36235 | 0.38494 | 0.33085 | 0.4075 | 0.43745 | 0.3976 | 0.36623 | 0.36421 | 0.37268 | 0.28026 | 0.29931 | 0.2505 | [28 empty] | distr_wofelc_wof_BRA_006 | 0.38788 | 0.28147 | 0.38802 | 0.27686 | 0.22726 | 0.25972 | 0.37596 | 0.31314 | 0.34673 | 0.54994 | 0.4572 | 0.59066 | distr_wonelc_won_BRA_006 | DEF_C | OUT | 0.23345
distr_wofelc_wof_BRA_007 | DEF_E | 0.38927 | 0.41095 | 0.38396 | 0.40258 | 0.41637 | 0.35264 | 0.39737 | 0.40472 | 0.4161 | 0.28297 | 0.29489 | 0.27128 | [28 empty] | distr_wofelc_wof_BRA_007 | 0.26784 | 0.21758 | 0.2728 | 0.30331 | 0.24675 | 0.28703 | 0.35281 | 0.31417 | 0.30447 | 0.54445 | 0.48412 | 0.53021 | distr_wonelc_won_BRA_007 | DEF_C | OUT | 0.32362
distr_wofelc_wof_BRA_008 | DEF_E | 0.43864 | 0.43581 | 0.37303 | 0.44798 | 0.44788 | 0.40008 | 0.42085 | 0.42933 | 0.41166 | 0.32062 | 0.33491 | 0.28997 | [28 empty] | distr_wofelc_wof_BRA_008 | 0.22018 | 0.1579 | 0.27919 | 0.20768 | 0.15929 | 0.23109 | 0.28796 | 0.24306 | 0.30487 | 0.4378 | 0.35343 | 0.50382 | distr_wonelc_won_BRA_008 | DEF_C | OUT | 0.32251
distr_wofelc_wof_BRA_009 | DEF_E | 0.41335 | 0.41822 | 0.38205 | 0.42847 | 0.42647 | 0.39559 | 0.41692 | 0.44279 | 0.43836 | 0.31637 | 0.33408 | 0.29408 | [28 empty] | distr_wofelc_wof_BRA_009 | 0.2177 | 0.17175 | 0.24847 | 0.26422 | 0.19702 | 0.25566 | 0.30253 | 0.26528 | 0.28286 | 0.44852 | 0.38272 | 0.45141 | distr_wonelc_won_BRA_009 | DEF_C | OUT | 0.197
distr_wofelc_wof_BRA_010 | DEF_E | 0.34421 | 0.36856 | 0.34149 | 0.34384 | 0.35006 | 0.32074 | 0.34927 | 0.33691 | 0.34844 | 0.27394 | 0.28713 | 0.2456 | [28 empty] | distr_wofelc_wof_BRA_010 | 0.39977 | 0.3633 | 0.4085 | 0.46642 | 0.45808 | 0.47594 | 0.51545 | 0.50434 | 0.4743 | 0.62035 | 0.60337 | 0.62966 | distr_wonelc_won_BRA_010 | DEF_C | OUT | 0.41357
distr_wofelc_wof_BRA_011 | DEF_E | 0.35969 | 0.37133 | 0.33924 | 0.36674 | 0.38015 | 0.33412 | 0.33392 | 0.32191 | 0.30728 | 0.26721 | 0.28929 | 0.24507 | [28 empty] | distr_wofelc_wof_BRA_011 | 0.35563 | 0.31929 | 0.36581 | 0.3971 | 0.3823 | 0.40988 | 0.48595 | 0.48294 | 0.45917 | 0.55925 | 0.52282 | 0.5711 | distr_wonelc_won_BRA_011 | DEF_C | OUT | 0.3683
distr_wofelc_wof_BRA_012 | DEF_E | 0.35643 | 0.42885 | 0.34871 | 0.40088 | 0.41071 | 0.40519 | 0.39224 | 0.45446 | 0.44456 | 0.31912 | 0.37267 | 0.31892 | [28 empty] | distr_wofelc_wof_BRA_012 | 0.26125 | 0.19119 | 0.25411 | 0.31191 | 0.22862 | 0.27346 | 0.30911 | 0.24834 | 0.24737 | 0.44942 | 0.34842 | 0.42293 | distr_wonelc_won_BRA_012 | DEF_C | OUT | 0.42647
distr_wofelc_wof_BRA_013 | DEF_E | 0.36377 | 0.40498 | 0.36005 | 0.38338 | 0.39608 | 0.40641 | 0.34417 | 0.366 | 0.3707 | 0.26872 | 0.31773 | 0.27527 | [28 empty] | distr_wofelc_wof_BRA_013 | 0.30201 | 0.23311 | 0.26673 | 0.35082 | 0.3096 | 0.32459 | 0.39231 | 0.36949 | 0.35082 | 0.51761 | 0.428 | 0.47531 | distr_wonelc_won_BRA_013 | DEF_C | OUT | 0.31292
distr_wofelc_wof_BRA_014 | DEF_E | 0.36041 | 0.43426 | 0.36169 | 0.39582 | 0.44158 | 0.45639 | 0.38123 | 0.43216 | 0.41881 | 0.31099 | 0.38003 | 0.33738 | [28 empty] | distr_wofelc_wof_BRA_014 | 0.28348 | 0.20268 | 0.26646 | 0.32082 | 0.24385 | 0.27451 | 0.33592 | 0.27781 | 0.28305 | 0.42835 | 0.32899 | 0.38706 | distr_wonelc_won_BRA_014 | DEF_C | OUT | 0.4574
distr_wofelc_wof_BRA_015 | DEF_E | 0.37617 | 0.40725 | 0.35489 | 0.39107 | 0.42212 | 0.42425 | 0.35061 | 0.36458 | 0.33649 | 0.29734 | 0.35003 | 0.30314 | [28 empty] | distr_wofelc_wof_BRA_015 | 0.29202 | 0.23821 | 0.29451 | 0.30514 | 0.25259 | 0.28859 | 0.35474 | 0.32385 | 0.32737 | 0.40369 | 0.33534 | 0.38658 | distr_wonelc_won_BRA_015 | DEF_C | OUT | 0.29814
distr_wofelc_wof_BRA_016 | DEF_E | 0.19499 | 0.22846 | 0.2327 | 0.22576 | 0.2482 | 0.22215 | 0.34316 | 0.37936 | 0.34669 | 0.26515 | 0.3267 | 0.29834 | [28 empty] | distr_wofelc_wof_BRA_016 | 0.53791 | 0.44326 | 0.43942 | 0.43816 | 0.3616 | 0.3721 | 0.12546 | 0.091557 | 0.10533 | 0.20729 | 0.14713 | 0.16566 | distr_wonelc_won_BRA_016 | DEF_C | OUT | 0.15756
distr_wofelc_wof_BRA_017 | DEF_E | 0.21109 | 0.23596 | 0.23882 | 0.26325 | 0.29627 | 0.27628 | 0.30177 | 0.35816 | 0.33867 | 0.26364 | 0.3274 | 0.29133 | [28 empty] | distr_wofelc_wof_BRA_017 | 0.47178 | 0.3777 | 0.3846 | 0.38342 | 0.30726 | 0.3188 | 0.15474 | 0.10398 | 0.11329 | 0.24802 | 0.18335 | 0.19092 | distr_wonelc_won_BRA_017 | DEF_C | OUT | 0.28129
distr_wofelc_wof_BRA_018 | DEF_E | 0.26143 | 0.37238 | 0.29934 | 0.36326 | 0.45015 | 0.41063 | 0.29786 | 0.35924 | 0.35389 | 0.25968 | 0.3076 | 0.27445 | [28 empty] | distr_wofelc_wof_BRA_018 | 0.32902 | 0.24624 | 0.27726 | 0.26519 | 0.19599 | 0.22951 | 0.2261 | 0.19185 | 0.18433 | 0.35374 | 0.27894 | 0.30489 | distr_wonelc_won_BRA_018 | DEF_C | OUT | 0.21842
distr_wofelc_wof_BRA_019 | DEF_E | 0.2664 | 0.35431 | 0.29668 | 0.36284 | 0.44261 | 0.40314 | 0.33333 | 0.38537 | 0.37745 | 0.23902 | 0.2836 | 0.27151 | [28 empty] | distr_wofelc_wof_BRA_019 | 0.36871 | 0.30471 | 0.32558 | 0.25127 | 0.18428 | 0.20072 | 0.25148 | 0.20926 | 0.20773 | 0.3968 | 0.33198 | 0.37145 | distr_wonelc_won_BRA_019 | DEF_C | OUT | 0.18457
distr_wofelc_wof_BRA_020 | DEF_E | 0.31177 | 0.3575 | 0.2844 | 0.39271 | 0.43765 | 0.37343 | 0.35851 | 0.39158 | 0.35395 | 0.26397 | 0.29315 | 0.24554 | [28 empty] | distr_wofelc_wof_BRA_020 | 0.41493 | 0.36231 | 0.47647 | 0.24895 | 0.20236 | 0.28206 | 0.27366 | 0.24617 | 0.29965 | 0.41968 | 0.36333 | 0.47314 | distr_wonelc_won_BRA_020 | DEF_C | OUT | 0.31724
distr_wofelc_wof_BRA_021 | DEF_E | 0.29705 | 0.36496 | 0.34546 | 0.36232 | 0.42295 | 0.39476 | 0.34216 | 0.37535 | 0.35652 | 0.24001 | 0.27089 | 0.26652 | [28 empty] | distr_wofelc_wof_BRA_021 | 0.43825 | 0.37528 | 0.38534 | 0.2599 | 0.19452 | 0.21781 | 0.28494 | 0.25003 | 0.2585 | 0.45052 | 0.38198 | 0.40892 | distr_wonelc_won_BRA_021 | DEF_C | OUT | 0.23337
distr_wofelc_wof_BRA_022 | DEF_E | 0.292 | 0.3078 | 0.27395 | 0.36648 | 0.43199 | 0.40441 | 0.35168 | 0.38686 | 0.3636 | 0.25767 | 0.28798 | 0.26815 | [28 empty] | distr_wofelc_wof_BRA_022 | 0.53675 | 0.49838 | 0.54 | 0.31794 | 0.28687 | 0.31889 | 0.42575 | 0.38156 | 0.39352 | 0.58365 | 0.50342 | 0.57336 | distr_wonelc_won_BRA_022 | DEF_C | OUT | 0.1897
distr_wofelc_wof_BRA_023 | DEF_E | 0.32441 | 0.35026 | 0.29986 | 0.3799 | 0.43034 | 0.38687 | 0.35043 | 0.37 | 0.31347 | 0.26884 | 0.30931 | 0.25686 | [28 empty] | distr_wofelc_wof_BRA_023 | 0.50051 | 0.44594 | 0.53136 | 0.30163 | 0.28724 | 0.31369 | 0.43609 | 0.39497 | 0.43442 | 0.58186 | 0.5097 | 0.58414 | distr_wonelc_won_BRA_023 | DEF_C | OUT | 0.23628
distr_wofelc_wof_BRA_024 | DEF_E | 0.20516 | 0.22643 | 0.21586 | 0.25703 | 0.27661 | 0.27313 | 0.24725 | 0.2805 | 0.26068 | 0.23576 | 0.25623 | 0.23657 | [28 empty] | distr_wofelc_wof_BRA_024 | 0.39411 | 0.3268 | 0.29207 | 0.32034 | 0.24508 | 0.24214 | 0.26486 | 0.21916 | 0.23657 | 0.40682 | 0.39325 | 0.37824 | distr_wonelc_won_BRA_024 | DEF_C | OUT | 0.23083
distr_wofelc_wof_BRA_025 | DEF_E | 0.19188 | 0.2218 | 0.2003 | 0.23849 | 0.2483 | 0.24451 | 0.2254 | 0.24668 | 0.22751 | 0.18823 | 0.19798 | 0.19748 | [28 empty] | distr_wofelc_wof_BRA_025 | 0.40161 | 0.34561 | 0.30475 | 0.29653 | 0.23203 | 0.21953 | 0.32465 | 0.34237 | 0.32516 | 0.55923 | 0.57252 | 0.49132 | distr_wonelc_won_BRA_025 | DEF_C | OUT | 0.15035
distr_wofelc_wof_BRA_026 | DEF_E | 0.21559 | 0.25635 | 0.18085 | 0.32343 | 0.39013 | 0.29645 | 0.30166 | 0.34245 | 0.29104 | 0.20819 | 0.25074 | 0.19064 | [28 empty] | distr_wofelc_wof_BRA_026 | 0.27658 | 0.18571 | 0.28257 | 0.22819 | 0.16643 | 0.24393 | 0.18783 | 0.15876 | 0.18603 | 0.27363 | 0.22942 | 0.28424 | distr_wonelc_won_BRA_026 | DEF_C | OUT | 0.21515
distr_wofelc_wof_BRA_027 | DEF_E | 0.20143 | 0.23095 | 0.22091 | 0.25963 | 0.28433 | 0.23326 | 0.2394 | 0.24784 | 0.22452 | 0.1681 | 0.19124 | 0.18313 | [28 empty] | distr_wofelc_wof_BRA_027 | 0.31228 | 0.24354 | 0.31732 | 0.17364 | 0.13198 | 0.18214 | 0.22842 | 0.20906 | 0.22047 | 0.31907 | 0.27966 | 0.29182 | distr_wonelc_won_BRA_027 | DEF_C | OUT | 0.19884
distr_wofelc_wof_BRA_028 | DEF_E | 0.17404 | 0.17871 | 0.18449 | 0.20823 | 0.26749 | 0.22549 | 0.22267 | 0.20599 | 0.19829 | 0.15466 | 0.16954 | 0.18083 | [28 empty] | distr_wofelc_wof_BRA_028 | 0.3234 | 0.28139 | 0.31907 | 0.24068 | 0.22175 | 0.24954 | 0.36641 | 0.36334 | 0.39543 | 0.43431 | 0.40253 | 0.41866 | distr_wonelc_won_BRA_028 | DEF_C | OUT | 0.16245
distr_wofelc_wof_BRA_029 | DEF_E | 0.17442 | 0.18671 | 0.17165 | 0.24332 | 0.28014 | 0.25161 | 0.16213 | 0.16638 | 0.16143 | 0.089541 | 0.10698 | 0.091589 | [28 empty] | distr_wofelc_wof_BRA_029 | 0.52369 | 0.45895 | 0.48577 | 0.31316 | 0.27537 | 0.30151 | 0.58984 | 0.57659 | 0.57251 | 0.82841 | 0.78664 | 0.78023 | distr_wonelc_won_BRA_029 | DEF_C | OUT | 0.23633
distr_wofelc_wof_BRA_030 | DEF_E | 0.17246 | 0.16702 | 0.17628 | 0.25973 | 0.27344 | 0.27542 | 0.21569 | 0.2253 | 0.21903 | 0.13236 | 0.144 | 0.15096 | [28 empty] | distr_wofelc_wof_BRA_030 | 0.42292 | 0.40221 | 0.36947 | 0.25974 | 0.25947 | 0.23144 | 0.35194 | 0.37441 | 0.37503 | 0.60236 | 0.59586 | 0.58549 | distr_wonelc_won_BRA_030 | DEF_C | OUT | 0.31242
distr_wofelc_wof_BRA_031 | DEF_E | 0.15966 | 0.16515 | 0.15835 | 0.21244 | 0.231 | 0.20949 | 0.16837 | 0.16548 | 0.16724 | 0.085769 | 0.11554 | 0.10001 | [28 empty] | distr_wofelc_wof_BRA_031 | 0.57708 | 0.46278 | 0.52801 | 0.4109 | 0.33939 | 0.3878 | 0.61686 | 0.54507 | 0.5917 | 0.80445 | 0.70852 | 0.77018 | distr_wonelc_won_BRA_031 | DEF_C | OUT | 0.29067
distr_wonelc_won_BRA_001 | DEF_E | 0.35373 | 0.51092 | 0.45165 | 0.31784 | 0.4379 | 0.37609 | 0.324 | 0.43561 | 0.41581 | 0.32495 | 0.4602 | 0.42199 | [28 empty] | distr_wonelc_won_BRA_001 | 0.15503 | 0.10377 | 0.085256 | 0.1779 | 0.14145 | 0.12105 | 0.25348 | 0.18192 | 0.19094 | 0.24324 | 0.17728 | 0.16573 | distr_wonelc_won_BRA_032 | DEF_C | OUT | 0.24309
distr_wonelc_won_BRA_002 | DEF_E | 0.38044 | 0.51668 | 0.49706 | 0.30861 | 0.45807 | 0.41945 | 0.33656 | 0.44531 | 0.4456 | 0.34424 | 0.48366 | 0.45288 | [28 empty] | distr_wonelc_won_BRA_002 | 0.11057 | 0.074949 | 0.058112 | 0.12212 | 0.096446 | 0.084834 | 0.19849 | 0.13923 | 0.14629 | 0.17861 | 0.12539 | 0.12009 | distr_wonelc_won_BRA_033 | DEF_C | OUT | 0.28508
distr_wonelc_won_BRA_003 | DEF_E | 0.40484 | 0.4165 | 0.48012 | 0.3634 | 0.43417 | 0.46455 | 0.40121 | 0.44336 | 0.45071 | 0.39873 | 0.46441 | 0.49481 | [28 empty] | distr_wonelc_won_BRA_003 | 0.10339 | 0.10748 | 0.065556 | 0.0953 | 0.080036 | 0.058989 | 0.18362 | 0.14677 | 0.10009 | 0.11257 | 0.092405 | 0.051183 | distr_wonelc_won_BRA_034 | DEF_C | OUT | 0.39284
distr_wonelc_won_BRA_004 | DEF_E | 0.38493 | 0.50266 | 0.49492 | 0.36102 | 0.47823 | 0.49764 | 0.35703 | 0.45305 | 0.48477 | 0.35126 | 0.48614 | 0.49152 | [28 empty] | distr_wonelc_won_BRA_004 | 0.094276 | 0.068209 | 0.040446 | 0.10665 | 0.072994 | 0.05876 | 0.19446 | 0.13472 | 0.11284 | 0.15099 | 0.10132 | 0.082599 | distr_wonelc_won_BRA_035 | DEF_C | OUT | 0.32909
distr_wonelc_won_BRA_005 | DEF_E | 0.39856 | 0.48981 | 0.5008 | 0.36687 | 0.50922 | 0.48042 | 0.38424 | 0.50023 | 0.50814 | 0.37249 | 0.51783 | 0.52131 | [28 empty] | distr_wonelc_won_BRA_005 | 0.081884 | 0.058812 | 0.041632 | 0.085408 | 0.068217 | 0.051499 | 0.161 | 0.096883 | 0.092302 | 0.13693 | 0.083337 | 0.076797 | distr_wonelc_won_BRA_036 | DEF_C | OUT | 0.4915
distr_wonelc_won_BRA_006 | DEF_E | 0.33136 | 0.39386 | 0.39104 | 0.36652 | 0.48611 | 0.39193 | 0.32805 | 0.39866 | 0.36345 | 0.28739 | 0.38773 | 0.33905 | [28 empty] | distr_wonelc_won_BRA_006 | 0.17707 | 0.11964 | 0.14925 | 0.15168 | 0.11479 | 0.11321 | 0.17274 | 0.15084 | 0.15116 | 0.23393 | 0.1675 | 0.2019 | distr_wonelc_won_BRA_037 | DEF_C | OUT | 0.17822
distr_wonelc_won_BRA_007 | DEF_E | 0.29814 | 0.4167 | 0.36743 | 0.36607 | 0.44652 | 0.40622 | 0.39359 | 0.42848 | 0.38332 | 0.31048 | 0.37791 | 0.33159 | [28 empty] | distr_wonelc_won_BRA_007 | 0.21888 | 0.12251 | 0.13417 | 0.21546 | 0.17287 | 0.15434 | 0.26726 | 0.20682 | 0.1959 | 0.32363 | 0.23107 | 0.20054 | distr_wonelc_won_BRA_038 | DEF_C | OUT | 0.28591
distr_wonelc_won_BRA_008 | DEF_E | 0.34499 | 0.40633 | 0.38619 | 0.36313 | 0.45625 | 0.41031 | 0.40142 | 0.46461 | 0.40492 | 0.32368 | 0.39216 | 0.36379 | [28 empty] | distr_wonelc_won_BRA_008 | 0.21075 | 0.10506 | 0.10029 | 0.19865 | 0.1429 | 0.13997 | 0.21681 | 0.15783 | 0.17994 | 0.32254 | 0.21204 | 0.20994 | distr_wonelc_won_BRA_039 | DEF_C | OUT | 0.24396
distr_wonelc_won_BRA_009 | DEF_E | 0.30278 | 0.37717 | 0.33163 | 0.38899 | 0.46712 | 0.40328 | 0.38378 | 0.43863 | 0.38143 | 0.32651 | 0.36661 | 0.32533 | [28 empty] | distr_wonelc_won_BRA_009 | 0.12484 | 0.11057 | 0.1141 | 0.14377 | 0.14409 | 0.13533 | 0.17771 | 0.16045 | 0.15732 | 0.19747 | 0.19282 | 0.17806 | distr_wonelc_won_BRA_040 | DEF_C | OUT | 0.32299
distr_wonelc_won_BRA_010 | DEF_E | 0.27337 | 0.41627 | 0.40751 | 0.31769 | 0.4146 | 0.40445 | 0.35237 | 0.42658 | 0.42314 | 0.25553 | 0.32247 | 0.306 | [28 empty] | distr_wonelc_won_BRA_010 | 0.30801 | 0.13678 | 0.15816 | 0.29639 | 0.19222 | 0.20142 | 0.34844 | 0.24699 | 0.25742 | 0.41696 | 0.27937 | 0.25658 | distr_wonelc_won_BRA_041 | DEF_C | OUT | 0.16869
distr_wonelc_won_BRA_011 | DEF_E | 0.2791 | 0.40464 | 0.43096 | 0.32716 | 0.42549 | 0.39629 | 0.36454 | 0.42491 | 0.41294 | 0.28083 | 0.34475 | 0.34169 | [28 empty] | distr_wonelc_won_BRA_011 | 0.28153 | 0.12325 | 0.1339 | 0.25931 | 0.16484 | 0.16957 | 0.29566 | 0.21216 | 0.20637 | 0.37009 | 0.23483 | 0.20064 | distr_wonelc_won_BRA_042 | DEF_C | OUT | 0.18526
distr_wonelc_won_BRA_012 | DEF_E | 0.26729 | 0.3772 | 0.30554 | 0.33624 | 0.4147 | 0.33668 | 0.29804 | 0.37489 | 0.3285 | 0.26866 | 0.33721 | 0.26106 | [28 empty] | distr_wonelc_won_BRA_012 | 0.34232 | 0.25627 | 0.36235 | 0.32582 | 0.26908 | 0.31898 | 0.3739 | 0.29854 | 0.327 | 0.4294 | 0.34965 | 0.42921 | distr_wonelc_won_BRA_043 | DEF_C | OUT | 0.33753
distr_wonelc_won_BRA_013 | DEF_E | 0.29991 | 0.40533 | 0.34955 | 0.34849 | 0.46144 | 0.36284 | 0.37111 | 0.43598 | 0.3938 | 0.29016 | 0.36242 | 0.28833 | [28 empty] | distr_wonelc_won_BRA_013 | 0.25666 | 0.16093 | 0.26154 | 0.22412 | 0.16866 | 0.21447 | 0.23946 | 0.18568 | 0.23197 | 0.31303 | 0.21191 | 0.30927 | distr_wonelc_won_BRA_044 | DEF_C | OUT | 0.24149
distr_wonelc_won_BRA_014 | DEF_E | 0.26582 | 0.38516 | 0.37939 | 0.30481 | 0.40132 | 0.36889 | 0.3022 | 0.37838 | 0.35706 | 0.24389 | 0.31614 | 0.29621 | [28 empty] | distr_wonelc_won_BRA_014 | 0.34902 | 0.18059 | 0.2126 | 0.33131 | 0.22457 | 0.23806 | 0.3655 | 0.27039 | 0.29267 | 0.4658 | 0.30702 | 0.35173 | distr_wonelc_won_BRA_045 | DEF_C | OUT | 0.32028
distr_wonelc_won_BRA_015 | DEF_E | 0.43567 | 0.44094 | 0.53001 | 0.35671 | 0.46168 | 0.49001 | 0.34074 | 0.42698 | 0.49298 | 0.32225 | 0.41882 | 0.45922 | [28 empty] | distr_wonelc_won_BRA_015 | 0.19622 | 0.089864 | 0.12077 | 0.18966 | 0.097287 | 0.095054 | 0.21113 | 0.11656 | 0.11343 | 0.29826 | 0.14736 | 0.18892 | distr_wonelc_won_BRA_046 | DEF_C | OUT | 0.40921
distr_wonelc_won_BRA_016 | DEF_E | 0.4201 | 0.44198 | 0.47523 | 0.42228 | 0.51562 | 0.44634 | 0.45648 | 0.48207 | 0.4574 | 0.35224 | 0.46582 | 0.41323 | [28 empty] | distr_wonelc_won_BRA_016 | 0.091039 | 0.1092 | 0.1442 | 0.09792 | 0.099177 | 0.11555 | 0.09418 | 0.095712 | 0.088923 | 0.12677 | 0.12997 | 0.1578 | distr_wonelc_won_BRA_047 | DEF_C | OUT | 0.34273
distr_wonelc_won_BRA_017 | DEF_E | 0.42577 | 0.43247 | 0.47556 | 0.36322 | 0.48042 | 0.48059 | 0.39864 | 0.45225 | 0.48528 | 0.32883 | 0.44188 | 0.43623 | [28 empty] | distr_wonelc_won_BRA_017 | 0.19122 | 0.12897 | 0.22354 | 0.18922 | 0.11477 | 0.13976 | 0.16927 | 0.12095 | 0.13116 | 0.28177 | 0.17711 | 0.25817 | distr_wonelc_won_BRA_048 | DEF_C | OUT | 0.22593
distr_wonelc_won_BRA_018 | DEF_E | 0.33788 | 0.45005 | 0.44832 | 0.36768 | 0.51863 | 0.5556 | 0.34599 | 0.44186 | 0.53744 | 0.26475 | 0.40216 | 0.40389 | [28 empty] | distr_wonelc_won_BRA_018 | 0.094443 | 0.044654 | 0.035371 | 0.10339 | 0.040046 | 0.042811 | 0.15734 | 0.057889 | 0.057268 | 0.21853 | 0.083676 | 0.10298 | distr_wonelc_won_BRA_049 | DEF_C | OUT | 0.20526
distr_wonelc_won_BRA_019 | DEF_E | 0.34445 | 0.42992 | 0.41738 | 0.35014 | 0.46103 | 0.4523 | 0.34822 | 0.43864 | 0.3889 | 0.25744 | 0.39301 | 0.34902 | [28 empty] | distr_wonelc_won_BRA_019 | 0.10356 | 0.074504 | 0.076336 | 0.10635 | 0.076232 | 0.082629 | 0.11977 | 0.074344 | 0.084057 | 0.1846 | 0.095602 | 0.12159 | distr_wonelc_won_BRA_050 | DEF_C | OUT | 0.18355
distr_wonelc_won_BRA_020 | DEF_E | 0.41612 | 0.45271 | 0.49194 | 0.32079 | 0.46425 | 0.45016 | 0.29454 | 0.44234 | 0.44464 | 0.31079 | 0.4125 | 0.38854 | [28 empty] | distr_wonelc_won_BRA_020 | 0.18347 | 0.079754 | 0.058135 | 0.18604 | 0.088781 | 0.07616 | 0.25601 | 0.12212 | 0.11325 | 0.31725 | 0.14944 | 0.16564 | distr_wonelc_won_BRA_051 | DEF_C | OUT | 0.24912
distr_wonelc_won_BRA_021 | DEF_E | 0.3576 | 0.44644 | 0.40396 | 0.27247 | 0.44623 | 0.34739 | 0.27184 | 0.43159 | 0.34335 | 0.2998 | 0.42093 | 0.33954 | [28 empty] | distr_wonelc_won_BRA_021 | 0.1051 | 0.058749 | 0.044945 | 0.13803 | 0.064199 | 0.062432 | 0.23049 | 0.10276 | 0.1154 | 0.23354 | 0.11361 | 0.11197 | distr_wonelc_won_BRA_052 | DEF_C | OUT | 0.38634
distr_wonelc_won_BRA_022 | DEF_E | 0.36387 | 0.45275 | 0.49975 | 0.35939 | 0.48489 | 0.48846 | 0.32578 | 0.43774 | 0.46648 | 0.31531 | 0.41632 | 0.43164 | [28 empty] | distr_wonelc_won_BRA_022 | 0.089918 | 0.049464 | 0.043371 | 0.11877 | 0.066413 | 0.048962 | 0.1811 | 0.10476 | 0.06932 | 0.18971 | 0.10165 | 0.083582 | distr_wonelc_won_BRA_053 | DEF_C | OUT | 0.4085
distr_wonelc_won_BRA_023 | DEF_E | 0.35324 | 0.51812 | 0.51505 | 0.31626 | 0.48735 | 0.47368 | 0.27455 | 0.43448 | 0.42062 | 0.33767 | 0.47221 | 0.37184 | [28 empty] | distr_wonelc_won_BRA_023 | 0.08327 | 0.059121 | 0.036514 | 0.12957 | 0.064429 | 0.050602 | 0.23758 | 0.1345 | 0.092471 | 0.20606 | 0.11056 | 0.10023 | distr_wonelc_won_BRA_054 | DEF_C | OUT | 0.34713
distr_wonelc_won_BRA_024 | DEF_E | 0.33668 | 0.4681 | 0.47985 | 0.28465 | 0.46522 | 0.38947 | 0.26586 | 0.43993 | 0.37124 | 0.31066 | 0.42436 | 0.34999 | [28 empty] | distr_wonelc_won_BRA_024 | 0.095188 | 0.049584 | 0.039551 | 0.13422 | 0.05831 | 0.060799 | 0.23344 | 0.11064 | 0.10223 | 0.21385 | 0.099582 | 0.11825 | distr_wonelc_won_BRA_055 | DEF_C | OUT | 0.25984
distr_wonelc_won_BRA_025 | DEF_E | 0.41299 | 0.52416 | 0.526 | 0.35646 | 0.48511 | 0.50551 | 0.38876 | 0.44608 | 0.45859 | 0.39955 | 0.50889 | 0.48227 | [28 empty] | distr_wonelc_won_BRA_025 | 0.068532 | 0.056862 | 0.027432 | 0.088022 | 0.063439 | 0.048528 | 0.15036 | 0.10923 | 0.077374 | 0.12549 | 0.089693 | 0.05839 | distr_wonelc_won_BRA_056 | DEF_C | OUT | 0.19882
distr_wonelc_won_BRA_026 | DEF_E | 0.35097 | 0.44621 | 0.40434 | 0.30524 | 0.44594 | 0.4501 | 0.30115 | 0.41864 | 0.3754 | 0.33012 | 0.45965 | 0.37382 | [28 empty] | distr_wonelc_won_BRA_026 | 0.080648 | 0.068622 | 0.041438 | 0.14139 | 0.07983 | 0.061673 | 0.22058 | 0.12754 | 0.10115 | 0.19542 | 0.11424 | 0.075657 | distr_wonelc_won_BRA_057 | DEF_C | OUT | 0.24084
distr_wonelc_won_BRA_027 | DEF_E | 0.3694 | 0.48224 | 0.42645 | 0.28104 | 0.47431 | 0.40368 | 0.26084 | 0.4435 | 0.35905 | 0.33879 | 0.47246 | 0.34236 | [28 empty] | distr_wonelc_won_BRA_027 | 0.066184 | 0.047642 | 0.035679 | 0.11779 | 0.05285 | 0.059588 | 0.19923 | 0.097515 | 0.097909 | 0.16474 | 0.085533 | 0.090948 | distr_wonelc_won_BRA_058 | DEF_C | OUT | 0.1934
distr_wonelc_won_BRA_028 | DEF_E | 0.45682 | 0.52132 | 0.53728 | 0.35001 | 0.4614 | 0.45347 | 0.30845 | 0.42592 | 0.41217 | 0.37278 | 0.49987 | 0.392 | [28 empty] | distr_wonelc_won_BRA_028 | 0.064157 | 0.064868 | 0.030347 | 0.083157 | 0.055991 | 0.033302 | 0.16254 | 0.10439 | 0.068297 | 0.11865 | 0.077146 | 0.050825 | distr_wonelc_won_BRA_059 | DEF_C | OUT | 0.26288
distr_wonelc_won_BRA_029 | DEF_E | 0.41806 | 0.43503 | 0.47301 | 0.4113 | 0.47696 | 0.49226 | 0.38879 | 0.42659 | 0.41606 | 0.34746 | 0.39827 | 0.39895 | [28 empty] | distr_wonelc_won_BRA_029 | 0.16406 | 0.080647 | 0.056599 | 0.14164 | 0.082493 | 0.067778 | 0.15527 | 0.098936 | 0.10571 | 0.23633 | 0.13325 | 0.13251 | distr_wonelc_won_BRA_060 | DEF_C | OUT | 0.2328
distr_wonelc_won_BRA_030 | DEF_E | 0.34945 | 0.42088 | 0.40693 | 0.37361 | 0.45207 | 0.45458 | 0.39094 | 0.43268 | 0.40348 | 0.32671 | 0.37684 | 0.35067 | [28 empty] | distr_wonelc_won_BRA_030 | 0.21861 | 0.10667 | 0.058955 | 0.20438 | 0.13336 | 0.10414 | 0.22859 | 0.15493 | 0.15226 | 0.31242 | 0.18037 | 0.13582 | distr_wonelc_won_BRA_061 | DEF_C | OUT | 0.4019
distr_wonelc_won_BRA_031 | DEF_E | 0.35679 | 0.42785 | 0.40822 | 0.33695 | 0.43899 | 0.42955 | 0.34876 | 0.40944 | 0.38979 | 0.31255 | 0.38259 | 0.3492 | [28 empty] | distr_wonelc_won_BRA_031 | 0.18023 | 0.086943 | 0.048897 | 0.1779 | 0.10249 | 0.075251 | 0.22925 | 0.13163 | 0.13145 | 0.29076 | 0.15467 | 0.12472 | distr_wonelc_won_BRA_062 | DEF_C | OUT | 0.2275
distr_wonelc_won_BRA_032 | DEF_E | 0.30539 | 0.43695 | 0.3752 | 0.26728 | 0.42197 | 0.35406 | 0.28208 | 0.40522 | 0.34102 | 0.28986 | 0.42982 | 0.34042 | [28 empty] | distr_wonelc_won_BRA_032 | 0.12159 | 0.083401 | 0.051201 | 0.16436 | 0.099079 | 0.077879 | 0.22955 | 0.13153 | 0.13489 | 0.24447 | 0.14423 | 0.11504 | distr_wonelc_won_BRA_063 | DEF_C | OUT | 0.22323
distr_wonelc_won_BRA_033 | DEF_E | 0.28666 | 0.42133 | 0.40003 | 0.3161 | 0.44251 | 0.36988 | 0.36011 | 0.43457 | 0.36653 | 0.30865 | 0.37231 | 0.30521 | [28 empty] | distr_wonelc_won_BRA_033 | 0.18304 | 0.099062 | 0.060575 | 0.197 | 0.12431 | 0.1056 | 0.24601 | 0.15703 | 0.15663 | 0.28714 | 0.17476 | 0.12891 | distr_wonelc_won_BRA_064 | DEF_C | OUT | 0.23128
distr_wonelc_won_BRA_034 | DEF_E | 0.39993 | 0.42454 | 0.38763 | 0.2902 | 0.40704 | 0.3895 | 0.13074 | 0.24384 | 0.17491 | 0.20532 | 0.34838 | 0.2926 | [28 empty] | distr_wonelc_won_BRA_034 | 0.18259 | 0.10503 | 0.077861 | 0.22629 | 0.16729 | 0.14612 | 0.35768 | 0.29349 | 0.28944 | 0.39414 | 0.25532 | 0.25687 | distr_wonelc_won_BRA_065 | DEF_C | OUT | 0.31913
distr_wonelc_won_BRA_035 | DEF_E | 0.29765 | 0.34181 | 0.32817 | 0.33534 | 0.47601 | 0.45619 | 0.19377 | 0.25318 | 0.23443 | 0.23248 | 0.30908 | 0.3128 | [28 empty] | distr_wonelc_won_BRA_035 | 0.17337 | 0.092148 | 0.094994 | 0.17397 | 0.12928 | 0.10464 | 0.35983 | 0.29304 | 0.29198 | 0.33445 | 0.21689 | 0.2254 | distr_wonelc_won_BRA_066 | DEF_C | OUT | 0.18787
distr_wonelc_won_BRA_036 | DEF_E | 0.26621 | 0.32019 | 0.35683 | 0.19901 | 0.35817 | 0.29552 | 0.1314 | 0.19927 | 0.13995 | 0.14468 | 0.266 | 0.22197 | [28 empty] | distr_wonelc_won_BRA_036 | 0.35452 | 0.16394 | 0.19625 | 0.35289 | 0.23387 | 0.26819 | 0.42755 | 0.39914 | 0.43326 | 0.53112 | 0.34144 | 0.42659 | distr_wonelc_won_BRA_067 | DEF_C | OUT | 0.16568
distr_wonelc_won_BRA_037 | DEF_E | 0.30083 | 0.33856 | 0.27989 | 0.25181 | 0.4028 | 0.27803 | 0.22366 | 0.36718 | 0.22499 | 0.22155 | 0.30972 | 0.19828 | [28 empty] | distr_wonelc_won_BRA_037 | 0.11579 | 0.05918 | 0.083994 | 0.10901 | 0.058702 | 0.084608 | 0.12979 | 0.098514 | 0.12509 | 0.18564 | 0.11375 | 0.17822 | distr_wonelc_won_BRA_068 | DEF_C | OUT | 0.20184
distr_wonelc_won_BRA_038 | DEF_E | 0.33555 | 0.34719 | 0.34065 | 0.26588 | 0.41256 | 0.2094 | 0.22226 | 0.29962 | 0.17645 | 0.23826 | 0.33006 | 0.18276 | [28 empty] | distr_wonelc_won_BRA_038 | 0.18484 | 0.072408 | 0.19735 | 0.1969 | 0.12547 | 0.23478 | 0.1623 | 0.15971 | 0.21927 | 0.22317 | 0.16506 | 0.30508 | distr_wonelc_won_BRA_069 | DEF_C | OUT | 0.1577
distr_wonelc_won_BRA_039 | DEF_E | 0.28817 | 0.38757 | 0.21731 | 0.30677 | 0.41997 | 0.17374 | 0.27559 | 0.33743 | 0.20113 | 0.25012 | 0.34838 | 0.14291 | [28 empty] | distr_wonelc_won_BRA_039 | 0.12464 | 0.078555 | 0.23122 | 0.15257 | 0.13811 | 0.25918 | 0.12853 | 0.13782 | 0.1769 | 0.14687 | 0.14808 | 0.24812 | distr_wofelc_wof_BRA_001 | DEF_C | OUT | 0.56351
distr_wonelc_won_BRA_040 | DEF_E | 0.26839 | 0.29143 | 0.20351 | 0.27689 | 0.3356 | 0.17767 | 0.222 | 0.27988 | 0.13995 | 0.2145 | 0.24754 | 0.12123 | [28 empty] | distr_wonelc_won_BRA_040 | 0.23859 | 0.13794 | 0.34282 | 0.19151 | 0.14388 | 0.32074 | 0.14431 | 0.18868 | 0.26421 | 0.23701 | 0.22722 | 0.39851 | distr_wofelc_wof_BRA_002 | DEF_C | OUT | 0.44541
distr_wonelc_won_BRA_041 | DEF_E | 0.19319 | 0.23292 | 0.18373 | 0.27036 | 0.32286 | 0.26381 | 0.21143 | 0.29763 | 0.21125 | 0.20108 | 0.22883 | 0.14775 | [28 empty] | distr_wonelc_won_BRA_041 | 0.13996 | 0.13757 | 0.16372 | 0.088915 | 0.07763 | 0.090417 | 0.080515 | 0.055925 | 0.077498 | 0.16509 | 0.16927 | 0.20778 | distr_wofelc_wof_BRA_003 | DEF_C | OUT | 0.55863
distr_wonelc_won_BRA_042 | DEF_E | 0.27629 | 0.30116 | 0.23744 | 0.33929 | 0.38168 | 0.27715 | 0.21978 | 0.30121 | 0.21501 | 0.21653 | 0.26301 | 0.21334 | [28 empty] | distr_wonelc_won_BRA_042 | 0.10857 | 0.11831 | 0.13004 | 0.055534 | 0.054453 | 0.056771 | 0.073825 | 0.069376 | 0.05767 | 0.15105 | 0.186 | 0.1623 | distr_wofelc_wof_BRA_004 | DEF_C | OUT | 0.57263
distr_wonelc_won_BRA_043 | DEF_E | 0.21388 | 0.21956 | 0.18327 | 0.29451 | 0.30237 | 0.2753 | 0.20956 | 0.24649 | 0.23674 | 0.14011 | 0.16125 | 0.15022 | [28 empty] | distr_wonelc_won_BRA_043 | 0.28101 | 0.26887 | 0.28899 | 0.1455 | 0.13661 | 0.13081 | 0.21886 | 0.20053 | 0.14449 | 0.43952 | 0.39629 | 0.37975 | distr_wofelc_wof_BRA_005 | DEF_C | OUT | 0.59682
distr_wonelc_won_BRA_044 | DEF_E | 0.22078 | 0.21177 | 0.11515 | 0.29799 | 0.31922 | 0.20854 | 0.2501 | 0.279 | 0.15137 | 0.19935 | 0.20042 | 0.13932 | [28 empty] | distr_wonelc_won_BRA_044 | 0.20025 | 0.19415 | 0.34248 | 0.11477 | 0.12683 | 0.2392 | 0.1003 | 0.15078 | 0.17155 | 0.18298 | 0.23798 | 0.27968 | distr_wofelc_wof_BRA_006 | DEF_C | OUT | 0.5722
distr_wonelc_won_BRA_045 | DEF_E | 0.18046 | 0.1885 | 0.12965 | 0.21439 | 0.26517 | 0.14767 | 0.16546 | 0.19252 | 0.1374 | 0.12868 | 0.15685 | 0.093958 | [28 empty] | distr_wonelc_won_BRA_045 | 0.24479 | 0.24692 | 0.3608 | 0.17911 | 0.19901 | 0.27438 | 0.22659 | 0.30281 | 0.29746 | 0.29134 | 0.36594 | 0.40216 | distr_wofelc_wof_BRA_007 | DEF_C | OUT | 0.54445
distr_wonelc_won_BRA_046 | DEF_E | 0.23675 | 0.25596 | 0.20021 | 0.27777 | 0.34192 | 0.25197 | 0.2011 | 0.2244 | 0.19324 | 0.15001 | 0.23309 | 0.15495 | [28 empty] | distr_wonelc_won_BRA_046 | 0.35993 | 0.1678 | 0.26993 | 0.22354 | 0.14034 | 0.19743 | 0.34697 | 0.28696 | 0.30762 | 0.50361 | 0.30566 | 0.40459 | distr_wofelc_wof_BRA_008 | DEF_C | OUT | 0.50382
distr_wonelc_won_BRA_047 | DEF_E | 0.23269 | 0.26678 | 0.21685 | 0.28584 | 0.34286 | 0.28612 | 0.20731 | 0.23062 | 0.18121 | 0.15915 | 0.20996 | 0.1592 | [28 empty] | distr_wonelc_won_BRA_047 | 0.18037 | 0.17629 | 0.15738 | 0.10192 | 0.13915 | 0.12375 | 0.2201 | 0.28273 | 0.21892 | 0.33847 | 0.37296 | 0.25369 | distr_wofelc_wof_BRA_009 | DEF_C | OUT | 0.44852
distr_wonelc_won_BRA_048 | DEF_E | 0.15717 | 0.22523 | 0.1728 | 0.32744 | 0.38026 | 0.37885 | 0.44133 | 0.46016 | 0.41213 | 0.33282 | 0.36992 | 0.34551 | [28 empty] | distr_wonelc_won_BRA_048 | 0.23317 | 0.23215 | 0.19928 | 0.16394 | 0.15306 | 0.13099 | 0.042181 | 0.026777 | 0.02222 | 0.08106 | 0.062061 | 0.062052 | distr_wofelc_wof_BRA_010 | DEF_C | OUT | 0.62281
distr_wonelc_won_BRA_049 | DEF_E | 0.29908 | 0.31582 | 0.16911 | 0.34974 | 0.40584 | 0.22795 | 0.35243 | 0.43211 | 0.26666 | 0.28322 | 0.28436 | 0.16472 | [28 empty] | distr_wonelc_won_BRA_049 | 0.17179 | 0.13994 | 0.268 | 0.1234 | 0.093064 | 0.19936 | 0.11072 | 0.096599 | 0.15421 | 0.16671 | 0.16038 | 0.27539 | distr_wofelc_wof_BRA_011 | DEF_C | OUT | 0.56497
distr_wonelc_won_BRA_050 | DEF_E | 0.31514 | 0.38051 | 0.22731 | 0.33624 | 0.45089 | 0.26306 | 0.32974 | 0.45972 | 0.27071 | 0.29095 | 0.30919 | 0.1659 | [28 empty] | distr_wonelc_won_BRA_050 | 0.14133 | 0.075108 | 0.17965 | 0.10205 | 0.048066 | 0.12908 | 0.10199 | 0.072107 | 0.13494 | 0.15589 | 0.10924 | 0.24607 | distr_wofelc_wof_BRA_012 | DEF_C | OUT | 0.44942
distr_wonelc_won_BRA_051 | DEF_E | 0.29773 | 0.32241 | 0.22602 | 0.4047 | 0.42055 | 0.34894 | 0.35448 | 0.38453 | 0.32213 | 0.2695 | 0.27961 | 0.21558 | [28 empty] | distr_wonelc_won_BRA_051 | 0.1905 | 0.1814 | 0.24969 | 0.12115 | 0.11046 | 0.15383 | 0.13738 | 0.13043 | 0.16043 | 0.20149 | 0.20237 | 0.2643 | distr_wofelc_wof_BRA_013 | DEF_C | OUT | 0.51761
distr_wonelc_won_BRA_052 | DEF_E | 0.32556 | 0.29986 | 0.26905 | 0.34953 | 0.40065 | 0.31834 | 0.3403 | 0.3596 | 0.27941 | 0.27721 | 0.27923 | 0.23797 | [28 empty] | distr_wonelc_won_BRA_052 | 0.23192 | 0.18477 | 0.31457 | 0.14471 | 0.12449 | 0.19697 | 0.20627 | 0.16476 | 0.26902 | 0.30174 | 0.26008 | 0.40384 | distr_wofelc_wof_BRA_014 | DEF_C | OUT | 0.42835
distr_wonelc_won_BRA_053 | DEF_E | 0.41811 | 0.3901 | 0.35828 | 0.42435 | 0.43388 | 0.39811 | 0.43396 | 0.41176 | 0.41036 | 0.36482 | 0.34896 | 0.33308 | [28 empty] | distr_wonelc_won_BRA_053 | 0.19122 | 0.20011 | 0.25255 | 0.21362 | 0.20124 | 0.24295 | 0.25008 | 0.22144 | 0.25563 | 0.34483 | 0.36258 | 0.41054 | distr_wofelc_wof_BRA_015 | DEF_C | OUT | 0.40369
distr_wonelc_won_BRA_054 | DEF_E | 0.48184 | 0.42694 | 0.3401 | 0.48037 | 0.49121 | 0.35834 | 0.4608 | 0.53025 | 0.39667 | 0.37841 | 0.40703 | 0.32135 | [28 empty] | distr_wonelc_won_BRA_054 | 0.10918 | 0.082621 | 0.17632 | 0.091964 | 0.077676 | 0.13927 | 0.13504 | 0.12398 | 0.19499 | 0.23086 | 0.17911 | 0.34817 | distr_wofelc_wof_BRA_016 | DEF_C | OUT | 0.49823
distr_wonelc_won_BRA_055 | DEF_E | 0.41918 | 0.518 | 0.42605 | 0.4719 | 0.5452 | 0.48802 | 0.32122 | 0.30594 | 0.31116 | 0.47763 | 0.50298 | 0.44832 | [28 empty] | distr_wonelc_won_BRA_055 | 0.025215 | 0.033074 | 0.021051 | 0.045954 | 0.067277 | 0.029816 | 0.17144 | 0.25984 | 0.082462 | 0.14686 | 0.16162 | 0.060641 | distr_wofelc_wof_BRA_017 | DEF_C | OUT | 0.41174
distr_wonelc_won_BRA_056 | DEF_E | 0.5291 | 0.64819 | 0.62008 | 0.51588 | 0.57718 | 0.57605 | 0.34397 | 0.33286 | 0.38103 | 0.47457 | 0.55918 | 0.50456 | [28 empty] | distr_wonelc_won_BRA_056 | 0.029984 | 0.023665 | 0.017944 | 0.053478 | 0.055204 | 0.013377 | 0.15685 | 0.19882 | 0.046242 | 0.11191 | 0.11572 | 0.041439 | distr_wofelc_wof_BRA_018 | DEF_C | OUT | 0.35038
distr_wonelc_won_BRA_057 | DEF_E | 0.44026 | 0.52461 | 0.55327 | 0.46104 | 0.5054 | 0.47982 | 0.2492 | 0.31691 | 0.35889 | 0.40124 | 0.46044 | 0.46016 | [28 empty] | distr_wonelc_won_BRA_057 | 0.049412 | 0.05738 | 0.038733 | 0.096089 | 0.082678 | 0.038131 | 0.24495 | 0.21225 | 0.09787 | 0.17921 | 0.15121 | 0.066138 | distr_wofelc_wof_BRA_019 | DEF_C | OUT | 0.38474
distr_wonelc_won_BRA_058 | DEF_E | 0.44314 | 0.55203 | 0.50899 | 0.38813 | 0.53471 | 0.48537 | 0.34174 | 0.2919 | 0.28215 | 0.44075 | 0.44699 | 0.42515 | [28 empty] | distr_wonelc_won_BRA_058 | 0.029761 | 0.030759 | 0.014781 | 0.045051 | 0.06857 | 0.030037 | 0.16464 | 0.1934 | 0.081541 | 0.15112 | 0.13728 | 0.064133 | distr_wofelc_wof_BRA_020 | DEF_C | OUT | 0.47038
distr_wonelc_won_BRA_059 | DEF_E | 0.34621 | 0.50339 | 0.41715 | 0.37835 | 0.52797 | 0.44091 | 0.25922 | 0.27375 | 0.28053 | 0.41394 | 0.4081 | 0.4053 | [28 empty] | distr_wonelc_won_BRA_059 | 0.040604 | 0.037855 | 0.01797 | 0.066114 | 0.077752 | 0.034094 | 0.26422 | 0.22824 | 0.1168 | 0.21724 | 0.17025 | 0.090168 | distr_wofelc_wof_BRA_021 | DEF_C | OUT | 0.43812
distr_wonelc_won_BRA_060 | DEF_E | 0.38787 | 0.45653 | 0.38003 | 0.43823 | 0.49975 | 0.41544 | 0.22756 | 0.26222 | 0.30422 | 0.38153 | 0.39072 | 0.38584 | [28 empty] | distr_wonelc_won_BRA_060 | 0.03536 | 0.048488 | 0.031267 | 0.064253 | 0.078917 | 0.040952 | 0.23524 | 0.20727 | 0.10847 | 0.2168 | 0.16762 | 0.10316 | distr_wofelc_wof_BRA_022 | DEF_C | OUT | 0.58365
distr_wonelc_won_BRA_061 | DEF_E | 0.37973 | 0.37532 | 0.34736 | 0.34668 | 0.4034 | 0.43351 | 0.12795 | 0.20123 | 0.2102 | 0.22866 | 0.29305 | 0.31352 | [28 empty] | distr_wonelc_won_BRA_061 | 0.13723 | 0.12305 | 0.063905 | 0.19453 | 0.17692 | 0.11957 | 0.44509 | 0.34793 | 0.27551 | 0.41205 | 0.3065 | 0.2193 | distr_wofelc_wof_BRA_023 | DEF_C | OUT | 0.58123
distr_wonelc_won_BRA_062 | DEF_E | 0.34231 | 0.44155 | 0.39728 | 0.32467 | 0.47618 | 0.43178 | 0.26018 | 0.36136 | 0.40287 | 0.29303 | 0.40765 | 0.42661 | [28 empty] | distr_wonelc_won_BRA_062 | 0.089588 | 0.059765 | 0.030808 | 0.12067 | 0.06238 | 0.029125 | 0.20627 | 0.12009 | 0.061895 | 0.22806 | 0.11885 | 0.074023 | distr_wofelc_wof_BRA_024 | DEF_C | OUT | 0.39336
distr_wonelc_won_BRA_063 | DEF_E | 0.38629 | 0.48729 | 0.47157 | 0.3545 | 0.46864 | 0.4815 | 0.20146 | 0.3261 | 0.30145 | 0.32832 | 0.43617 | 0.42994 | [28 empty] | distr_wonelc_won_BRA_063 | 0.074951 | 0.06454 | 0.043743 | 0.10957 | 0.072023 | 0.037547 | 0.22997 | 0.15736 | 0.090984 | 0.20466 | 0.12361 | 0.069528 | distr_wofelc_wof_BRA_025 | DEF_C | OUT | 0.50328
distr_wonelc_won_BRA_064 | DEF_E | 0.34119 | 0.39943 | 0.38102 | 0.31087 | 0.43652 | 0.41374 | 0.23368 | 0.3929 | 0.31875 | 0.25963 | 0.40337 | 0.37597 | [28 empty] | distr_wonelc_won_BRA_064 | 0.10422 | 0.06946 | 0.054075 | 0.12701 | 0.073019 | 0.066973 | 0.18608 | 0.13244 | 0.11895 | 0.23637 | 0.13836 | 0.13003 | distr_wofelc_wof_BRA_026 | DEF_C | OUT | 0.2747
distr_wonelc_won_BRA_065 | DEF_E | 0.44715 | 0.44075 | 0.42495 | 0.36181 | 0.42616 | 0.48384 | 0.17927 | 0.28743 | 0.32698 | 0.25484 | 0.35342 | 0.38145 | [28 empty] | distr_wonelc_won_BRA_065 | 0.10828 | 0.062648 | 0.03898 | 0.13874 | 0.073248 | 0.058081 | 0.29478 | 0.14254 | 0.14447 | 0.31917 | 0.14068 | 0.14683 | distr_wofelc_wof_BRA_027 | DEF_C | OUT | 0.29935
distr_wonelc_won_BRA_066 | DEF_E | 0.4449 | 0.49286 | 0.5143 | 0.43464 | 0.53211 | 0.48814 | 0.3734 | 0.45387 | 0.45735 | 0.44213 | 0.49135 | 0.41248 | [28 empty] | distr_wonelc_won_BRA_066 | 0.051484 | 0.046228 | 0.032162 | 0.083516 | 0.043666 | 0.023551 | 0.18828 | 0.10954 | 0.064667 | 0.12162 | 0.070982 | 0.047582 | distr_wofelc_wof_BRA_028 | DEF_C | OUT | 0.34965
distr_wonelc_won_BRA_067 | DEF_E | 0.33956 | 0.4401 | 0.42372 | 0.36333 | 0.45862 | 0.43684 | 0.33631 | 0.39421 | 0.37379 | 0.30552 | 0.37942 | 0.36448 | [28 empty] | distr_wonelc_won_BRA_067 | 0.062496 | 0.060338 | 0.034719 | 0.093894 | 0.068463 | 0.040205 | 0.13805 | 0.096246 | 0.056169 | 0.16715 | 0.11093 | 0.070193 | distr_wofelc_wof_BRA_029 | DEF_C | OUT | 0.57868
distr_wonelc_won_BRA_068 | DEF_E | 0.42906 | 0.48968 | 0.50056 | 0.42029 | 0.52049 | 0.47055 | 0.27754 | 0.44291 | 0.37603 | 0.43192 | 0.48846 | 0.42195 | [28 empty] | distr_wonelc_won_BRA_068 | 0.045514 | 0.050466 | 0.030213 | 0.091546 | 0.048679 | 0.03081 | 0.2021 | 0.1102 | 0.077807 | 0.14183 | 0.087781 | 0.064588 | distr_wofelc_wof_BRA_030 | DEF_C | OUT | 0.51327
distr_wonelc_won_BRA_069 | DEF_E | 0.36897 | 0.45319 | 0.42898 | 0.36252 | 0.46893 | 0.38993 | 0.22594 | 0.3775 | 0.34859 | 0.34734 | 0.44859 | 0.39521 | [28 empty] | distr_wonelc_won_BRA_069 | 0.049867 | 0.058012 | 0.039188 | 0.085452 | 0.064782 | 0.037333 | 0.16063 | 0.12959 | 0.073066 | 0.13452 | 0.11909 | 0.066798 | distr_wofelc_wof_BRA_031 | DEF_C | OUT | 0.53404

## load_shapes
~TFM_DINS-AT
g_yrfr | com_fr | timeslice | commodity
0.11427 | 0.16087 | FaD | elc_roadtransport
0.11427 | 0.052548 | FaN | elc_roadtransport
0.020776 | 0.035897 | FaP | elc_roadtransport
0.11553 | 0.16264 | RaD | elc_roadtransport
0.11553 | 0.053125 | RaN | elc_roadtransport
0.021005 | 0.036291 | RaP | elc_roadtransport
0.11553 | 0.16264 | SaD | elc_roadtransport
0.11553 | 0.053125 | SaN | elc_roadtransport
0.021005 | 0.036291 | SaP | elc_roadtransport
0.11301 | 0.1591 | WaD | elc_roadtransport
0.11301 | 0.05197 | WaN | elc_roadtransport
0.020548 | 0.035502 | WaP | elc_roadtransport

## demand
~TFM_DINS-AT
commodity | timeslice | com_fr
elc_buildings | FaD | 0.11665
elc_buildings | FaN | 0.10665
elc_buildings | FaP | 0.022708
elc_buildings | RaD | 0.1182
elc_buildings | RaN | 0.1096
elc_buildings | RaP | 0.022955
elc_buildings | SaD | 0.11318
elc_buildings | SaN | 0.10554
elc_buildings | SaP | 0.022373
elc_buildings | WaD | 0.12616
elc_buildings | WaN | 0.11191
elc_buildings | WaP | 0.024069
elc_industry | FaD | 0.11457
elc_industry | FaN | 0.11376
elc_industry | FaP | 0.020953
elc_industry | RaD | 0.11579
elc_industry | RaN | 0.11509
elc_industry | RaP | 0.02117
elc_industry | SaD | 0.1157
elc_industry | SaN | 0.11508
elc_industry | SaP | 0.021182
elc_industry | WaD | 0.11356
elc_industry | WaN | 0.1124
elc_industry | WaP | 0.020738

## peak_factors
~TFM_DINS-AT
commodity | timeslice | com_pkflx
ELC | FaD | 0.21721
ELC | FaN | 0.22698
ELC | FaP | 0.15997
ELC | RaD | 0.26445
ELC | RaN | 0.20079
ELC | RaP | 0.16987
ELC | SaD | 0.11397
ELC | SaN | 0.22709
ELC | SaP | 0.061814
ELC | WaD | 0.22346
ELC | WaN | 0.19324
ELC | WaP | 0.16577

## hydro_af
~TFM_INS-AT
Year | timeslice | ncap_afs | pset_ci
2020 | F | 0.4043 | hydro
2020 | R | 0.43143 | hydro
2020 | S | 0.39317 | hydro
2020 | W | 0.4562 | hydro
2021 | F | 0.33923 | hydro
2021 | R | 0.4544 | hydro
2021 | S | 0.3227 | hydro
2021 | W | 0.4407 | hydro
2022 | F | 0.4223 | hydro
2022 | R | 0.49373 | hydro
2022 | S | 0.41713 | hydro
2022 | W | 0.4899 | hydro
2025 | F | 0.47613 | hydro
2025 | R | 0.56353 | hydro
2025 | S | 0.44693 | hydro
2025 | W | 0.57237 | hydro
2026 | F | 0.5059 | hydro
2026 | R | 0.57247 | hydro
2026 | S | 0.45973 | hydro
2026 | W | 0.6182 | hydro
2027 | F | 0.54 | hydro
2027 | R | 0.6687 | hydro
2027 | S | 0.45807 | hydro
2027 | W | 0.61937 | hydro
2028 | F | 0.4864 | hydro
2028 | R | 0.66533 | hydro
2028 | S | 0.50753 | hydro
2028 | W | 0.62363 | hydro
2029 | F | 0.55327 | hydro
2029 | R | 0.60147 | hydro
2029 | S | 0.45037 | hydro
2029 | W | 0.5915 | hydro
2030 | F | 0.5589 | hydro
2030 | R | 0.54423 | hydro
2030 | S | 0.55667 | hydro
2030 | W | 0.62727 | hydro
2031 | F | 0.49717 | hydro
2031 | R | 0.56977 | hydro
2031 | S | 0.48267 | hydro
2031 | W | 0.604 | hydro
2032 | F | 0.4974 | hydro
2032 | R | 0.5701 | hydro
2032 | S | 0.4478 | hydro
2032 | W | 0.60423 | hydro
2033 | F | 0.57473 | hydro
2033 | R | 0.64633 | hydro
2033 | S | 0.553 | hydro
2033 | W | 0.66103 | hydro
2034 | F | 0.57527 | hydro
2034 | R | 0.55143 | hydro
2034 | S | 0.52337 | hydro
2034 | W | 0.6124 | hydro
2035 | F | 0.56853 | hydro
2035 | R | 0.61703 | hydro
2035 | S | 0.53143 | hydro
2035 | W | 0.68867 | hydro
2036 | F | 0.54217 | hydro
2036 | R | 0.55347 | hydro
2036 | S | 0.46873 | hydro
2036 | W | 0.5973 | hydro
2037 | F | 0.5647 | hydro
2037 | R | 0.61077 | hydro
2037 | S | 0.54793 | hydro
2037 | W | 0.55757 | hydro
2038 | F | 0.4512 | hydro
2038 | R | 0.43657 | hydro
2038 | S | 0.43823 | hydro
2038 | W | 0.46753 | hydro
2039 | F | 0.36007 | hydro
2039 | R | 0.4203 | hydro
2039 | S | 0.33703 | hydro
2039 | W | 0.48683 | hydro
2040 | F | 0.3896 | hydro
2040 | R | 0.4861 | hydro
2040 | S | 0.4007 | hydro
2040 | W | 0.5206 | hydro
2041 | F | 0.38393 | hydro
2041 | R | 0.483 | hydro
2041 | S | 0.39767 | hydro
2041 | W | 0.44483 | hydro
2042 | F | 0.37923 | hydro
2042 | R | 0.46527 | hydro
2042 | S | 0.39333 | hydro
2042 | W | 0.44157 | hydro
2043 | F | 0.39597 | hydro
2043 | R | 0.49253 | hydro
2043 | S | 0.28563 | hydro
2043 | W | 0.51667 | hydro
2044 | F | 0.44413 | hydro
2044 | R | 0.51993 | hydro
2044 | S | 0.41627 | hydro
2044 | W | 0.5733 | hydro
2045 | F | 0.4878 | hydro
2045 | R | 0.7095 | hydro
2045 | S | 0.50813 | hydro
2045 | W | 0.7103 | hydro
2046 | F | 0.5233 | hydro
2046 | R | 0.63253 | hydro
2046 | S | 0.44913 | hydro
2046 | W | 0.59807 | hydro
2047 | F | 0.55723 | hydro
2047 | R | 0.54407 | hydro
2047 | S | 0.38757 | hydro
2047 | W | 0.54457 | hydro
2048 | F | 0.4995 | hydro
2048 | R | 0.65287 | hydro
2048 | S | 0.4644 | hydro
2048 | W | 0.63243 | hydro
2049 | F | 0.50243 | hydro
2049 | R | 0.62617 | hydro
2049 | S | 0.541 | hydro
2049 | W | 0.6834 | hydro
2050 | F | 0.5318 | hydro
2050 | R | 0.66923 | hydro
2050 | S | 0.51877 | hydro
2050 | W | 0.58817 | hydro