## misc
~FI_Process | [7 empty] | ~FI_T: USD21~FX~ACT_BND
Sets | TechName | TechDesc | TAct | TCap | Tslvl | Process | Comm-IN | Comm-OUT | EFF | Cap2ACT | flo_cost | 2022 | 0 | invcost | life
ELE | ElcAgg_Solar |  | TWh | GW | DAYNITE | ElcAgg_Solar |  | ELC,ELCCurt | 1 | 8.76
ELE | ElcAgg_Wind |  | TWh | GW | DAYNITE | ElcAgg_Wind |  | ELC,ELCCurt | 1 | 8.76
DMD | e_demand | Demand sectors | TWh | GW |  | e_demand | ELC | elc_buildings,elc_industry,elc_transport | 1 | 8.76 | [5 empty] | $/GJ
DMD | h_demand | Hydrogen demand | TWh | GW |  | h_demand | hydrogen | hydrogen_allsect | 1 | 8.76
IMP | Trd_electricity import |  | TWh | GW |  | fossil_supply |  | coal |  |  | 7.2 |  |  |  |  | 2
EXP | Trd_electricity export |  | TWh | GW |  |  |  | gas |  |  | 18 |  |  |  |  | 5
IMP | fossil_supply | generic fuel supply | TWh | GW |  |  |  | oil |  |  | 36 |  |  |  |  | 10
IMP | renewable | hydro and geothermal | TWh | GW |  | renewable |  | geothermal |  |  | 0.36 |  |  |  |  | 0.1
IMP | nuclear_fuel | Nuclear fuel supply | TWh | GW |  |  |  | hydro |  |  | 0.36 |  |  |  |  | 0.1
IMP | solar_potential | solar potential | TWh | GW |  |  |  | bioenergy |  |  | 25.2 |  |  |  |  | 7
IMP | winon_potential | wind onshore potential | TWh | GW |  | nuclear_fuel |  | nuclear |  |  | 0.36 |  |  |  |  | 0.1
IMP | winoff_potential | wnid offshore potential | TWh | GW |  | solar_potential |  | solar |  |  | 0.36 |  |  |  |  | 0.1
[6 empty] | winon_potential |  | windon |  |  | 0.36 |  |  |  |  | 0.1
[6 empty] | winoff_potential |  | windoff |  |  | 0.36 |  |  |  |  | 0.1
[6 empty] | Trd_electricity import |  | ELC |  |  |  | 0 | 3 | 1000 | 50
[6 empty] | Trd_electricity export | ELC |  |  |  |  | 0 | 3 | 1000 | 50

## hydro
~fi_process | [5 empty] | ~fi_t
Sets | process | description | TAct | TCap | timeslicelevel | process | Comm-IN | Comm-OUT | CAP_BND | INVCOST~USD21_alt | AF~FX
ELE | EN_Hydro_GRC-1 | New Hydro Potential - Greece - Step 1 | PJ | GW | DAYNITE | EN_Hydro_GRC-1 | hydro | ELC | 0.67
ELE | EN_Hydro_GRC-2 | New Hydro Potential - Greece - Step 2 | PJ | GW | DAYNITE | EN_Hydro_GRC-2 | hydro | ELC | 1.35
ELE | EN_Hydro_GRC-3 | New Hydro Potential - Greece - Step 3 | PJ | GW | DAYNITE | EN_Hydro_GRC-3 | hydro | ELC | 2.7

## ELC_Storage
~FI_Comm
Csets | CommName | CommDesc | Unit | LimType | CTSLvl | PeakTS | Ctype
ENV | AuxStoIN | Aux commodity for storage charging | TBTU |  | DAYNITE
| AuxStoOUT | Aux commodity for storage discharging | TBTU |  | DAYNITE
~FI_Process | [10 empty] | ~FI_T: USD21
Sets | TechName | TechDesc | Tact | Tcap | Tslvl |  | TechName | attribute | CommGrp | Commodity | time_slice | 2020 | 2025 | 2030 | 2035 | 2040 | 2045 | 2050 | Comm-OUT | Comm-OUT-A | LIFE
ELE,STG | EN_STG8hbNREL | 8 hour battery - NREL | TBTU | GW | DAYNITE |  | EN_STG4hbNREL | FLO_FUNC | AuxStoOUT | ELC | ANNUAL | 2020: 1.1765 |  | AuxStoOUT | 20
| EN_STG4hbNREL | 4 hour battery - NREL | TBTU | GW | DAYNITE |  | EN_STG4hbNREL | NCAP_AFC | ACT | ELC | DAYNITE | 2020: 0.16667 | ELC
[7 empty] | EN_STG4hbNREL | NCAP_AFC | NRG |  | DAYNITE | bar: 2020
[7 empty] | EN_STG4hbNREL | NCAP_COST |  |  |  | 1363 | 956 | 784 | 735 | 686 | 637 | 588
[7 empty] | EN_STG4hbNREL | NCAP_FOM |  |  |  | 34 | 24 | 20 | 18 | 17 | 16 | 15
[7 empty] | EN_STG4hbNREL | NCAP_PKCNT |  |  | ANNUAL | bar: 2020
[7 empty] | EN_STG4hbNREL | PRC_CAPACT |  |  |  | 2020: 31.536
[7 empty] | EN_STG4hbNREL | STG_EFF |  |  |  | 2020: 0.85
[7 empty] | EN_STG8hbNREL | FLO_FUNC | AuxStoOUT | ELC | ANNUAL | 2020: 1.1765 |  | AuxStoOUT | 20
[7 empty] | EN_STG8hbNREL | NCAP_AFC | ACT | ELC | DAYNITE | 2020: 0.33333 | ELC
[7 empty] | EN_STG8hbNREL | NCAP_AFC | NRG |  | DAYNITE | bar: 2020
[7 empty] | EN_STG8hbNREL | NCAP_COST |  |  |  | 2470 | 1714 | 1371 | 1277 | 1183 | 1089 | 995
[7 empty] | EN_STG8hbNREL | NCAP_FOM |  |  |  | 62 | 43 | 34 | 32 | 30 | 27 | 25
[7 empty] | EN_STG8hbNREL | NCAP_PKCNT |  |  | ANNUAL | bar: 2020
[7 empty] | EN_STG8hbNREL | PRC_CAPACT |  |  |  | 2020: 31.536
[7 empty] | EN_STG8hbNREL | STG_EFF |  |  |  | 2020: 0.85
Utility-scale battery storage cost projections from NREL ATB 2024
Includes $100 grid connection cost
(2022$) | bar: 2020 to 2030
[8 empty] | 2020 | 2025 | 2030 | 2035 | 2040 | 2045 | 2050
4Hr Battery Storage
CAPEX
[7 empty] | Advanced | 1363 | 839 | 566 | 512 | 454 | 400 | 346
[7 empty] | Conservative | 1363 | 1167 | 981 | 981 | 981 | 981 | 981
[7 empty] | Moderate | 1363 | 956 | 784 | 735 | 686 | 637 | 588
Fixed O&M
[7 empty] | Advanced | 34 | 21 | 14 | 13 | 11 | 10 | 9
[7 empty] | Conservative | 34 | 29 | 25 | 25 | 25 | 25 | 25
[7 empty] | Moderate | 34 | 24 | 20 | 18 | 17 | 16 | 15
8Hr Battery Storage
CAPEX
[7 empty] | Advanced | 2470 | 1518 | 1024 | 927 | 822 | 724 | 626
[7 empty] | Conservative | 2470 | 2111 | 1754 | 1754 | 1754 | 1754 | 1754
[7 empty] | Moderate | 2470 | 1714 | 1371 | 1277 | 1183 | 1089 | 995
Fixed O&M
[7 empty] | Advanced | 62 | 38 | 26 | 23 | 21 | 18 | 16
[7 empty] | Conservative | 62 | 53 | 44 | 44 | 44 | 44 | 44
[7 empty] | Moderate | 62 | 43 | 34 | 32 | 30 | 27 | 25
[7 empty] | Roundtrip EFF: | 2020: 0.85
CF is duration/24 - assume one cycle per day
VAROM = 0

## EV Battery
[6 empty] | ~FI_T: FX | [8 empty] | ~FI_Process
TechName | Comm-IN | Comm-OUT | Comm-OUT-A | CommGrp | commodity | Attribute | 2030 | 0 | S_EFF | AFC~DAYNITE~UP | LIFE | invcost | CAP2ACT | Peak | Sets | TechName | TechDesc | Tact | Tcap | Tslvl | PrimaryCG | Vintage
ev_battery | ELC |  |  | NRG |  |  |  |  | 0.9025 | 4 | 10 | 150 | 1 | 1 | STG | ev_battery | Car battery - 6kw/60Kwh - with V2G (optional) | TWh | TWh | DAYNITE
|  |  |  | ACT | [5 empty] | 1
|  | elc_roadtransport | AuxStoIN
|  |  |  | ELC | AuxStoIN | FLO_FUNC | 1 | 3

## H2 prod
XXX |  | Investment cost per unit of capacity (EUR/kW-output) |  |  | Fixed O&M costs (EUR/kW-output) |  |  | Heatrate (input over output ratio) | [5 empty] | Conversion technologies
|  | invcost | invcost | invcost | fixom | fixom | fixom | input~GASNGA | efficiency | input~GASNGA | efficiency | input~GASNGA | efficiency
|  | 2020 | 2030 | 2050 | 2020 | 2030 | 2050 | 2015 | 2015 | 2030 | 2030 | 2050 | 2050
|  | 2020 | 2030 | Ultimate | 2015 | 2030 | Ultimate | 2015 Heat | 2015 Electricity | 2030 Heat | 2030 Electricity | Ultimate Heat | Ultimate Electricity
|  | 550 | 500 | 450 | 22 | 20 | 18 | 1.33 | 0.094 | 1.3 | 0.094 | 1.28 | 0.094 | Hydrogen from natural gas steam reforming centralised - Large scale (per 1 kW or 1 MWh H2 HHV)
|  | 900 | 850 | 800 | 36 | 34 | 32 | 1.33 | 1.094 | 1.3 | 1.094 | 1.28 | 1.094 | Hydrogen from natural gas steam reforming centralised - Large scale with CCU (per 1 kW or 1 MWh H2 HHV)
|  | 1978 | 1598 | 1450 | 57 | 31 | 28 | 1.53 | 0.094 | 1.47 | 0.094 | 1.43 | 0.094 | Hydrogen from natural gas steam reforming de-centralised - Medium scale (per 1 kW or 1 MWh H2 HHV)
|  | 1610 | 740 | 200 | 49 | 15 | 10 | 0 | 1.39 | 0 | 1.19 | 0 | 1.17 | Hydrogen from low temperature water electrolysis PEM centralised - Large scale (per 1 kW or 1 MWh H2 HHV)
|  | 2530 | 1175 | 350 | 77 | 34 | 18 | 0 | 1.5 | 0 | 1.25 | 0 | 1.19 | Hydrogen from low temperature water electrolysis PEM de-centralised at a refuelling station (per 1 kW or 1 MWh H2 HHV)
|  | 1265 | 600 | 180 | 28 | 14 | 9 | 0 | 1.3952 | 0 | 1.268 | 0 | 1.18 | Hydrogen from low temperature water electrolysis - Alkaline centralised, large scale (per 1 kW or 1 MWh H2 HHV)
|  | 1897.5 | 715 | 300 | 41 | 17 | 15 | 0 | 1.3952 | 0 | 1.268 | 0 | 1.2 | Hydrogen from low temperature water electrolysis Alkaline de-centralised at a refuelling station (per 1 kW or 1 MWh H2 HHV)
|  | 3332.0882 | 1421.3922 | 600 | 55.825 | 36.18 | 39 | 1.9967 | 0.83712 | 1.4556 | 0.7608 | 0.33333 | 0.708 | Hydrogen from high temperature water electrolysis SOEC centralised (per 1 kW or 1 MWh H2 HHV)
|  | 5331.3412 | 2920.8941 | 1100 | 94.9025 | 63.315 | 48.75 | 1.9967 | 0.83712 | 1.4556 | 0.7608 | 0.33333 | 0.72 | Hydrogen from high temperature water electrolysis SOEC de-centralised at a refuelling station (per 1 kW or 1 MWh H2 HHV)
|  | 1200 | 733 | 263 | 42 | 22 | 9 | 0 | 0.01 | 0 | 0.01 | 0 | 0.01 | Methanation (per 1 kW or 1 MWh CH4 HHV)
|  | 450 | 450 | 450 | 18 | 18 | 18 | 0.26582 | 0.06 | 0.26582 | 0.06 | 0.26582 | 0.06 | CH4 Liquefaction plant (per 1 kW or 1 MWh gas HHV)
|  | 200 | 200 | 200 | 20 | 20 | 20 | 0.013 | 0.036 | 0.013 | 0.036 | 0.013 | 0.036 | Gas Liquefaction plant (per 1 kW or 1 MWh gas HHV)
|  | 175 | 175 | 175 | 5 | 5 | 5 | 0.014 | 0 | 0.014 | 0 | 0.014 | 0 | Regasification Plant including LNG storage (per 1 kW or 1 MWh gas HHV)
|  | 1000 | 720 | 364 | 50 | 31 | 18 | 0.2389 | 0.03056 | 0.2389 | 0.03056 | 0.2389 | 0.03056 | Power to liquid via the methanol route (per 1 kW or 1 MWh CH4 HHV)
|  | 1556 | 1143 | 673 | 54 | 40 | 24 | 0.035 | 0.02 | 0.035 | 0.02 | 0.035 | 0.02 | Power to liquid via the Fischer Tropsch route (per 1 kW or 1 MWh CH4 HHV)
|  | 2332 | 1511 | 965 | 163 | 106 | 68 | 0.46327 | 1.9188 | 0.39244 | 1.601 | 0.37891 | 1.5694 | Power to liquid via High temperature co-electrolysis and Fischer Tropsch (per 1 kW or 1 MWh CH4 HHV)
|  | 769.8768 | 648.0445 | 518.2906 | 26.9457 | 22.6816 | 18.1402 | 2.7778 | 2.2222 | 1.6667 | 1.3889 | 1.1389 | 0.3 | Capture CO2 from air (Absorption technology) (per 1 tCO2)
|  | 1259.7984 | 894.3014 | 495 | 44.0929 | 31.3005 | 17.325 | 2 | 0.3 | 1.8056 | 0.3 | 1.5 | 0.3 | Capture CO2 from air (Adsorption technology) (per 1 tCO2)
|  | 174 | 174 | 174 | 3 | 3 | 3 | 0 | 0.20588 | 0 | 0.20588 | 0 | 0.20588 | CO2 Liquefaction plant (per 1 ton CO2)
|  | ~FI_T: EUR15 | [14 empty] | ~FI_Process
Comm-OUT | Comm-IN | invcost~2020 | invcost~2030 | invcost~2050 | fixom~2020 | fixom~2030 | fixom~2050 | input~GASNGA~2015 | efficiency | input~GASNGA~2030 | efficiency~2030 | input~GASNGA~2050 | efficiency~2050 | TechName | LIFE | Cap2Act | Sets | TechName | TechDesc | Tcap | Tact | Tslvl | Vintage
hydrogen | ELC,ELCCurt | 1610 | 740 | 450 | 49 | 15 | 10 |  | 0.71942 |  | 0.84034 |  | 0.8547 | H2prd_Elc_PEM | 25 | 8.76 | PRE | H2prd_Elc_PEM | Hydrogen from low temperature water electrolysis PEM centralised - Large scale (per 1 kW or 1 MWh H2 HHV) | GW | TWh | DAYNITE | Yes
hydrogen | ELC,ELCCurt | 1265 | 600 | 350 | 28 | 14 | 9 |  | 0.71674 |  | 0.78864 |  | 0.84746 | H2prd_Elc_ALK | 25 | 8.76 | PRE | H2prd_Elc_ALK | Hydrogen from low temperature water electrolysis - Alkaline centralised, large scale (per 1 kW or 1 MWh H2 HHV) | GW | TWh | DAYNITE | Yes

## solar
~fi_process | [6 empty] | ~fi_t |  |  |  |  | ~fi_process | [7 empty] | ~fi_t |  |  |  |  | ~fi_process | [7 empty] | ~fi_t
set | process | description | capacity_unit | activity_unit | timeslicelevel | vintage | grid_cell | process | comm-out | cap_bnd | af~fx | set | process | description | capacity_unit | activity_unit | primarycg | timeslicelevel | vintage | process | comm-in | comm-out | efficiency | grid_cell | set | process | description | capacity_unit | activity_unit | primarycg | timeslicelevel | vintage | process | comm-in | comm-out | efficiency | grid_cell
ele | e_spv-GRC_0000 | solar resource in grid cell GRC_0 | GW | TWh | annual | no | GRC_0 | e_spv-GRC_0000 | elc_spv-GRC_0000 | 0.0025709 | 0.22306 | pre | distr_solelc_won-GRC_0013 | connecting solar and wind to buses in grid cell GRC_13 | GW | TWh | NRGI | daynite | no | distr_solelc_won-GRC_0013 | elc_won-GRC_0013,elc_spv-GRC_0013 | e_w140248148,e_w140248148-400,e_w105184051-400 | 1 | GRC_13
ele | e_spv-GRC_0001 | solar resource in grid cell GRC_1 | GW | TWh | annual | no | GRC_1 | e_spv-GRC_0001 | elc_spv-GRC_0001 | 0.040972 | 0.21744 | pre | distr_solelc_won-GRC_0035 | connecting solar and wind to buses in grid cell GRC_35 | GW | TWh | NRGI | daynite | no | distr_solelc_won-GRC_0035 | elc_won-GRC_0035,elc_spv-GRC_0035 | e_w149672244-400,e_w105184051-400 | 1 | GRC_35
ele | e_spv-GRC_0002 | solar resource in grid cell GRC_2 | GW | TWh | annual | no | GRC_2 | e_spv-GRC_0002 | elc_spv-GRC_0002 | 0.0079425 | 0.21027 | pre | distr_solelc_won-GRC_0027 | connecting solar and wind to buses in grid cell GRC_27 | GW | TWh | NRGI | daynite | no | distr_solelc_won-GRC_0027 | elc_won-GRC_0027,elc_spv-GRC_0027 | e_w252077527-400,e_w140248148 | 1 | GRC_27
ele | e_spv-GRC_0003 | solar resource in grid cell GRC_3 | GW | TWh | annual | no | GRC_3 | e_spv-GRC_0003 | elc_spv-GRC_0003 | 0.0045922 | 0.22988 | pre | distr_solelc_won-GRC_0074 | connecting solar and wind to buses in grid cell GRC_74 | GW | TWh | NRGI | daynite | no | distr_solelc_won-GRC_0074 | elc_won-GRC_0074,elc_spv-GRC_0074 | e_GR5-400,e_w105184051-400 | 1 | GRC_74
ele | e_spv-GRC_0004 | solar resource in grid cell GRC_4 | GW | TWh | annual | no | GRC_4 | e_spv-GRC_0004 | elc_spv-GRC_0004 | 0.0085589 | 0.22796 | pre | distr_solelc_won-GRC_0128 | connecting solar and wind to buses in grid cell GRC_128 | GW | TWh | NRGI | daynite | no | distr_solelc_won-GRC_0128 | elc_won-GRC_0128,elc_spv-GRC_0128 | e_w85705637-400,e_w32357326-400 | 1 | GRC_128
ele | e_spv-GRC_0005 | solar resource in grid cell GRC_5 | GW | TWh | annual | no | GRC_5 | e_spv-GRC_0005 | elc_spv-GRC_0005 | 0.00097538 | 0.22325 | pre | distr_solelc_won-GRC_0134 | connecting solar and wind to buses in grid cell GRC_134 | GW | TWh | NRGI | daynite | no | distr_solelc_won-GRC_0134 | elc_won-GRC_0134,elc_spv-GRC_0134 | e_w85705637-400 | 1 | GRC_134
ele | e_spv-GRC_0006 | solar resource in grid cell GRC_6 | GW | TWh | annual | no | GRC_6 | e_spv-GRC_0006 | elc_spv-GRC_0006 | 0.12888 | 0.21676 | pre | distr_solelc_won-GRC_0015 | connecting solar and wind to buses in grid cell GRC_15 | GW | TWh | NRGI | daynite | no | distr_solelc_won-GRC_0015 | elc_won-GRC_0015,elc_spv-GRC_0015 | e_w140248148,e_w140248148-400 | 1 | GRC_15
ele | e_spv-GRC_0007 | solar resource in grid cell GRC_7 | GW | TWh | annual | no | GRC_7 | e_spv-GRC_0007 | elc_spv-GRC_0007 | 0.064433 | 0.2102 | pre | distr_solelc_won-GRC_0059 | connecting solar and wind to buses in grid cell GRC_59 | GW | TWh | NRGI | daynite | no | distr_solelc_won-GRC_0059 | elc_won-GRC_0059,elc_spv-GRC_0059 | e_w105184051-400,e_GR8-400 | 1 | GRC_59
ele | e_spv-GRC_0008 | solar resource in grid cell GRC_8 | GW | TWh | annual | no | GRC_8 | e_spv-GRC_0008 | elc_spv-GRC_0008 | 0.016184 | 0.20489 | pre | distr_solelc_won-GRC_0127 | connecting solar and wind to buses in grid cell GRC_127 | GW | TWh | NRGI | daynite | no | distr_solelc_won-GRC_0127 | elc_won-GRC_0127,elc_spv-GRC_0127 | e_w32357326-400,e_w85585500-400,e_w85612093-400,e_w85646787-400,e_GR4-400 | 1 | GRC_127
ele | e_spv-GRC_0010 | solar resource in grid cell GRC_10 | GW | TWh | annual | no | GRC_10 | e_spv-GRC_0010 | elc_spv-GRC_0010 | 0.023818 | 0.22669 | pre | distr_solelc_won-GRC_0081 | connecting solar and wind to buses in grid cell GRC_81 | GW | TWh | NRGI | daynite | no | distr_solelc_won-GRC_0081 | elc_won-GRC_0081,elc_spv-GRC_0081 | e_w85705637-400,e_w1255385651-400 | 1 | GRC_81
ele | e_spv-GRC_0011 | solar resource in grid cell GRC_11 | GW | TWh | annual | no | GRC_11 | e_spv-GRC_0011 | elc_spv-GRC_0011 | 0.085065 | 0.22393 | pre | distr_solelc_won-GRC_0071 | connecting solar and wind to buses in grid cell GRC_71 | GW | TWh | NRGI | daynite | no | distr_solelc_won-GRC_0071 | elc_won-GRC_0071,elc_spv-GRC_0071 | e_GR12-400,e_w253903008-400 | 1 | GRC_71
ele | e_spv-GRC_0012 | solar resource in grid cell GRC_12 | GW | TWh | annual | no | GRC_12 | e_spv-GRC_0012 | elc_spv-GRC_0012 | 0.023731 | 0.21694 | pre | distr_solelc_won-GRC_0086 | connecting solar and wind to buses in grid cell GRC_86 | GW | TWh | NRGI | daynite | no | distr_solelc_won-GRC_0086 | elc_won-GRC_0086,elc_spv-GRC_0086 | e_GR5-400,e_w85705637-400 | 1 | GRC_86
ele | e_spv-GRC_0013 | solar resource in grid cell GRC_13 | GW | TWh | annual | no | GRC_13 | e_spv-GRC_0013 | elc_spv-GRC_0013 | 0.20504 | 0.20985 | pre | distr_solelc_won-GRC_0087 | connecting solar and wind to buses in grid cell GRC_87 | GW | TWh | NRGI | daynite | no | distr_solelc_won-GRC_0087 | elc_won-GRC_0087,elc_spv-GRC_0087 | e_GR5-400,e_w85705637-400 | 1 | GRC_87
ele | e_spv-GRC_0014 | solar resource in grid cell GRC_14 | GW | TWh | annual | no | GRC_14 | e_spv-GRC_0014 | elc_spv-GRC_0014 | 0.067799 | 0.20723 | pre | distr_solelc_won-GRC_0103 | connecting solar and wind to buses in grid cell GRC_103 | GW | TWh | NRGI | daynite | no | distr_solelc_won-GRC_0103 | elc_won-GRC_0103,elc_spv-GRC_0103 | e_GR5-400,e_w85705637-400 | 1 | GRC_103
ele | e_spv-GRC_0015 | solar resource in grid cell GRC_15 | GW | TWh | annual | no | GRC_15 | e_spv-GRC_0015 | elc_spv-GRC_0015 | 0.0055922 | 0.20526 | pre | distr_solelc_won-GRC_0003 | connecting solar and wind to buses in grid cell GRC_3 | GW | TWh | NRGI | daynite | no | distr_solelc_won-GRC_0003 | elc_won-GRC_0003,elc_spv-GRC_0003 | e_w140248148,e_w105184051-400 | 1 | GRC_3
ele | e_spv-GRC_0016 | solar resource in grid cell GRC_16 | GW | TWh | annual | no | GRC_16 | e_spv-GRC_0016 | elc_spv-GRC_0016 | 0.055724 | 0.20552 | pre | distr_solelc_won-GRC_0023 | connecting solar and wind to buses in grid cell GRC_23 | GW | TWh | NRGI | daynite | no | distr_solelc_won-GRC_0023 | elc_won-GRC_0023,elc_spv-GRC_0023 | e_w105184051-400 | 1 | GRC_23
ele | e_spv-GRC_0017 | solar resource in grid cell GRC_17 | GW | TWh | annual | no | GRC_17 | e_spv-GRC_0017 | elc_spv-GRC_0017 | 0.085898 | 0.20181 | pre | distr_solelc_won-GRC_0024 | connecting solar and wind to buses in grid cell GRC_24 | GW | TWh | NRGI | daynite | no | distr_solelc_won-GRC_0024 | elc_won-GRC_0024,elc_spv-GRC_0024 | e_w105184051-400,e_w149672244-400 | 1 | GRC_24
ele | e_spv-GRC_0018 | solar resource in grid cell GRC_18 | GW | TWh | annual | no | GRC_18 | e_spv-GRC_0018 | elc_spv-GRC_0018 | 0.0083713 | 0.22507 | pre | distr_solelc_won-GRC_0033 | connecting solar and wind to buses in grid cell GRC_33 | GW | TWh | NRGI | daynite | no | distr_solelc_won-GRC_0033 | elc_won-GRC_0033,elc_spv-GRC_0033 | e_w105184051-400 | 1 | GRC_33
ele | e_spv-GRC_0019 | solar resource in grid cell GRC_19 | GW | TWh | annual | no | GRC_19 | e_spv-GRC_0019 | elc_spv-GRC_0019 | 0.0030405 | 0.21943 | pre | distr_solelc_won-GRC_0052 | connecting solar and wind to buses in grid cell GRC_52 | GW | TWh | NRGI | daynite | no | distr_solelc_won-GRC_0052 | elc_won-GRC_0052,elc_spv-GRC_0052 | e_w105184051-400,e_w1000743726-400 | 1 | GRC_52
ele | e_spv-GRC_0020 | solar resource in grid cell GRC_20 | GW | TWh | annual | no | GRC_20 | e_spv-GRC_0020 | elc_spv-GRC_0020 | 0.26027 | 0.21773 | pre | distr_solelc_won-GRC_0062 | connecting solar and wind to buses in grid cell GRC_62 | GW | TWh | NRGI | daynite | no | distr_solelc_won-GRC_0062 | elc_won-GRC_0062,elc_spv-GRC_0062 | e_GR6-400,e_w105184051-400 | 1 | GRC_62
ele | e_spv-GRC_0021 | solar resource in grid cell GRC_21 | GW | TWh | annual | no | GRC_21 | e_spv-GRC_0021 | elc_spv-GRC_0021 | 0.15845 | 0.21585 | pre | distr_solelc_won-GRC_0104 | connecting solar and wind to buses in grid cell GRC_104 | GW | TWh | NRGI | daynite | no | distr_solelc_won-GRC_0104 | elc_won-GRC_0104,elc_spv-GRC_0104 | e_w85705637-400 | 1 | GRC_104
ele | e_spv-GRC_0022 | solar resource in grid cell GRC_22 | GW | TWh | annual | no | GRC_22 | e_spv-GRC_0022 | elc_spv-GRC_0022 | 0.22956 | 0.21232 | pre | distr_solelc_won-GRC_0113 | connecting solar and wind to buses in grid cell GRC_113 | GW | TWh | NRGI | daynite | no | distr_solelc_won-GRC_0113 | elc_won-GRC_0113,elc_spv-GRC_0113 | e_GR4-400,e_w85526073-400 | 1 | GRC_113
ele | e_spv-GRC_0023 | solar resource in grid cell GRC_23 | GW | TWh | annual | no | GRC_23 | e_spv-GRC_0023 | elc_spv-GRC_0023 | 0.0075386 | 0.20982 | pre | distr_solelc_won-GRC_0031 | connecting solar and wind to buses in grid cell GRC_31 | GW | TWh | NRGI | daynite | no | distr_solelc_won-GRC_0031 | elc_won-GRC_0031,elc_spv-GRC_0031 | e_w140248148-400,e_w253903008-400 | 1 | GRC_31
ele | e_spv-GRC_0024 | solar resource in grid cell GRC_24 | GW | TWh | annual | no | GRC_24 | e_spv-GRC_0024 | elc_spv-GRC_0024 | 0.44913 | 0.20963 | pre | distr_solelc_won-GRC_0111 | connecting solar and wind to buses in grid cell GRC_111 | GW | TWh | NRGI | daynite | no | distr_solelc_won-GRC_0111 | elc_won-GRC_0111,elc_spv-GRC_0111 | e_GR12-400,e_GR13-400,e_GR14-400,e_w51408420-400,e_w32357326-400 | 1 | GRC_111
ele | e_spv-GRC_0025 | solar resource in grid cell GRC_25 | GW | TWh | annual | no | GRC_25 | e_spv-GRC_0025 | elc_spv-GRC_0025 | 0.063177 | 0.20757 | pre | distr_solelc_won-GRC_0091 | connecting solar and wind to buses in grid cell GRC_91 | GW | TWh | NRGI | daynite | no | distr_solelc_won-GRC_0091 | elc_won-GRC_0091,elc_spv-GRC_0091 | e_w85705637-400,e_w1000743726-400 | 1 | GRC_91
ele | e_spv-GRC_0026 | solar resource in grid cell GRC_26 | GW | TWh | annual | no | GRC_26 | e_spv-GRC_0026 | elc_spv-GRC_0026 | 0.11081 | 0.20806 | pre | distr_solelc_won-GRC_0101 | connecting solar and wind to buses in grid cell GRC_101 | GW | TWh | NRGI | daynite | no | distr_solelc_won-GRC_0101 | elc_won-GRC_0101,elc_spv-GRC_0101 | e_GR5-400,e_w85705637-400 | 1 | GRC_101
ele | e_spv-GRC_0027 | solar resource in grid cell GRC_27 | GW | TWh | annual | no | GRC_27 | e_spv-GRC_0027 | elc_spv-GRC_0027 | 0.065908 | 0.20492 | pre | distr_solelc_won-GRC_0117 | connecting solar and wind to buses in grid cell GRC_117 | GW | TWh | NRGI | daynite | no | distr_solelc_won-GRC_0117 | elc_won-GRC_0117,elc_spv-GRC_0117 | e_w85705637-400 | 1 | GRC_117
ele | e_spv-GRC_0029 | solar resource in grid cell GRC_29 | GW | TWh | annual | no | GRC_29 | e_spv-GRC_0029 | elc_spv-GRC_0029 | 0.014256 | 0.22571 | pre | distr_solelc_won-GRC_0119 | connecting solar and wind to buses in grid cell GRC_119 | GW | TWh | NRGI | daynite | no | distr_solelc_won-GRC_0119 | elc_won-GRC_0119,elc_spv-GRC_0119 | e_w85705637-400 | 1 | GRC_119
ele | e_spv-GRC_0030 | solar resource in grid cell GRC_30 | GW | TWh | annual | no | GRC_30 | e_spv-GRC_0030 | elc_spv-GRC_0030 | 0.056039 | 0.21922 | pre | distr_solelc_won-GRC_0145 | connecting solar and wind to buses in grid cell GRC_145 | GW | TWh | NRGI | daynite | no | distr_solelc_won-GRC_0145 | elc_won-GRC_0145,elc_spv-GRC_0145 | e_w85705637-400,e_w32357326-400 | 1 | GRC_145
ele | e_spv-GRC_0031 | solar resource in grid cell GRC_31 | GW | TWh | annual | no | GRC_31 | e_spv-GRC_0031 | elc_spv-GRC_0031 | 0.010938 | 0.22034 | pre | distr_solelc_won-GRC_0047 | connecting solar and wind to buses in grid cell GRC_47 | GW | TWh | NRGI | daynite | no | distr_solelc_won-GRC_0047 | elc_won-GRC_0047,elc_spv-GRC_0047 | e_w105184051-400,e_GR8-400 | 1 | GRC_47
ele | e_spv-GRC_0032 | solar resource in grid cell GRC_32 | GW | TWh | annual | no | GRC_32 | e_spv-GRC_0032 | elc_spv-GRC_0032 | 0.014537 | 0.22055 | pre | distr_solelc_won-GRC_0126 | connecting solar and wind to buses in grid cell GRC_126 | GW | TWh | NRGI | daynite | no | distr_solelc_won-GRC_0126 | elc_won-GRC_0126,elc_spv-GRC_0126 | e_GR15-400,e_GR16-400,e_GR4-400,e_w1000743726-400,e_w85705637-400 | 1 | GRC_126
ele | e_spv-GRC_0033 | solar resource in grid cell GRC_33 | GW | TWh | annual | no | GRC_33 | e_spv-GRC_0033 | elc_spv-GRC_0033 | 0.10163 | 0.21678 | pre | distr_solelc_won-GRC_0077 | connecting solar and wind to buses in grid cell GRC_77 | GW | TWh | NRGI | daynite | no | distr_solelc_won-GRC_0077 | elc_won-GRC_0077,elc_spv-GRC_0077 | e_w85705637-400,e_w1000743726-400 | 1 | GRC_77
ele | e_spv-GRC_0034 | solar resource in grid cell GRC_34 | GW | TWh | annual | no | GRC_34 | e_spv-GRC_0034 | elc_spv-GRC_0034 | 2.0751 | 0.21194 | pre | distr_solelc_won-GRC_0109 | connecting solar and wind to buses in grid cell GRC_109 | GW | TWh | NRGI | daynite | no | distr_solelc_won-GRC_0109 | elc_won-GRC_0109,elc_spv-GRC_0109 | e_w85705637-400,e_w1000743726-400 | 1 | GRC_109
ele | e_spv-GRC_0035 | solar resource in grid cell GRC_35 | GW | TWh | annual | no | GRC_35 | e_spv-GRC_0035 | elc_spv-GRC_0035 | 1.9115 | 0.21014 | pre | distr_solelc_won-GRC_0115 | connecting solar and wind to buses in grid cell GRC_115 | GW | TWh | NRGI | daynite | no | distr_solelc_won-GRC_0115 | elc_won-GRC_0115,elc_spv-GRC_0115 | e_GR3-400,e_w55099563-400 | 1 | GRC_115
ele | e_spv-GRC_0036 | solar resource in grid cell GRC_36 | GW | TWh | annual | no | GRC_36 | e_spv-GRC_0036 | elc_spv-GRC_0036 | 0.018073 | 0.21227 | pre | distr_solelc_won-GRC_0002 | connecting solar and wind to buses in grid cell GRC_2 | GW | TWh | NRGI | daynite | no | distr_solelc_won-GRC_0002 | elc_won-GRC_0002,elc_spv-GRC_0002 | e_w105184051-400,e_w140248148-400 | 1 | GRC_2
ele | e_spv-GRC_0037 | solar resource in grid cell GRC_37 | GW | TWh | annual | no | GRC_37 | e_spv-GRC_0037 | elc_spv-GRC_0037 | 0.17458 | 0.20871 | pre | distr_solelc_won-GRC_0029 | connecting solar and wind to buses in grid cell GRC_29 | GW | TWh | NRGI | daynite | no | distr_solelc_won-GRC_0029 | elc_won-GRC_0029,elc_spv-GRC_0029 | e_w140248148,e_w253903008-400 | 1 | GRC_29
ele | e_spv-GRC_0038 | solar resource in grid cell GRC_38 | GW | TWh | annual | no | GRC_38 | e_spv-GRC_0038 | elc_spv-GRC_0038 | 0.032584 | 0.20442 | pre | distr_solelc_won-GRC_0030 | connecting solar and wind to buses in grid cell GRC_30 | GW | TWh | NRGI | daynite | no | distr_solelc_won-GRC_0030 | elc_won-GRC_0030,elc_spv-GRC_0030 | e_w140248148,e_w253903008-400 | 1 | GRC_30
ele | e_spv-GRC_0039 | solar resource in grid cell GRC_39 | GW | TWh | annual | no | GRC_39 | e_spv-GRC_0039 | elc_spv-GRC_0039 | 0.011999 | 0.23604 | pre | distr_solelc_won-GRC_0060 | connecting solar and wind to buses in grid cell GRC_60 | GW | TWh | NRGI | daynite | no | distr_solelc_won-GRC_0060 | elc_won-GRC_0060,elc_spv-GRC_0060 | e_w105184051-400,e_w55099563-400 | 1 | GRC_60
ele | e_spv-GRC_0040 | solar resource in grid cell GRC_40 | GW | TWh | annual | no | GRC_40 | e_spv-GRC_0040 | elc_spv-GRC_0040 | 0.15366 | 0.22965 | pre | distr_solelc_won-GRC_0099 | connecting solar and wind to buses in grid cell GRC_99 | GW | TWh | NRGI | daynite | no | distr_solelc_won-GRC_0099 | elc_won-GRC_0099,elc_spv-GRC_0099 | e_w32357326-400,e_GR8-400 | 1 | GRC_99
ele | e_spv-GRC_0041 | solar resource in grid cell GRC_41 | GW | TWh | annual | no | GRC_41 | e_spv-GRC_0041 | elc_spv-GRC_0041 | 0.089919 | 0.22289 | pre | distr_solelc_won-GRC_0125 | connecting solar and wind to buses in grid cell GRC_125 | GW | TWh | NRGI | daynite | no | distr_solelc_won-GRC_0125 | elc_won-GRC_0125,elc_spv-GRC_0125 | e_GR4-400,e_w85705637-400 | 1 | GRC_125
ele | e_spv-GRC_0042 | solar resource in grid cell GRC_42 | GW | TWh | annual | no | GRC_42 | e_spv-GRC_0042 | elc_spv-GRC_0042 | 0.012328 | 0.22287 | pre | distr_solelc_won-GRC_0137 | connecting solar and wind to buses in grid cell GRC_137 | GW | TWh | NRGI | daynite | no | distr_solelc_won-GRC_0137 | elc_won-GRC_0137,elc_spv-GRC_0137 | e_GR4-400,e_w85705637-400 | 1 | GRC_137
ele | e_spv-GRC_0043 | solar resource in grid cell GRC_43 | GW | TWh | annual | no | GRC_43 | e_spv-GRC_0043 | elc_spv-GRC_0043 | 0.012281 | 0.22387 | pre | distr_solelc_won-GRC_0034 | connecting solar and wind to buses in grid cell GRC_34 | GW | TWh | NRGI | daynite | no | distr_solelc_won-GRC_0034 | elc_won-GRC_0034,elc_spv-GRC_0034 | e_w105184051-400,e_w149672244-400 | 1 | GRC_34
ele | e_spv-GRC_0044 | solar resource in grid cell GRC_44 | GW | TWh | annual | no | GRC_44 | e_spv-GRC_0044 | elc_spv-GRC_0044 | 0.44147 | 0.22047 | pre | distr_solelc_won-GRC_0051 | connecting solar and wind to buses in grid cell GRC_51 | GW | TWh | NRGI | daynite | no | distr_solelc_won-GRC_0051 | elc_won-GRC_0051,elc_spv-GRC_0051 | e_w105184051-400,e_w85705637-400 | 1 | GRC_51
ele | e_spv-GRC_0045 | solar resource in grid cell GRC_45 | GW | TWh | annual | no | GRC_45 | e_spv-GRC_0045 | elc_spv-GRC_0045 | 0.26768 | 0.21551 | pre | distr_solelc_won-GRC_0026 | connecting solar and wind to buses in grid cell GRC_26 | GW | TWh | NRGI | daynite | no | distr_solelc_won-GRC_0026 | elc_won-GRC_0026,elc_spv-GRC_0026 | e_w171506480-400,e_w105184051-400 | 1 | GRC_26
ele | e_spv-GRC_0046 | solar resource in grid cell GRC_46 | GW | TWh | annual | no | GRC_46 | e_spv-GRC_0046 | elc_spv-GRC_0046 | 1.3528 | 0.21433 | pre | distr_solelc_won-GRC_0067 | connecting solar and wind to buses in grid cell GRC_67 | GW | TWh | NRGI | daynite | no | distr_solelc_won-GRC_0067 | elc_won-GRC_0067,elc_spv-GRC_0067 | e_w85705637-400,e_w1255385651-400 | 1 | GRC_67
ele | e_spv-GRC_0047 | solar resource in grid cell GRC_47 | GW | TWh | annual | no | GRC_47 | e_spv-GRC_0047 | elc_spv-GRC_0047 | 0.13201 | 0.21319 | pre | distr_solelc_won-GRC_0079 | connecting solar and wind to buses in grid cell GRC_79 | GW | TWh | NRGI | daynite | no | distr_solelc_won-GRC_0079 | elc_won-GRC_0079,elc_spv-GRC_0079 | e_w85705637-400,e_w1255385651-400 | 1 | GRC_79
ele | e_spv-GRC_0048 | solar resource in grid cell GRC_48 | GW | TWh | annual | no | GRC_48 | e_spv-GRC_0048 | elc_spv-GRC_0048 | 2.1713 | 0.20672 | pre | distr_solelc_won-GRC_0097 | connecting solar and wind to buses in grid cell GRC_97 | GW | TWh | NRGI | daynite | no | distr_solelc_won-GRC_0097 | elc_won-GRC_0097,elc_spv-GRC_0097 | e_w32357326-400,e_GR8-400 | 1 | GRC_97
ele | e_spv-GRC_0049 | solar resource in grid cell GRC_49 | GW | TWh | annual | no | GRC_49 | e_spv-GRC_0049 | elc_spv-GRC_0049 | 0.45647 | 0.2034 | pre | distr_solelc_won-GRC_0146 | connecting solar and wind to buses in grid cell GRC_146 | GW | TWh | NRGI | daynite | no | distr_solelc_won-GRC_0146 | elc_won-GRC_0146,elc_spv-GRC_0146 | e_w85705637-400,e_w32357326-400 | 1 | GRC_146
ele | e_spv-GRC_0050 | solar resource in grid cell GRC_50 | GW | TWh | annual | no | GRC_50 | e_spv-GRC_0050 | elc_spv-GRC_0050 | 0.14612 | 0.20329 | pre | distr_solelc_won-GRC_0044 | connecting solar and wind to buses in grid cell GRC_44 | GW | TWh | NRGI | daynite | no | distr_solelc_won-GRC_0044 | elc_won-GRC_0044,elc_spv-GRC_0044 | e_w140248148-400,e_w85518393-400 | 1 | GRC_44
ele | e_spv-GRC_0051 | solar resource in grid cell GRC_51 | GW | TWh | annual | no | GRC_51 | e_spv-GRC_0051 | elc_spv-GRC_0051 | 0.016558 | 0.2434 | pre | distr_solelc_won-GRC_0053 | connecting solar and wind to buses in grid cell GRC_53 | GW | TWh | NRGI | daynite | no | distr_solelc_won-GRC_0053 | elc_won-GRC_0053,elc_spv-GRC_0053 | e_w140248148,e_w1000743726-400 | 1 | GRC_53
ele | e_spv-GRC_0052 | solar resource in grid cell GRC_52 | GW | TWh | annual | no | GRC_52 | e_spv-GRC_0052 | elc_spv-GRC_0052 | 0.013664 | 0.23838 | pre | distr_solelc_won-GRC_0063 | connecting solar and wind to buses in grid cell GRC_63 | GW | TWh | NRGI | daynite | no | distr_solelc_won-GRC_0063 | elc_won-GRC_0063,elc_spv-GRC_0063 | e_w105184051-400,e_GR6-400 | 1 | GRC_63
ele | e_spv-GRC_0053 | solar resource in grid cell GRC_53 | GW | TWh | annual | no | GRC_53 | e_spv-GRC_0053 | elc_spv-GRC_0053 | 0.039083 | 0.23278 | pre | distr_solelc_won-GRC_0069 | connecting solar and wind to buses in grid cell GRC_69 | GW | TWh | NRGI | daynite | no | distr_solelc_won-GRC_0069 | elc_won-GRC_0069,elc_spv-GRC_0069 | e_GR12-400,e_GR14-400,e_w85585500-400,e_w85612093-400,e_w1255385651-400 | 1 | GRC_69
ele | e_spv-GRC_0054 | solar resource in grid cell GRC_54 | GW | TWh | annual | no | GRC_54 | e_spv-GRC_0054 | elc_spv-GRC_0054 | 0.042797 | 0.22827 | pre | distr_solelc_won-GRC_0116 | connecting solar and wind to buses in grid cell GRC_116 | GW | TWh | NRGI | daynite | no | distr_solelc_won-GRC_0116 | elc_won-GRC_0116,elc_spv-GRC_0116 | e_GR3-400,e_GR6-400 | 1 | GRC_116
ele | e_spv-GRC_0055 | solar resource in grid cell GRC_55 | GW | TWh | annual | no | GRC_55 | e_spv-GRC_0055 | elc_spv-GRC_0055 | 0.034594 | 0.22502 | pre | distr_solelc_won-GRC_0064 | connecting solar and wind to buses in grid cell GRC_64 | GW | TWh | NRGI | daynite | no | distr_solelc_won-GRC_0064 | elc_won-GRC_0064,elc_spv-GRC_0064 | e_w105184051-400,e_w85705637-400 | 1 | GRC_64
ele | e_spv-GRC_0056 | solar resource in grid cell GRC_56 | GW | TWh | annual | no | GRC_56 | e_spv-GRC_0056 | elc_spv-GRC_0056 | 0.63576 | 0.22205 | pre | distr_solelc_won-GRC_0061 | connecting solar and wind to buses in grid cell GRC_61 | GW | TWh | NRGI | daynite | no | distr_solelc_won-GRC_0061 | elc_won-GRC_0061,elc_spv-GRC_0061 | e_w55099563-400,e_w105184051-400 | 1 | GRC_61
ele | e_spv-GRC_0057 | solar resource in grid cell GRC_57 | GW | TWh | annual | no | GRC_57 | e_spv-GRC_0057 | elc_spv-GRC_0057 | 0.090486 | 0.21927 | pre | distr_solelc_won-GRC_0090 | connecting solar and wind to buses in grid cell GRC_90 | GW | TWh | NRGI | daynite | no | distr_solelc_won-GRC_0090 | elc_won-GRC_0090,elc_spv-GRC_0090 | e_w85705637-400,e_w1000743726-400 | 1 | GRC_90
ele | e_spv-GRC_0058 | solar resource in grid cell GRC_58 | GW | TWh | annual | no | GRC_58 | e_spv-GRC_0058 | elc_spv-GRC_0058 | 0.036531 | 0.21875 | pre | distr_solelc_won-GRC_0123 | connecting solar and wind to buses in grid cell GRC_123 | GW | TWh | NRGI | daynite | no | distr_solelc_won-GRC_0123 | elc_won-GRC_0123,elc_spv-GRC_0123 | e_w32357326-400,e_w85705637-400 | 1 | GRC_123
ele | e_spv-GRC_0059 | solar resource in grid cell GRC_59 | GW | TWh | annual | no | GRC_59 | e_spv-GRC_0059 | elc_spv-GRC_0059 | 0.0029418 | 0.21962 | pre | distr_solelc_won-GRC_0131 | connecting solar and wind to buses in grid cell GRC_131 | GW | TWh | NRGI | daynite | no | distr_solelc_won-GRC_0131 | elc_won-GRC_0131,elc_spv-GRC_0131 | e_w85705637-400,e_GR5-400 | 1 | GRC_131
ele | e_spv-GRC_0060 | solar resource in grid cell GRC_60 | GW | TWh | annual | no | GRC_60 | e_spv-GRC_0060 | elc_spv-GRC_0060 | 0.053797 | 0.21421 | pre | distr_solelc_won-GRC_0136 | connecting solar and wind to buses in grid cell GRC_136 | GW | TWh | NRGI | daynite | no | distr_solelc_won-GRC_0136 | elc_won-GRC_0136,elc_spv-GRC_0136 | e_w32357326-400,e_w85705637-400 | 1 | GRC_136
ele | e_spv-GRC_0061 | solar resource in grid cell GRC_61 | GW | TWh | annual | no | GRC_61 | e_spv-GRC_0061 | elc_spv-GRC_0061 | 0.22724 | 0.20641 | pre | distr_solelc_won-GRC_0144 | connecting solar and wind to buses in grid cell GRC_144 | GW | TWh | NRGI | daynite | no | distr_solelc_won-GRC_0144 | elc_won-GRC_0144,elc_spv-GRC_0144 | e_w85705637-400,e_w32357326-400 | 1 | GRC_144
ele | e_spv-GRC_0062 | solar resource in grid cell GRC_62 | GW | TWh | annual | no | GRC_62 | e_spv-GRC_0062 | elc_spv-GRC_0062 | 0.67134 | 0.20282 | pre | distr_solelc_won-GRC_0148 | connecting solar and wind to buses in grid cell GRC_148 | GW | TWh | NRGI | daynite | no | distr_solelc_won-GRC_0148 | elc_won-GRC_0148,elc_spv-GRC_0148 | e_w85705637-400,e_GR5-400 | 1 | GRC_148
ele | e_spv-GRC_0063 | solar resource in grid cell GRC_63 | GW | TWh | annual | no | GRC_63 | e_spv-GRC_0063 | elc_spv-GRC_0063 | 0.31765 | 0.20308 | pre | distr_solelc_won-GRC_0012 | connecting solar and wind to buses in grid cell GRC_12 | GW | TWh | NRGI | daynite | no | distr_solelc_won-GRC_0012 | elc_won-GRC_0012,elc_spv-GRC_0012 | e_w105184051-400,e_w140248148 | 1 | GRC_12
ele | e_spv-GRC_0064 | solar resource in grid cell GRC_64 | GW | TWh | annual | no | GRC_64 | e_spv-GRC_0064 | elc_spv-GRC_0064 | 0.0054815 | 0.24809 | pre | distr_solelc_won-GRC_0043 | connecting solar and wind to buses in grid cell GRC_43 | GW | TWh | NRGI | daynite | no | distr_solelc_won-GRC_0043 | elc_won-GRC_0043,elc_spv-GRC_0043 | e_GR10-400,e_GR9-400,e_w253903008-400,e_w85518393-400,e_w140248148-400 | 1 | GRC_43
ele | e_spv-GRC_0065 | solar resource in grid cell GRC_65 | GW | TWh | annual | no | GRC_65 | e_spv-GRC_0065 | elc_spv-GRC_0065 | 0.0067313 | 0.24421 | pre | distr_solelc_won-GRC_0095 | connecting solar and wind to buses in grid cell GRC_95 | GW | TWh | NRGI | daynite | no | distr_solelc_won-GRC_0095 | elc_won-GRC_0095,elc_spv-GRC_0095 | e_GR10-400,e_GR11-400,e_w1255385651-400,e_w253903008-400,e_w85705637-400 | 1 | GRC_95
ele | e_spv-GRC_0067 | solar resource in grid cell GRC_67 | GW | TWh | annual | no | GRC_67 | e_spv-GRC_0067 | elc_spv-GRC_0067 | 0.0021952 | 0.23524 | pre | distr_solelc_won-GRC_0083 | connecting solar and wind to buses in grid cell GRC_83 | GW | TWh | NRGI | daynite | no | distr_solelc_won-GRC_0083 | elc_won-GRC_0083,elc_spv-GRC_0083 | e_w32357326-400,e_GR9-400 | 1 | GRC_83
ele | e_spv-GRC_0068 | solar resource in grid cell GRC_68 | GW | TWh | annual | no | GRC_68 | e_spv-GRC_0068 | elc_spv-GRC_0068 | 0.054849 | 0.2279 | pre | distr_solelc_won-GRC_0122 | connecting solar and wind to buses in grid cell GRC_122 | GW | TWh | NRGI | daynite | no | distr_solelc_won-GRC_0122 | elc_won-GRC_0122,elc_spv-GRC_0122 | e_w32357326-400,e_w85705637-400 | 1 | GRC_122
ele | e_spv-GRC_0069 | solar resource in grid cell GRC_69 | GW | TWh | annual | no | GRC_69 | e_spv-GRC_0069 | elc_spv-GRC_0069 | 0.16518 | 0.22255 | pre | distr_solelc_won-GRC_0147 | connecting solar and wind to buses in grid cell GRC_147 | GW | TWh | NRGI | daynite | no | distr_solelc_won-GRC_0147 | elc_won-GRC_0147,elc_spv-GRC_0147 | e_w85705637-400,e_w32357326-400 | 1 | GRC_147
ele | e_spv-GRC_0070 | solar resource in grid cell GRC_70 | GW | TWh | annual | no | GRC_70 | e_spv-GRC_0070 | elc_spv-GRC_0070 | 0.037285 | 0.22169 | pre | distr_solelc_won-GRC_0149 | connecting solar and wind to buses in grid cell GRC_149 | GW | TWh | NRGI | daynite | no | distr_solelc_won-GRC_0149 | elc_won-GRC_0149,elc_spv-GRC_0149 | e_w85705637-400,e_GR5-400 | 1 | GRC_149
ele | e_spv-GRC_0071 | solar resource in grid cell GRC_71 | GW | TWh | annual | no | GRC_71 | e_spv-GRC_0071 | elc_spv-GRC_0071 | 0.00090535 | 0.22344 | pre | distr_solelc_won-GRC_0068 | connecting solar and wind to buses in grid cell GRC_68 | GW | TWh | NRGI | daynite | no | distr_solelc_won-GRC_0068 | elc_won-GRC_0068,elc_spv-GRC_0068 | e_GR15-400,e_GR16-400,e_w1000743726-400,e_w51408420-400,e_w85646787-400,e_w1255385651-400 | 1 | GRC_68
ele | e_spv-GRC_0072 | solar resource in grid cell GRC_72 | GW | TWh | annual | no | GRC_72 | e_spv-GRC_0072 | elc_spv-GRC_0072 | 0.038472 | 0.2179 | pre | distr_solelc_won-GRC_0112 | connecting solar and wind to buses in grid cell GRC_112 | GW | TWh | NRGI | daynite | no | distr_solelc_won-GRC_0112 | elc_won-GRC_0112,elc_spv-GRC_0112 | e_w85526073-400,e_GR4-400 | 1 | GRC_112
ele | e_spv-GRC_0073 | solar resource in grid cell GRC_73 | GW | TWh | annual | no | GRC_73 | e_spv-GRC_0073 | elc_spv-GRC_0073 | 0.082714 | 0.20677 | pre | distr_solelc_won-GRC_0078 | connecting solar and wind to buses in grid cell GRC_78 | GW | TWh | NRGI | daynite | no | distr_solelc_won-GRC_0078 | elc_won-GRC_0078,elc_spv-GRC_0078 | e_w85705637-400,e_w1255385651-400 | 1 | GRC_78
ele | e_spv-GRC_0074 | solar resource in grid cell GRC_74 | GW | TWh | annual | no | GRC_74 | e_spv-GRC_0074 | elc_spv-GRC_0074 | 1.1504 | 0.20087 | pre | distr_solelc_won-GRC_0107 | connecting solar and wind to buses in grid cell GRC_107 | GW | TWh | NRGI | daynite | no | distr_solelc_won-GRC_0107 | elc_won-GRC_0107,elc_spv-GRC_0107 | e_w85705637-400 | 1 | GRC_107
ele | e_spv-GRC_0075 | solar resource in grid cell GRC_75 | GW | TWh | annual | no | GRC_75 | e_spv-GRC_0075 | elc_spv-GRC_0075 | 0.10673 | 0.20103 | pre | distr_solelc_won-GRC_0004 | connecting solar and wind to buses in grid cell GRC_4 | GW | TWh | NRGI | daynite | no | distr_solelc_won-GRC_0004 | elc_won-GRC_0004,elc_spv-GRC_0004 | e_w140248148 | 1 | GRC_4
ele | e_spv-GRC_0076 | solar resource in grid cell GRC_76 | GW | TWh | annual | no | GRC_76 | e_spv-GRC_0076 | elc_spv-GRC_0076 | 0.0054561 | 0.24816 | pre | distr_solelc_won-GRC_0008 | connecting solar and wind to buses in grid cell GRC_8 | GW | TWh | NRGI | daynite | no | distr_solelc_won-GRC_0008 | elc_won-GRC_0008,elc_spv-GRC_0008 | e_w140248148,e_w140248148-400 | 1 | GRC_8
ele | e_spv-GRC_0077 | solar resource in grid cell GRC_77 | GW | TWh | annual | no | GRC_77 | e_spv-GRC_0077 | elc_spv-GRC_0077 | 0.018 | 0.2428 | pre | distr_solelc_won-GRC_0011 | connecting solar and wind to buses in grid cell GRC_11 | GW | TWh | NRGI | daynite | no | distr_solelc_won-GRC_0011 | elc_won-GRC_0011,elc_spv-GRC_0011 | e_w105184051-400 | 1 | GRC_11
ele | e_spv-GRC_0078 | solar resource in grid cell GRC_78 | GW | TWh | annual | no | GRC_78 | e_spv-GRC_0078 | elc_spv-GRC_0078 | 0.0052023 | 0.24223 | pre | distr_solelc_won-GRC_0038 | connecting solar and wind to buses in grid cell GRC_38 | GW | TWh | NRGI | daynite | no | distr_solelc_won-GRC_0038 | elc_won-GRC_0038,elc_spv-GRC_0038 | e_w105184051-400,e_w252077527-400 | 1 | GRC_38
ele | e_spv-GRC_0079 | solar resource in grid cell GRC_79 | GW | TWh | annual | no | GRC_79 | e_spv-GRC_0079 | elc_spv-GRC_0079 | 0.0071938 | 0.24118 | pre | distr_solelc_won-GRC_0041 | connecting solar and wind to buses in grid cell GRC_41 | GW | TWh | NRGI | daynite | no | distr_solelc_won-GRC_0041 | elc_won-GRC_0041,elc_spv-GRC_0041 | e_w140248148,e_w1255385651-400 | 1 | GRC_41
ele | e_spv-GRC_0080 | solar resource in grid cell GRC_80 | GW | TWh | annual | no | GRC_80 | e_spv-GRC_0080 | elc_spv-GRC_0080 | 0.0035362 | 0.23871 | pre | distr_solelc_won-GRC_0055 | connecting solar and wind to buses in grid cell GRC_55 | GW | TWh | NRGI | daynite | no | distr_solelc_won-GRC_0055 | elc_won-GRC_0055,elc_spv-GRC_0055 | e_w1255385651-400 | 1 | GRC_55
ele | e_spv-GRC_0081 | solar resource in grid cell GRC_81 | GW | TWh | annual | no | GRC_81 | e_spv-GRC_0081 | elc_spv-GRC_0081 | 0.025418 | 0.23126 | pre | distr_solelc_won-GRC_0070 | connecting solar and wind to buses in grid cell GRC_70 | GW | TWh | NRGI | daynite | no | distr_solelc_won-GRC_0070 | elc_won-GRC_0070,elc_spv-GRC_0070 | e_GR12-400,e_w253903008-400 | 1 | GRC_70
ele | e_spv-GRC_0082 | solar resource in grid cell GRC_82 | GW | TWh | annual | no | GRC_82 | e_spv-GRC_0082 | elc_spv-GRC_0082 | 0.049305 | 0.22698 | pre | distr_solelc_won-GRC_0089 | connecting solar and wind to buses in grid cell GRC_89 | GW | TWh | NRGI | daynite | no | distr_solelc_won-GRC_0089 | elc_won-GRC_0089,elc_spv-GRC_0089 | e_GR5-400,e_w85705637-400 | 1 | GRC_89
ele | e_spv-GRC_0083 | solar resource in grid cell GRC_83 | GW | TWh | annual | no | GRC_83 | e_spv-GRC_0083 | elc_spv-GRC_0083 | 0.01439 | 0.22699 | pre | distr_solelc_won-GRC_0093 | connecting solar and wind to buses in grid cell GRC_93 | GW | TWh | NRGI | daynite | no | distr_solelc_won-GRC_0093 | elc_won-GRC_0093,elc_spv-GRC_0093 | e_w85705637-400,e_w1255385651-400 | 1 | GRC_93
ele | e_spv-GRC_0084 | solar resource in grid cell GRC_84 | GW | TWh | annual | no | GRC_84 | e_spv-GRC_0084 | elc_spv-GRC_0084 | 0.00085801 | 0.22782 | pre | distr_solelc_won-GRC_0135 | connecting solar and wind to buses in grid cell GRC_135 | GW | TWh | NRGI | daynite | no | distr_solelc_won-GRC_0135 | elc_won-GRC_0135,elc_spv-GRC_0135 | e_w32357326-400,e_w85705637-400 | 1 | GRC_135
ele | e_spv-GRC_0086 | solar resource in grid cell GRC_86 | GW | TWh | annual | no | GRC_86 | e_spv-GRC_0086 | elc_spv-GRC_0086 | 0.0035041 | 0.22225 | pre | distr_solelc_won-GRC_0001 | connecting solar and wind to buses in grid cell GRC_1 | GW | TWh | NRGI | daynite | no | distr_solelc_won-GRC_0001 | elc_won-GRC_0001,elc_spv-GRC_0001 | e_w105184051-400,e_w140248148-400 | 1 | GRC_1
ele | e_spv-GRC_0087 | solar resource in grid cell GRC_87 | GW | TWh | annual | no | GRC_87 | e_spv-GRC_0087 | elc_spv-GRC_0087 | 0.00687 | 0.21247 | pre | distr_solelc_won-GRC_0018 | connecting solar and wind to buses in grid cell GRC_18 | GW | TWh | NRGI | daynite | no | distr_solelc_won-GRC_0018 | elc_won-GRC_0018,elc_spv-GRC_0018 | e_w140248148,e_w105184051-400 | 1 | GRC_18
ele | e_spv-GRC_0088 | solar resource in grid cell GRC_88 | GW | TWh | annual | no | GRC_88 | e_spv-GRC_0088 | elc_spv-GRC_0088 | 1.0516 | 0.20155 | pre | distr_solelc_won-GRC_0020 | connecting solar and wind to buses in grid cell GRC_20 | GW | TWh | NRGI | daynite | no | distr_solelc_won-GRC_0020 | elc_won-GRC_0020,elc_spv-GRC_0020 | e_w140248148-400,e_w105184051-400 | 1 | GRC_20
ele | e_spv-GRC_0089 | solar resource in grid cell GRC_89 | GW | TWh | annual | no | GRC_89 | e_spv-GRC_0089 | elc_spv-GRC_0089 | 0.0043748 | 0.20146 | pre | distr_solelc_won-GRC_0037 | connecting solar and wind to buses in grid cell GRC_37 | GW | TWh | NRGI | daynite | no | distr_solelc_won-GRC_0037 | elc_won-GRC_0037,elc_spv-GRC_0037 | e_w1256844098-400,e_w93119207-400,e_w105184051-400 | 1 | GRC_37
ele | e_spv-GRC_0090 | solar resource in grid cell GRC_90 | GW | TWh | annual | no | GRC_90 | e_spv-GRC_0090 | elc_spv-GRC_0090 | 0.023313 | 0.24654 | pre | distr_solelc_won-GRC_0057 | connecting solar and wind to buses in grid cell GRC_57 | GW | TWh | NRGI | daynite | no | distr_solelc_won-GRC_0057 | elc_won-GRC_0057,elc_spv-GRC_0057 | e_w85526073-400,e_w253903008-400 | 1 | GRC_57
ele | e_spv-GRC_0091 | solar resource in grid cell GRC_91 | GW | TWh | annual | no | GRC_91 | e_spv-GRC_0091 | elc_spv-GRC_0091 | 0.0014618 | 0.24156 | pre | distr_solelc_won-GRC_0072 | connecting solar and wind to buses in grid cell GRC_72 | GW | TWh | NRGI | daynite | no | distr_solelc_won-GRC_0072 | elc_won-GRC_0072,elc_spv-GRC_0072 | e_GR6-400,e_w253903008-400 | 1 | GRC_72
ele | e_spv-GRC_0092 | solar resource in grid cell GRC_92 | GW | TWh | annual | no | GRC_92 | e_spv-GRC_0092 | elc_spv-GRC_0092 | 0.00075 | 0.24298 | pre | distr_solelc_won-GRC_0073 | connecting solar and wind to buses in grid cell GRC_73 | GW | TWh | NRGI | daynite | no | distr_solelc_won-GRC_0073 | elc_won-GRC_0073,elc_spv-GRC_0073 | e_GR6-400,e_w105184051-400 | 1 | GRC_73
ele | e_spv-GRC_0093 | solar resource in grid cell GRC_93 | GW | TWh | annual | no | GRC_93 | e_spv-GRC_0093 | elc_spv-GRC_0093 | 0.0057732 | 0.24202 | pre | distr_solelc_won-GRC_0076 | connecting solar and wind to buses in grid cell GRC_76 | GW | TWh | NRGI | daynite | no | distr_solelc_won-GRC_0076 | elc_won-GRC_0076,elc_spv-GRC_0076 | e_w85705637-400 | 1 | GRC_76
ele | e_spv-GRC_0094 | solar resource in grid cell GRC_94 | GW | TWh | annual | no | GRC_94 | e_spv-GRC_0094 | elc_spv-GRC_0094 | 0.0019133 | 0.24012 | pre | distr_solelc_won-GRC_0084 | connecting solar and wind to buses in grid cell GRC_84 | GW | TWh | NRGI | daynite | no | distr_solelc_won-GRC_0084 | elc_won-GRC_0084,elc_spv-GRC_0084 | e_w32357326-400,e_GR8-400 | 1 | GRC_84
ele | e_spv-GRC_0095 | solar resource in grid cell GRC_95 | GW | TWh | annual | no | GRC_95 | e_spv-GRC_0095 | elc_spv-GRC_0095 | 0.0021172 | 0.23645 | pre | distr_solelc_won-GRC_0092 | connecting solar and wind to buses in grid cell GRC_92 | GW | TWh | NRGI | daynite | no | distr_solelc_won-GRC_0092 | elc_won-GRC_0092,elc_spv-GRC_0092 | e_w85705637-400,e_w1255385651-400 | 1 | GRC_92
ele | e_spv-GRC_0097 | solar resource in grid cell GRC_97 | GW | TWh | annual | no | GRC_97 | e_spv-GRC_0097 | elc_spv-GRC_0097 | 0.00076637 | 0.23244 | pre | distr_solelc_won-GRC_0102 | connecting solar and wind to buses in grid cell GRC_102 | GW | TWh | NRGI | daynite | no | distr_solelc_won-GRC_0102 | elc_won-GRC_0102,elc_spv-GRC_0102 | e_GR5-400,e_w85705637-400 | 1 | GRC_102
ele | e_spv-GRC_0099 | solar resource in grid cell GRC_99 | GW | TWh | annual | no | GRC_99 | e_spv-GRC_0099 | elc_spv-GRC_0099 | 0.0021999 | 0.22975 | pre | distr_solelc_won-GRC_0133 | connecting solar and wind to buses in grid cell GRC_133 | GW | TWh | NRGI | daynite | no | distr_solelc_won-GRC_0133 | elc_won-GRC_0133,elc_spv-GRC_0133 | e_w85705637-400,e_GR5-400 | 1 | GRC_133
ele | e_spv-GRC_0101 | solar resource in grid cell GRC_101 | GW | TWh | annual | no | GRC_101 | e_spv-GRC_0101 | elc_spv-GRC_0101 | 0.00075 | 0.21869 | pre | distr_solelc_won-GRC_0141 | connecting solar and wind to buses in grid cell GRC_141 | GW | TWh | NRGI | daynite | no | distr_solelc_won-GRC_0141 | elc_won-GRC_0141,elc_spv-GRC_0141 | e_w85705637-400 | 1 | GRC_141
ele | e_spv-GRC_0102 | solar resource in grid cell GRC_102 | GW | TWh | annual | no | GRC_102 | e_spv-GRC_0102 | elc_spv-GRC_0102 | 1.0518 | 0.20562 | pre | distr_solelc_won-GRC_0151 | connecting solar and wind to buses in grid cell GRC_151 | GW | TWh | NRGI | daynite | no | distr_solelc_won-GRC_0151 | elc_won-GRC_0151,elc_spv-GRC_0151 | e_w85705637-400 | 1 | GRC_151
ele | e_spv-GRC_0103 | solar resource in grid cell GRC_103 | GW | TWh | annual | no | GRC_103 | e_spv-GRC_0103 | elc_spv-GRC_0103 | 0.00092678 | 0.20464 | pre | distr_solelc_won-GRC_0019 | connecting solar and wind to buses in grid cell GRC_19 | GW | TWh | NRGI | daynite | no | distr_solelc_won-GRC_0019 | elc_won-GRC_0019,elc_spv-GRC_0019 | e_w140248148-400,e_w105184051-400 | 1 | GRC_19
ele | e_spv-GRC_0104 | solar resource in grid cell GRC_104 | GW | TWh | annual | no | GRC_104 | e_spv-GRC_0104 | elc_spv-GRC_0104 | 0.012288 | 0.2458 | pre | distr_solelc_won-GRC_0025 | connecting solar and wind to buses in grid cell GRC_25 | GW | TWh | NRGI | daynite | no | distr_solelc_won-GRC_0025 | elc_won-GRC_0025,elc_spv-GRC_0025 | e_w105184051-400,e_w1256844098-400 | 1 | GRC_25
ele | e_spv-GRC_0107 | solar resource in grid cell GRC_107 | GW | TWh | annual | no | GRC_107 | e_spv-GRC_0107 | elc_spv-GRC_0107 | 0.0014993 | 0.2435 | pre | distr_solelc_won-GRC_0039 | connecting solar and wind to buses in grid cell GRC_39 | GW | TWh | NRGI | daynite | no | distr_solelc_won-GRC_0039 | elc_won-GRC_0039,elc_spv-GRC_0039 | e_w105184051-400,e_w1255385651-400 | 1 | GRC_39
ele | e_spv-GRC_0108 | solar resource in grid cell GRC_108 | GW | TWh | annual | no | GRC_108 | e_spv-GRC_0108 | elc_spv-GRC_0108 | 0.01468 | 0.24277 | pre | distr_solelc_won-GRC_0042 | connecting solar and wind to buses in grid cell GRC_42 | GW | TWh | NRGI | daynite | no | distr_solelc_won-GRC_0042 | elc_won-GRC_0042,elc_spv-GRC_0042 | e_w140248148,e_w253903008-400 | 1 | GRC_42
ele | e_spv-GRC_0109 | solar resource in grid cell GRC_109 | GW | TWh | annual | no | GRC_109 | e_spv-GRC_0109 | elc_spv-GRC_0109 | 0.010632 | 0.24154 | pre | distr_solelc_won-GRC_0046 | connecting solar and wind to buses in grid cell GRC_46 | GW | TWh | NRGI | daynite | no | distr_solelc_won-GRC_0046 | elc_won-GRC_0046,elc_spv-GRC_0046 | e_GR8-400,e_w105184051-400 | 1 | GRC_46
ele | e_spv-GRC_0111 | solar resource in grid cell GRC_111 | GW | TWh | annual | no | GRC_111 | e_spv-GRC_0111 | elc_spv-GRC_0111 | 0.0028823 | 0.23636 | pre | distr_solelc_won-GRC_0094 | connecting solar and wind to buses in grid cell GRC_94 | GW | TWh | NRGI | daynite | no | distr_solelc_won-GRC_0094 | elc_won-GRC_0094,elc_spv-GRC_0094 | e_w85705637-400,e_w1255385651-400 | 1 | GRC_94
ele | e_spv-GRC_0112 | solar resource in grid cell GRC_112 | GW | TWh | annual | no | GRC_112 | e_spv-GRC_0112 | elc_spv-GRC_0112 | 0.010695 | 0.23253 | pre | distr_solelc_won-GRC_0108 | connecting solar and wind to buses in grid cell GRC_108 | GW | TWh | NRGI | daynite | no | distr_solelc_won-GRC_0108 | elc_won-GRC_0108,elc_spv-GRC_0108 | e_w85705637-400 | 1 | GRC_108
ele | e_spv-GRC_0113 | solar resource in grid cell GRC_113 | GW | TWh | annual | no | GRC_113 | e_spv-GRC_0113 | elc_spv-GRC_0113 | 0.013004 | 0.2288 | pre | distr_solelc_won-GRC_0124 | connecting solar and wind to buses in grid cell GRC_124 | GW | TWh | NRGI | daynite | no | distr_solelc_won-GRC_0124 | elc_won-GRC_0124,elc_spv-GRC_0124 | e_GR4-400,e_w85705637-400 | 1 | GRC_124
ele | e_spv-GRC_0115 | solar resource in grid cell GRC_115 | GW | TWh | annual | no | GRC_115 | e_spv-GRC_0115 | elc_spv-GRC_0115 | 0.71306 | 0.20758 | pre | distr_solelc_won-GRC_0005 | connecting solar and wind to buses in grid cell GRC_5 | GW | TWh | NRGI | daynite | no | distr_solelc_won-GRC_0005 | elc_won-GRC_0005,elc_spv-GRC_0005 | e_w140248148 | 1 | GRC_5
ele | e_spv-GRC_0116 | solar resource in grid cell GRC_116 | GW | TWh | annual | no | GRC_116 | e_spv-GRC_0116 | elc_spv-GRC_0116 | 0.046393 | 0.2055 | pre | distr_solelc_won-GRC_0021 | connecting solar and wind to buses in grid cell GRC_21 | GW | TWh | NRGI | daynite | no | distr_solelc_won-GRC_0021 | elc_won-GRC_0021,elc_spv-GRC_0021 | e_w105184051-400 | 1 | GRC_21
ele | e_spv-GRC_0117 | solar resource in grid cell GRC_117 | GW | TWh | annual | no | GRC_117 | e_spv-GRC_0117 | elc_spv-GRC_0117 | 0.015757 | 0.24816 | pre | distr_solelc_won-GRC_0032 | connecting solar and wind to buses in grid cell GRC_32 | GW | TWh | NRGI | daynite | no | distr_solelc_won-GRC_0032 | elc_won-GRC_0032,elc_spv-GRC_0032 | e_w140248148-400,e_GR9-400 | 1 | GRC_32
ele | e_spv-GRC_0119 | solar resource in grid cell GRC_119 | GW | TWh | annual | no | GRC_119 | e_spv-GRC_0119 | elc_spv-GRC_0119 | 0.0010544 | 0.24355 | pre | distr_solelc_won-GRC_0050 | connecting solar and wind to buses in grid cell GRC_50 | GW | TWh | NRGI | daynite | no | distr_solelc_won-GRC_0050 | elc_won-GRC_0050,elc_spv-GRC_0050 | e_w105184051-400,e_GR7-400 | 1 | GRC_50
ele | e_spv-GRC_0122 | solar resource in grid cell GRC_122 | GW | TWh | annual | no | GRC_122 | e_spv-GRC_0122 | elc_spv-GRC_0122 | 0.033668 | 0.23934 | pre | distr_solelc_won-GRC_0056 | connecting solar and wind to buses in grid cell GRC_56 | GW | TWh | NRGI | daynite | no | distr_solelc_won-GRC_0056 | elc_won-GRC_0056,elc_spv-GRC_0056 | e_GR11-400,e_GR13-400,e_w1255385651-400,e_w253903008-400 | 1 | GRC_56
ele | e_spv-GRC_0123 | solar resource in grid cell GRC_123 | GW | TWh | annual | no | GRC_123 | e_spv-GRC_0123 | elc_spv-GRC_0123 | 0.00076654 | 0.23781 | pre | distr_solelc_won-GRC_0058 | connecting solar and wind to buses in grid cell GRC_58 | GW | TWh | NRGI | daynite | no | distr_solelc_won-GRC_0058 | elc_won-GRC_0058,elc_spv-GRC_0058 | e_w105184051-400,e_w85526073-400 | 1 | GRC_58
ele | e_spv-GRC_0124 | solar resource in grid cell GRC_124 | GW | TWh | annual | no | GRC_124 | e_spv-GRC_0124 | elc_spv-GRC_0124 | 0.011628 | 0.23627 | pre | distr_solelc_won-GRC_0065 | connecting solar and wind to buses in grid cell GRC_65 | GW | TWh | NRGI | daynite | no | distr_solelc_won-GRC_0065 | elc_won-GRC_0065,elc_spv-GRC_0065 | e_w140248148,e_w140248148-400,e_w85705637-400 | 1 | GRC_65
ele | e_spv-GRC_0125 | solar resource in grid cell GRC_125 | GW | TWh | annual | no | GRC_125 | e_spv-GRC_0125 | elc_spv-GRC_0125 | 0.0082681 | 0.21759 | pre | distr_solelc_won-GRC_0082 | connecting solar and wind to buses in grid cell GRC_82 | GW | TWh | NRGI | daynite | no | distr_solelc_won-GRC_0082 | elc_won-GRC_0082,elc_spv-GRC_0082 | e_w32357326-400,e_GR9-400 | 1 | GRC_82
ele | e_spv-GRC_0126 | solar resource in grid cell GRC_126 | GW | TWh | annual | no | GRC_126 | e_spv-GRC_0126 | elc_spv-GRC_0126 | 0.12632 | 0.20782 | pre | distr_solelc_won-GRC_0075 | connecting solar and wind to buses in grid cell GRC_75 | GW | TWh | NRGI | daynite | no | distr_solelc_won-GRC_0075 | elc_won-GRC_0075,elc_spv-GRC_0075 | e_GR5-400,e_w85705637-400 | 1 | GRC_75
ele | e_spv-GRC_0127 | solar resource in grid cell GRC_127 | GW | TWh | annual | no | GRC_127 | e_spv-GRC_0127 | elc_spv-GRC_0127 | 0.049509 | 0.20445 | pre | distr_solelc_won-GRC_0138 | connecting solar and wind to buses in grid cell GRC_138 | GW | TWh | NRGI | daynite | no | distr_solelc_won-GRC_0138 | elc_won-GRC_0138,elc_spv-GRC_0138 | e_GR4-400,e_w85705637-400 | 1 | GRC_138
ele | e_spv-GRC_0128 | solar resource in grid cell GRC_128 | GW | TWh | annual | no | GRC_128 | e_spv-GRC_0128 | elc_spv-GRC_0128 | 0.015237 | 0.25026 | pre | distr_solelc_won-GRC_0000 | connecting solar and wind to buses in grid cell GRC_0 | GW | TWh | NRGI | daynite | no | distr_solelc_won-GRC_0000 | elc_won-GRC_0000,elc_spv-GRC_0000 | e_w105184051-400,e_w140248148 | 1 | GRC_0
ele | e_spv-GRC_0131 | solar resource in grid cell GRC_131 | GW | TWh | annual | no | GRC_131 | e_spv-GRC_0131 | elc_spv-GRC_0131 | 0.0011059 | 0.24601 | pre | distr_solelc_won-GRC_0006 | connecting solar and wind to buses in grid cell GRC_6 | GW | TWh | NRGI | daynite | no | distr_solelc_won-GRC_0006 | elc_won-GRC_0006,elc_spv-GRC_0006 | e_w140248148 | 1 | GRC_6
ele | e_spv-GRC_0133 | solar resource in grid cell GRC_133 | GW | TWh | annual | no | GRC_133 | e_spv-GRC_0133 | elc_spv-GRC_0133 | 0.0010438 | 0.24374 | pre | distr_solelc_won-GRC_0014 | connecting solar and wind to buses in grid cell GRC_14 | GW | TWh | NRGI | daynite | no | distr_solelc_won-GRC_0014 | elc_won-GRC_0014,elc_spv-GRC_0014 | e_w140248148,e_w140248148-400 | 1 | GRC_14
ele | e_spv-GRC_0134 | solar resource in grid cell GRC_134 | GW | TWh | annual | no | GRC_134 | e_spv-GRC_0134 | elc_spv-GRC_0134 | 0.00075 | 0.24188 | pre | distr_solelc_won-GRC_0016 | connecting solar and wind to buses in grid cell GRC_16 | GW | TWh | NRGI | daynite | no | distr_solelc_won-GRC_0016 | elc_won-GRC_0016,elc_spv-GRC_0016 | e_w140248148,e_w252077527-400 | 1 | GRC_16
ele | e_spv-GRC_0135 | solar resource in grid cell GRC_135 | GW | TWh | annual | no | GRC_135 | e_spv-GRC_0135 | elc_spv-GRC_0135 | 0.093523 | 0.2398 | pre | distr_solelc_won-GRC_0049 | connecting solar and wind to buses in grid cell GRC_49 | GW | TWh | NRGI | daynite | no | distr_solelc_won-GRC_0049 | elc_won-GRC_0049,elc_spv-GRC_0049 | e_w105184051-400,e_GR7-400 | 1 | GRC_49
ele | e_spv-GRC_0136 | solar resource in grid cell GRC_136 | GW | TWh | annual | no | GRC_136 | e_spv-GRC_0136 | elc_spv-GRC_0136 | 0.0075946 | 0.23751 | pre | distr_solelc_won-GRC_0054 | connecting solar and wind to buses in grid cell GRC_54 | GW | TWh | NRGI | daynite | no | distr_solelc_won-GRC_0054 | elc_won-GRC_0054,elc_spv-GRC_0054 | e_w140248148,e_w51408420-400 | 1 | GRC_54
ele | e_spv-GRC_0137 | solar resource in grid cell GRC_137 | GW | TWh | annual | no | GRC_137 | e_spv-GRC_0137 | elc_spv-GRC_0137 | 0.010659 | 0.23404 | pre | distr_solelc_won-GRC_0088 | connecting solar and wind to buses in grid cell GRC_88 | GW | TWh | NRGI | daynite | no | distr_solelc_won-GRC_0088 | elc_won-GRC_0088,elc_spv-GRC_0088 | e_GR5-400,e_w85705637-400 | 1 | GRC_88
ele | e_spv-GRC_0138 | solar resource in grid cell GRC_138 | GW | TWh | annual | no | GRC_138 | e_spv-GRC_0138 | elc_spv-GRC_0138 | 0.91874 | 0.2062 | pre | distr_solelc_won-GRC_0150 | connecting solar and wind to buses in grid cell GRC_150 | GW | TWh | NRGI | daynite | no | distr_solelc_won-GRC_0150 | elc_won-GRC_0150,elc_spv-GRC_0150 | e_GR5-400,e_w85705637-400 | 1 | GRC_150
ele | e_spv-GRC_0139 | solar resource in grid cell GRC_139 | GW | TWh | annual | no | GRC_139 | e_spv-GRC_0139 | elc_spv-GRC_0139 | 1.2475 | 0.2038 | pre | distr_solelc_won-GRC_0022 | connecting solar and wind to buses in grid cell GRC_22 | GW | TWh | NRGI | daynite | no | distr_solelc_won-GRC_0022 | elc_won-GRC_0022,elc_spv-GRC_0022 | e_w105184051-400 | 1 | GRC_22
ele | e_spv-GRC_0141 | solar resource in grid cell GRC_141 | GW | TWh | annual | no | GRC_141 | e_spv-GRC_0141 | elc_spv-GRC_0141 | 0.0083603 | 0.25079 | pre | distr_solelc_won-GRC_0080 | connecting solar and wind to buses in grid cell GRC_80 | GW | TWh | NRGI | daynite | no | distr_solelc_won-GRC_0080 | elc_won-GRC_0080,elc_spv-GRC_0080 | e_w85705637-400,e_w1255385651-400 | 1 | GRC_80
ele | e_spv-GRC_0144 | solar resource in grid cell GRC_144 | GW | TWh | annual | no | GRC_144 | e_spv-GRC_0144 | elc_spv-GRC_0144 | 0.02925 | 0.24527 | pre | distr_solelc_won-GRC_0139 | connecting solar and wind to buses in grid cell GRC_139 | GW | TWh | NRGI | daynite | no | distr_solelc_won-GRC_0139 | elc_won-GRC_0139,elc_spv-GRC_0139 | e_GR4-400,e_w85705637-400 | 1 | GRC_139
ele | e_spv-GRC_0145 | solar resource in grid cell GRC_145 | GW | TWh | annual | no | GRC_145 | e_spv-GRC_0145 | elc_spv-GRC_0145 | 0.027516 | 0.24101 | pre | distr_solelc_won-GRC_0007 | connecting solar and wind to buses in grid cell GRC_7 | GW | TWh | NRGI | daynite | no | distr_solelc_won-GRC_0007 | elc_won-GRC_0007,elc_spv-GRC_0007 | e_w140248148,e_w140248148-400 | 1 | GRC_7
ele | e_spv-GRC_0146 | solar resource in grid cell GRC_146 | GW | TWh | annual | no | GRC_146 | e_spv-GRC_0146 | elc_spv-GRC_0146 | 0.015261 | 0.23763 | pre | distr_solelc_won-GRC_0010 | connecting solar and wind to buses in grid cell GRC_10 | GW | TWh | NRGI | daynite | no | distr_solelc_won-GRC_0010 | elc_won-GRC_0010,elc_spv-GRC_0010 | e_w105184051-400 | 1 | GRC_10
ele | e_spv-GRC_0147 | solar resource in grid cell GRC_147 | GW | TWh | annual | no | GRC_147 | e_spv-GRC_0147 | elc_spv-GRC_0147 | 0.020944 | 0.25164 | pre | distr_solelc_won-GRC_0017 | connecting solar and wind to buses in grid cell GRC_17 | GW | TWh | NRGI | daynite | no | distr_solelc_won-GRC_0017 | elc_won-GRC_0017,elc_spv-GRC_0017 | e_w140248148,e_w252077527-400 | 1 | GRC_17
ele | e_spv-GRC_0148 | solar resource in grid cell GRC_148 | GW | TWh | annual | no | GRC_148 | e_spv-GRC_0148 | elc_spv-GRC_0148 | 0.0016413 | 0.2491 | pre | distr_solelc_won-GRC_0036 | connecting solar and wind to buses in grid cell GRC_36 | GW | TWh | NRGI | daynite | no | distr_solelc_won-GRC_0036 | elc_won-GRC_0036,elc_spv-GRC_0036 | e_w105184051-400,e_w93119207-400 | 1 | GRC_36
ele | e_spv-GRC_0149 | solar resource in grid cell GRC_149 | GW | TWh | annual | no | GRC_149 | e_spv-GRC_0149 | elc_spv-GRC_0149 | 0.020514 | 0.24411 | pre | distr_solelc_won-GRC_0040 | connecting solar and wind to buses in grid cell GRC_40 | GW | TWh | NRGI | daynite | no | distr_solelc_won-GRC_0040 | elc_won-GRC_0040,elc_spv-GRC_0040 | e_w140248148,e_w1255385651-400 | 1 | GRC_40
ele | e_spv-GRC_0150 | solar resource in grid cell GRC_150 | GW | TWh | annual | no | GRC_150 | e_spv-GRC_0150 | elc_spv-GRC_0150 | 0.074428 | 0.25169 | pre | distr_solelc_won-GRC_0045 | connecting solar and wind to buses in grid cell GRC_45 | GW | TWh | NRGI | daynite | no | distr_solelc_won-GRC_0045 | elc_won-GRC_0045,elc_spv-GRC_0045 | e_w105184051-400,e_GR8-400 | 1 | GRC_45
ele | e_spv-GRC_0151 | solar resource in grid cell GRC_151 | GW | TWh | annual | no | GRC_151 | e_spv-GRC_0151 | elc_spv-GRC_0151 | 0.032133 | 0.24884

## wind
~fi_process | [6 empty] | ~fi_t |  |  |  |  | ~fi_process | [6 empty] | ~fi_t
set | process | description | capacity_unit | activity_unit | timeslicelevel | vintage | grid_cell | process | comm-out | cap_bnd | af~fx | set | process | description | capacity_unit | activity_unit | timeslicelevel | vintage | grid_cell | process | comm-out | cap_bnd | af~fx
ele | e_won-GRC_0000 | wind resource in grid cell GRC_0 | GW | TWh | annual | no | GRC_0 | e_won-GRC_0000 | elc_won-GRC_0000 | 0.0011791 | 0.32846 | ele | e_wof-GRC_0018 | wind resource in grid cell GRC_18 | GW | TWh | annual | no | GRC_18 | e_wof-GRC_0018 | elc_wof-GRC_0018 | 2.154 | 0.37206
ele | e_won-GRC_0001 | wind resource in grid cell GRC_1 | GW | TWh | annual | no | GRC_1 | e_won-GRC_0001 | elc_won-GRC_0001 | 0.053607 | 0.2388 | ele | e_wof-GRC_0019 | wind resource in grid cell GRC_19 | GW | TWh | annual | no | GRC_19 | e_wof-GRC_0019 | elc_wof-GRC_0019 | 3.5205 | 0.37664
ele | e_won-GRC_0002 | wind resource in grid cell GRC_2 | GW | TWh | annual | no | GRC_2 | e_won-GRC_0002 | elc_won-GRC_0002 | 0.05786 | 0.13107 | ele | e_wof-GRC_0020 | wind resource in grid cell GRC_20 | GW | TWh | annual | no | GRC_20 | e_wof-GRC_0020 | elc_wof-GRC_0020 | 5.334 | 0.36407
ele | e_won-GRC_0003 | wind resource in grid cell GRC_3 | GW | TWh | annual | no | GRC_3 | e_won-GRC_0003 | elc_won-GRC_0003 | 0.045489 | 0.38197 | ele | e_wof-GRC_0030 | wind resource in grid cell GRC_30 | GW | TWh | annual | no | GRC_30 | e_wof-GRC_0030 | elc_wof-GRC_0030 | 0.72825 | 0.33232
ele | e_won-GRC_0004 | wind resource in grid cell GRC_4 | GW | TWh | annual | no | GRC_4 | e_won-GRC_0004 | elc_won-GRC_0004 | 0.09549 | 0.3504 | ele | e_wof-GRC_0031 | wind resource in grid cell GRC_31 | GW | TWh | annual | no | GRC_31 | e_wof-GRC_0031 | elc_wof-GRC_0031 | 2.451 | 0.29235
ele | e_won-GRC_0005 | wind resource in grid cell GRC_5 | GW | TWh | annual | no | GRC_5 | e_won-GRC_0005 | elc_won-GRC_0005 | 0.024353 | 0.28657 | ele | e_wof-GRC_0032 | wind resource in grid cell GRC_32 | GW | TWh | annual | no | GRC_32 | e_wof-GRC_0032 | elc_wof-GRC_0032 | 4.2397 | 0.2012
ele | e_won-GRC_0006 | wind resource in grid cell GRC_6 | GW | TWh | annual | no | GRC_6 | e_won-GRC_0006 | elc_won-GRC_0006 | 0.022595 | 0.18754 | ele | e_wof-GRC_0039 | wind resource in grid cell GRC_39 | GW | TWh | annual | no | GRC_39 | e_wof-GRC_0039 | elc_wof-GRC_0039 | 0.09825 | 0.33349
ele | e_won-GRC_0007 | wind resource in grid cell GRC_7 | GW | TWh | annual | no | GRC_7 | e_won-GRC_0007 | elc_won-GRC_0007 | 0.018153 | 0.073442 | ele | e_wof-GRC_0040 | wind resource in grid cell GRC_40 | GW | TWh | annual | no | GRC_40 | e_wof-GRC_0040 | elc_wof-GRC_0040 | 1.1198 | 0.32039
ele | e_won-GRC_0008 | wind resource in grid cell GRC_8 | GW | TWh | annual | no | GRC_8 | e_won-GRC_0008 | elc_won-GRC_0008 | 0.10286 | 0.02327 | ele | e_wof-GRC_0041 | wind resource in grid cell GRC_41 | GW | TWh | annual | no | GRC_41 | e_wof-GRC_0041 | elc_wof-GRC_0041 | 0.06375 | 0.29014
ele | e_won-GRC_0010 | wind resource in grid cell GRC_10 | GW | TWh | annual | no | GRC_10 | e_won-GRC_0010 | elc_won-GRC_0010 | 0.22423 | 0.32987 | ele | e_wof-GRC_0042 | wind resource in grid cell GRC_42 | GW | TWh | annual | no | GRC_42 | e_wof-GRC_0042 | elc_wof-GRC_0042 | 3.216 | 0.23202
ele | e_won-GRC_0011 | wind resource in grid cell GRC_11 | GW | TWh | annual | no | GRC_11 | e_won-GRC_0011 | elc_won-GRC_0011 | 0.066911 | 0.25855 | ele | e_wof-GRC_0043 | wind resource in grid cell GRC_43 | GW | TWh | annual | no | GRC_43 | e_wof-GRC_0043 | elc_wof-GRC_0043 | 1.4107 | 0.1251
ele | e_won-GRC_0012 | wind resource in grid cell GRC_12 | GW | TWh | annual | no | GRC_12 | e_won-GRC_0012 | elc_won-GRC_0012 | 0.18494 | 0.14248 | ele | e_wof-GRC_0044 | wind resource in grid cell GRC_44 | GW | TWh | annual | no | GRC_44 | e_wof-GRC_0044 | elc_wof-GRC_0044 | 0.273 | 0.032315
ele | e_won-GRC_0013 | wind resource in grid cell GRC_13 | GW | TWh | annual | no | GRC_13 | e_won-GRC_0013 | elc_won-GRC_0013 | 0.024142 | 0.04917 | ele | e_wof-GRC_0050 | wind resource in grid cell GRC_50 | GW | TWh | annual | no | GRC_50 | e_wof-GRC_0050 | elc_wof-GRC_0050 | 0.33825 | 0.32136
ele | e_won-GRC_0014 | wind resource in grid cell GRC_14 | GW | TWh | annual | no | GRC_14 | e_won-GRC_0014 | elc_won-GRC_0014 | 0.037682 | 0.024857 | ele | e_wof-GRC_0051 | wind resource in grid cell GRC_51 | GW | TWh | annual | no | GRC_51 | e_wof-GRC_0051 | elc_wof-GRC_0051 | 2.4968 | 0.30633
ele | e_won-GRC_0015 | wind resource in grid cell GRC_15 | GW | TWh | annual | no | GRC_15 | e_won-GRC_0015 | elc_won-GRC_0015 | 0.15941 | 0.023496 | ele | e_wof-GRC_0052 | wind resource in grid cell GRC_52 | GW | TWh | annual | no | GRC_52 | e_wof-GRC_0052 | elc_wof-GRC_0052 | 3.132 | 0.27105
ele | e_won-GRC_0016 | wind resource in grid cell GRC_16 | GW | TWh | annual | no | GRC_16 | e_won-GRC_0016 | elc_won-GRC_0016 | 0.1981 | 0.03019 | ele | e_wof-GRC_0053 | wind resource in grid cell GRC_53 | GW | TWh | annual | no | GRC_53 | e_wof-GRC_0053 | elc_wof-GRC_0053 | 3.4177 | 0.1906
ele | e_won-GRC_0017 | wind resource in grid cell GRC_17 | GW | TWh | annual | no | GRC_17 | e_won-GRC_0017 | elc_won-GRC_0017 | 0.093253 | 0.016593 | ele | e_wof-GRC_0054 | wind resource in grid cell GRC_54 | GW | TWh | annual | no | GRC_54 | e_wof-GRC_0054 | elc_wof-GRC_0054 | 2.04 | 0.094581
ele | e_won-GRC_0018 | wind resource in grid cell GRC_18 | GW | TWh | annual | no | GRC_18 | e_won-GRC_0018 | elc_won-GRC_0018 | 0.043121 | 0.30485 | ele | e_wof-GRC_0060 | wind resource in grid cell GRC_60 | GW | TWh | annual | no | GRC_60 | e_wof-GRC_0060 | elc_wof-GRC_0060 | 0.132 | 0.30507
ele | e_won-GRC_0019 | wind resource in grid cell GRC_19 | GW | TWh | annual | no | GRC_19 | e_won-GRC_0019 | elc_won-GRC_0019 | 0.053643 | 0.19043 | ele | e_wof-GRC_0061 | wind resource in grid cell GRC_61 | GW | TWh | annual | no | GRC_61 | e_wof-GRC_0061 | elc_wof-GRC_0061 | 2.2155 | 0.24071
ele | e_won-GRC_0020 | wind resource in grid cell GRC_20 | GW | TWh | annual | no | GRC_20 | e_won-GRC_0020 | elc_won-GRC_0020 | 0.021504 | 0.12779 | ele | e_wof-GRC_0062 | wind resource in grid cell GRC_62 | GW | TWh | annual | no | GRC_62 | e_wof-GRC_0062 | elc_wof-GRC_0062 | 2.9527 | 0.19468
ele | e_won-GRC_0021 | wind resource in grid cell GRC_21 | GW | TWh | annual | no | GRC_21 | e_won-GRC_0021 | elc_won-GRC_0021 | 0.076053 | 0.08561 | ele | e_wof-GRC_0063 | wind resource in grid cell GRC_63 | GW | TWh | annual | no | GRC_63 | e_wof-GRC_0063 | elc_wof-GRC_0063 | 3.3285 | 0.14742
ele | e_won-GRC_0022 | wind resource in grid cell GRC_22 | GW | TWh | annual | no | GRC_22 | e_won-GRC_0022 | elc_won-GRC_0022 | 0.054937 | 0.053256 | ele | e_wof-GRC_0064 | wind resource in grid cell GRC_64 | GW | TWh | annual | no | GRC_64 | e_wof-GRC_0064 | elc_wof-GRC_0064 | 0.35325 | 0.078534
ele | e_won-GRC_0023 | wind resource in grid cell GRC_23 | GW | TWh | annual | no | GRC_23 | e_won-GRC_0023 | elc_won-GRC_0023 | 0.065581 | 0.034613 | ele | e_wof-GRC_0065 | wind resource in grid cell GRC_65 | GW | TWh | annual | no | GRC_65 | e_wof-GRC_0065 | elc_wof-GRC_0065 | 0.00225 | 0.022157
ele | e_won-GRC_0024 | wind resource in grid cell GRC_24 | GW | TWh | annual | no | GRC_24 | e_won-GRC_0024 | elc_won-GRC_0024 | 0.010895 | 0.029471 | ele | e_wof-GRC_0071 | wind resource in grid cell GRC_71 | GW | TWh | annual | no | GRC_71 | e_wof-GRC_0071 | elc_wof-GRC_0071 | 1.6747 | 0.22149
ele | e_won-GRC_0025 | wind resource in grid cell GRC_25 | GW | TWh | annual | no | GRC_25 | e_won-GRC_0025 | elc_won-GRC_0025 | 0.032293 | 0.035835 | ele | e_wof-GRC_0072 | wind resource in grid cell GRC_72 | GW | TWh | annual | no | GRC_72 | e_wof-GRC_0072 | elc_wof-GRC_0072 | 0.624 | 0.11126
ele | e_won-GRC_0026 | wind resource in grid cell GRC_26 | GW | TWh | annual | no | GRC_26 | e_won-GRC_0026 | elc_won-GRC_0026 | 0.041646 | 0.042327 | ele | e_wof-GRC_0073 | wind resource in grid cell GRC_73 | GW | TWh | annual | no | GRC_73 | e_wof-GRC_0073 | elc_wof-GRC_0073 | 0.02925 | 0.063746
ele | e_won-GRC_0027 | wind resource in grid cell GRC_27 | GW | TWh | annual | no | GRC_27 | e_won-GRC_0027 | elc_won-GRC_0027 | 0.072007 | 0.036778 | ele | e_wof-GRC_0074 | wind resource in grid cell GRC_74 | GW | TWh | annual | no | GRC_74 | e_wof-GRC_0074 | elc_wof-GRC_0074 | 1.0935 | 0.042494
ele | e_won-GRC_0029 | wind resource in grid cell GRC_29 | GW | TWh | annual | no | GRC_29 | e_won-GRC_0029 | elc_won-GRC_0029 | 0.1034 | 0.16388 | ele | e_wof-GRC_0080 | wind resource in grid cell GRC_80 | GW | TWh | annual | no | GRC_80 | e_wof-GRC_0080 | elc_wof-GRC_0080 | 1.1287 | 0.34956
ele | e_won-GRC_0030 | wind resource in grid cell GRC_30 | GW | TWh | annual | no | GRC_30 | e_won-GRC_0030 | elc_won-GRC_0030 | 0.33047 | 0.071747 | ele | e_wof-GRC_0081 | wind resource in grid cell GRC_81 | GW | TWh | annual | no | GRC_81 | e_wof-GRC_0081 | elc_wof-GRC_0081 | 0.177 | 0.14504
ele | e_won-GRC_0031 | wind resource in grid cell GRC_31 | GW | TWh | annual | no | GRC_31 | e_won-GRC_0031 | elc_won-GRC_0031 | 0.11339 | 0.053202 | ele | e_wof-GRC_0082 | wind resource in grid cell GRC_82 | GW | TWh | annual | no | GRC_82 | e_wof-GRC_0082 | elc_wof-GRC_0082 | 2.3662 | 0.023415
ele | e_won-GRC_0032 | wind resource in grid cell GRC_32 | GW | TWh | annual | no | GRC_32 | e_won-GRC_0032 | elc_won-GRC_0032 | 0.20169 | 0.036567 | ele | e_wof-GRC_0090 | wind resource in grid cell GRC_90 | GW | TWh | annual | no | GRC_90 | e_wof-GRC_0090 | elc_wof-GRC_0090 | 2.7713 | 0.44081
ele | e_won-GRC_0033 | wind resource in grid cell GRC_33 | GW | TWh | annual | no | GRC_33 | e_won-GRC_0033 | elc_won-GRC_0033 | 0.029519 | 0.028766 | ele | e_wof-GRC_0091 | wind resource in grid cell GRC_91 | GW | TWh | annual | no | GRC_91 | e_wof-GRC_0091 | elc_wof-GRC_0091 | 2.2012 | 0.32722
ele | e_won-GRC_0034 | wind resource in grid cell GRC_34 | GW | TWh | annual | no | GRC_34 | e_won-GRC_0034 | elc_won-GRC_0034 | 0.01418 | 0.033578 | ele | e_wof-GRC_0092 | wind resource in grid cell GRC_92 | GW | TWh | annual | no | GRC_92 | e_wof-GRC_0092 | elc_wof-GRC_0092 | 1.626 | 0.13831
ele | e_won-GRC_0035 | wind resource in grid cell GRC_35 | GW | TWh | annual | no | GRC_35 | e_won-GRC_0035 | elc_won-GRC_0035 | 0.013254 | 0.029166 | ele | e_wof-GRC_0093 | wind resource in grid cell GRC_93 | GW | TWh | annual | no | GRC_93 | e_wof-GRC_0093 | elc_wof-GRC_0093 | 0.7665 | 0.05743
ele | e_won-GRC_0036 | wind resource in grid cell GRC_36 | GW | TWh | annual | no | GRC_36 | e_won-GRC_0036 | elc_won-GRC_0036 | 0.071927 | 0.025788 | ele | e_wof-GRC_0094 | wind resource in grid cell GRC_94 | GW | TWh | annual | no | GRC_94 | e_wof-GRC_0094 | elc_wof-GRC_0094 | 0.15075 | 0.054961
ele | e_won-GRC_0037 | wind resource in grid cell GRC_37 | GW | TWh | annual | no | GRC_37 | e_won-GRC_0037 | elc_won-GRC_0037 | 0.052017 | 0.020211 | ele | e_wof-GRC_0095 | wind resource in grid cell GRC_95 | GW | TWh | annual | no | GRC_95 | e_wof-GRC_0095 | elc_wof-GRC_0095 | 2.7285 | 0.049592
ele | e_won-GRC_0038 | wind resource in grid cell GRC_38 | GW | TWh | annual | no | GRC_38 | e_won-GRC_0038 | elc_won-GRC_0038 | 0.0051992 | 0.02538 | ele | e_wof-GRC_0098 | wind resource in grid cell GRC_98 | GW | TWh | annual | no | GRC_98 | e_wof-GRC_0098 | elc_wof-GRC_0098 | 0.555 | 0.074546
ele | e_won-GRC_0039 | wind resource in grid cell GRC_39 | GW | TWh | annual | no | GRC_39 | e_won-GRC_0039 | elc_won-GRC_0039 | 0.10574 | 0.37693 | ele | e_wof-GRC_0099 | wind resource in grid cell GRC_99 | GW | TWh | annual | no | GRC_99 | e_wof-GRC_0099 | elc_wof-GRC_0099 | 1.8787 | 0.11731
ele | e_won-GRC_0040 | wind resource in grid cell GRC_40 | GW | TWh | annual | no | GRC_40 | e_won-GRC_0040 | elc_won-GRC_0040 | 0.7181 | 0.10529 | ele | e_wof-GRC_0100 | wind resource in grid cell GRC_100 | GW | TWh | annual | no | GRC_100 | e_wof-GRC_0100 | elc_wof-GRC_0100 | 0.46875 | 0.06134
ele | e_won-GRC_0041 | wind resource in grid cell GRC_41 | GW | TWh | annual | no | GRC_41 | e_won-GRC_0041 | elc_won-GRC_0041 | 0.96425 | 0.065676 | ele | e_wof-GRC_0104 | wind resource in grid cell GRC_104 | GW | TWh | annual | no | GRC_104 | e_wof-GRC_0104 | elc_wof-GRC_0104 | 0.1365 | 0.41632
ele | e_won-GRC_0042 | wind resource in grid cell GRC_42 | GW | TWh | annual | no | GRC_42 | e_won-GRC_0042 | elc_won-GRC_0042 | 0.20046 | 0.057587 | ele | e_wof-GRC_0105 | wind resource in grid cell GRC_105 | GW | TWh | annual | no | GRC_105 | e_wof-GRC_0105 | elc_wof-GRC_0105 | 2.1855 | 0.3756
ele | e_won-GRC_0043 | wind resource in grid cell GRC_43 | GW | TWh | annual | no | GRC_43 | e_won-GRC_0043 | elc_won-GRC_0043 | 0.24298 | 0.042897 | ele | e_wof-GRC_0106 | wind resource in grid cell GRC_106 | GW | TWh | annual | no | GRC_106 | e_wof-GRC_0106 | elc_wof-GRC_0106 | 4.1865 | 0.41638
ele | e_won-GRC_0044 | wind resource in grid cell GRC_44 | GW | TWh | annual | no | GRC_44 | e_won-GRC_0044 | elc_won-GRC_0044 | 0.031127 | 0.028893 | ele | e_wof-GRC_0107 | wind resource in grid cell GRC_107 | GW | TWh | annual | no | GRC_107 | e_wof-GRC_0107 | elc_wof-GRC_0107 | 4.9582 | 0.36756
ele | e_won-GRC_0045 | wind resource in grid cell GRC_45 | GW | TWh | annual | no | GRC_45 | e_won-GRC_0045 | elc_won-GRC_0045 | 0.091817 | 0.038975 | ele | e_wof-GRC_0108 | wind resource in grid cell GRC_108 | GW | TWh | annual | no | GRC_108 | e_wof-GRC_0108 | elc_wof-GRC_0108 | 6.6908 | 0.25683
ele | e_won-GRC_0046 | wind resource in grid cell GRC_46 | GW | TWh | annual | no | GRC_46 | e_won-GRC_0046 | elc_won-GRC_0046 | 0.01199 | 0.072039 | ele | e_wof-GRC_0109 | wind resource in grid cell GRC_109 | GW | TWh | annual | no | GRC_109 | e_wof-GRC_0109 | elc_wof-GRC_0109 | 3.978 | 0.16369
ele | e_won-GRC_0047 | wind resource in grid cell GRC_47 | GW | TWh | annual | no | GRC_47 | e_won-GRC_0047 | elc_won-GRC_0047 | 0.014412 | 0.071669 | ele | e_wof-GRC_0110 | wind resource in grid cell GRC_110 | GW | TWh | annual | no | GRC_110 | e_wof-GRC_0110 | elc_wof-GRC_0110 | 3.636 | 0.10561
ele | e_won-GRC_0049 | wind resource in grid cell GRC_49 | GW | TWh | annual | no | GRC_49 | e_won-GRC_0049 | elc_won-GRC_0049 | 0.017257 | 0.045246 | ele | e_wof-GRC_0111 | wind resource in grid cell GRC_111 | GW | TWh | annual | no | GRC_111 | e_wof-GRC_0111 | elc_wof-GRC_0111 | 0.2145 | 0.069617
ele | e_won-GRC_0050 | wind resource in grid cell GRC_50 | GW | TWh | annual | no | GRC_50 | e_won-GRC_0050 | elc_won-GRC_0050 | 0.084677 | 0.05374 | ele | e_wof-GRC_0112 | wind resource in grid cell GRC_112 | GW | TWh | annual | no | GRC_112 | e_wof-GRC_0112 | elc_wof-GRC_0112 | 1.2098 | 0.068182
ele | e_won-GRC_0051 | wind resource in grid cell GRC_51 | GW | TWh | annual | no | GRC_51 | e_won-GRC_0051 | elc_won-GRC_0051 | 0.10029 | 0.49993 | ele | e_wof-GRC_0113 | wind resource in grid cell GRC_113 | GW | TWh | annual | no | GRC_113 | e_wof-GRC_0113 | elc_wof-GRC_0113 | 2.4082 | 0.13245
ele | e_won-GRC_0052 | wind resource in grid cell GRC_52 | GW | TWh | annual | no | GRC_52 | e_won-GRC_0052 | elc_won-GRC_0052 | 0.28634 | 0.38863 | ele | e_wof-GRC_0114 | wind resource in grid cell GRC_114 | GW | TWh | annual | no | GRC_114 | e_wof-GRC_0114 | elc_wof-GRC_0114 | 4.8255 | 0.19408
ele | e_won-GRC_0053 | wind resource in grid cell GRC_53 | GW | TWh | annual | no | GRC_53 | e_won-GRC_0053 | elc_won-GRC_0053 | 0.56947 | 0.20647 | ele | e_wof-GRC_0115 | wind resource in grid cell GRC_115 | GW | TWh | annual | no | GRC_115 | e_wof-GRC_0115 | elc_wof-GRC_0115 | 4.1467 | 0.18306
ele | e_won-GRC_0054 | wind resource in grid cell GRC_54 | GW | TWh | annual | no | GRC_54 | e_won-GRC_0054 | elc_won-GRC_0054 | 0.49004 | 0.1365 | ele | e_wof-GRC_0116 | wind resource in grid cell GRC_116 | GW | TWh | annual | no | GRC_116 | e_wof-GRC_0116 | elc_wof-GRC_0116 | 0.0015 | 0.060938
ele | e_won-GRC_0055 | wind resource in grid cell GRC_55 | GW | TWh | annual | no | GRC_55 | e_won-GRC_0055 | elc_won-GRC_0055 | 0.35058 | 0.11939 | ele | e_wof-GRC_0119 | wind resource in grid cell GRC_119 | GW | TWh | annual | no | GRC_119 | e_wof-GRC_0119 | elc_wof-GRC_0119 | 0.72075 | 0.35036
ele | e_won-GRC_0056 | wind resource in grid cell GRC_56 | GW | TWh | annual | no | GRC_56 | e_won-GRC_0056 | elc_won-GRC_0056 | 0.1845 | 0.08935 | ele | e_wof-GRC_0120 | wind resource in grid cell GRC_120 | GW | TWh | annual | no | GRC_120 | e_wof-GRC_0120 | elc_wof-GRC_0120 | 2.547 | 0.22909
ele | e_won-GRC_0057 | wind resource in grid cell GRC_57 | GW | TWh | annual | no | GRC_57 | e_won-GRC_0057 | elc_won-GRC_0057 | 0.15108 | 0.078889 | ele | e_wof-GRC_0121 | wind resource in grid cell GRC_121 | GW | TWh | annual | no | GRC_121 | e_wof-GRC_0121 | elc_wof-GRC_0121 | 1.9635 | 0.22499
ele | e_won-GRC_0058 | wind resource in grid cell GRC_58 | GW | TWh | annual | no | GRC_58 | e_won-GRC_0058 | elc_won-GRC_0058 | 0.079953 | 0.12181 | ele | e_wof-GRC_0122 | wind resource in grid cell GRC_122 | GW | TWh | annual | no | GRC_122 | e_wof-GRC_0122 | elc_wof-GRC_0122 | 3.7725 | 0.36424
ele | e_won-GRC_0059 | wind resource in grid cell GRC_59 | GW | TWh | annual | no | GRC_59 | e_won-GRC_0059 | elc_won-GRC_0059 | 0.020705 | 0.18442 | ele | e_wof-GRC_0123 | wind resource in grid cell GRC_123 | GW | TWh | annual | no | GRC_123 | e_wof-GRC_0123 | elc_wof-GRC_0123 | 6.5775 | 0.40092
ele | e_won-GRC_0060 | wind resource in grid cell GRC_60 | GW | TWh | annual | no | GRC_60 | e_won-GRC_0060 | elc_won-GRC_0060 | 0.00047014 | 0.19641 | ele | e_wof-GRC_0124 | wind resource in grid cell GRC_124 | GW | TWh | annual | no | GRC_124 | e_wof-GRC_0124 | elc_wof-GRC_0124 | 6.2265 | 0.37424
ele | e_won-GRC_0061 | wind resource in grid cell GRC_61 | GW | TWh | annual | no | GRC_61 | e_won-GRC_0061 | elc_won-GRC_0061 | 0.022194 | 0.090232 | ele | e_wof-GRC_0125 | wind resource in grid cell GRC_125 | GW | TWh | annual | no | GRC_125 | e_wof-GRC_0125 | elc_wof-GRC_0125 | 6.6675 | 0.31707
ele | e_won-GRC_0062 | wind resource in grid cell GRC_62 | GW | TWh | annual | no | GRC_62 | e_won-GRC_0062 | elc_won-GRC_0062 | 0.0046556 | 0.046598 | ele | e_wof-GRC_0126 | wind resource in grid cell GRC_126 | GW | TWh | annual | no | GRC_126 | e_wof-GRC_0126 | elc_wof-GRC_0126 | 4.0312 | 0.21519
ele | e_won-GRC_0063 | wind resource in grid cell GRC_63 | GW | TWh | annual | no | GRC_63 | e_won-GRC_0063 | elc_won-GRC_0063 | 0.0011006 | 0.02007 | ele | e_wof-GRC_0127 | wind resource in grid cell GRC_127 | GW | TWh | annual | no | GRC_127 | e_wof-GRC_0127 | elc_wof-GRC_0127 | 1.1145 | 0.12371
ele | e_won-GRC_0064 | wind resource in grid cell GRC_64 | GW | TWh | annual | no | GRC_64 | e_won-GRC_0064 | elc_won-GRC_0064 | 0.11302 | 0.3778 | ele | e_wof-GRC_0128 | wind resource in grid cell GRC_128 | GW | TWh | annual | no | GRC_128 | e_wof-GRC_0128 | elc_wof-GRC_0128 | 1.4295 | 0.12827
ele | e_won-GRC_0065 | wind resource in grid cell GRC_65 | GW | TWh | annual | no | GRC_65 | e_won-GRC_0065 | elc_won-GRC_0065 | 0.18338 | 0.36936 | ele | e_wof-GRC_0129 | wind resource in grid cell GRC_129 | GW | TWh | annual | no | GRC_129 | e_wof-GRC_0129 | elc_wof-GRC_0129 | 5.5065 | 0.21806
ele | e_won-GRC_0067 | wind resource in grid cell GRC_67 | GW | TWh | annual | no | GRC_67 | e_won-GRC_0067 | elc_won-GRC_0067 | 0.13024 | 0.29768 | ele | e_wof-GRC_0130 | wind resource in grid cell GRC_130 | GW | TWh | annual | no | GRC_130 | e_wof-GRC_0130 | elc_wof-GRC_0130 | 2.6902 | 0.28085
ele | e_won-GRC_0068 | wind resource in grid cell GRC_68 | GW | TWh | annual | no | GRC_68 | e_won-GRC_0068 | elc_won-GRC_0068 | 0.14925 | 0.1983 | ele | e_wof-GRC_0131 | wind resource in grid cell GRC_131 | GW | TWh | annual | no | GRC_131 | e_wof-GRC_0131 | elc_wof-GRC_0131 | 3.3803 | 0.23849
ele | e_won-GRC_0069 | wind resource in grid cell GRC_69 | GW | TWh | annual | no | GRC_69 | e_won-GRC_0069 | elc_won-GRC_0069 | 0.50727 | 0.13447 | ele | e_wof-GRC_0132 | wind resource in grid cell GRC_132 | GW | TWh | annual | no | GRC_132 | e_wof-GRC_0132 | elc_wof-GRC_0132 | 2.0655 | 0.098891
ele | e_won-GRC_0070 | wind resource in grid cell GRC_70 | GW | TWh | annual | no | GRC_70 | e_won-GRC_0070 | elc_won-GRC_0070 | 0.056165 | 0.16572 | ele | e_wof-GRC_0133 | wind resource in grid cell GRC_133 | GW | TWh | annual | no | GRC_133 | e_wof-GRC_0133 | elc_wof-GRC_0133 | 0.10275 | 0.025705
ele | e_won-GRC_0071 | wind resource in grid cell GRC_71 | GW | TWh | annual | no | GRC_71 | e_won-GRC_0071 | elc_won-GRC_0071 | 0.016189 | 0.25363 | ele | e_wof-GRC_0136 | wind resource in grid cell GRC_136 | GW | TWh | annual | no | GRC_136 | e_wof-GRC_0136 | elc_wof-GRC_0136 | 0.28575 | 0.33006
ele | e_won-GRC_0072 | wind resource in grid cell GRC_72 | GW | TWh | annual | no | GRC_72 | e_won-GRC_0072 | elc_won-GRC_0072 | 0.065578 | 0.23522 | ele | e_wof-GRC_0137 | wind resource in grid cell GRC_137 | GW | TWh | annual | no | GRC_137 | e_wof-GRC_0137 | elc_wof-GRC_0137 | 1.8938 | 0.17899
ele | e_won-GRC_0073 | wind resource in grid cell GRC_73 | GW | TWh | annual | no | GRC_73 | e_won-GRC_0073 | elc_won-GRC_0073 | 0.023869 | 0.091085 | ele | e_wof-GRC_0138 | wind resource in grid cell GRC_138 | GW | TWh | annual | no | GRC_138 | e_wof-GRC_0138 | elc_wof-GRC_0138 | 3.5827 | 0.17982
ele | e_won-GRC_0074 | wind resource in grid cell GRC_74 | GW | TWh | annual | no | GRC_74 | e_won-GRC_0074 | elc_won-GRC_0074 | 0.0038614 | 0.028416 | ele | e_wof-GRC_0139 | wind resource in grid cell GRC_139 | GW | TWh | annual | no | GRC_139 | e_wof-GRC_0139 | elc_wof-GRC_0139 | 3.3862 | 0.35818
ele | e_won-GRC_0075 | wind resource in grid cell GRC_75 | GW | TWh | annual | no | GRC_75 | e_won-GRC_0075 | elc_won-GRC_0075 | 0.0044872 | 0.014106 | ele | e_wof-GRC_0140 | wind resource in grid cell GRC_140 | GW | TWh | annual | no | GRC_140 | e_wof-GRC_0140 | elc_wof-GRC_0140 | 5.118 | 0.4375
ele | e_won-GRC_0076 | wind resource in grid cell GRC_76 | GW | TWh | annual | no | GRC_76 | e_won-GRC_0076 | elc_won-GRC_0076 | 0.2477 | 0.24007 | ele | e_wof-GRC_0141 | wind resource in grid cell GRC_141 | GW | TWh | annual | no | GRC_141 | e_wof-GRC_0141 | elc_wof-GRC_0141 | 5.4698 | 0.46777
ele | e_won-GRC_0077 | wind resource in grid cell GRC_77 | GW | TWh | annual | no | GRC_77 | e_won-GRC_0077 | elc_won-GRC_0077 | 0.0355 | 0.26537 | ele | e_wof-GRC_0142 | wind resource in grid cell GRC_142 | GW | TWh | annual | no | GRC_142 | e_wof-GRC_0142 | elc_wof-GRC_0142 | 6.0285 | 0.4704
ele | e_won-GRC_0078 | wind resource in grid cell GRC_78 | GW | TWh | annual | no | GRC_78 | e_won-GRC_0078 | elc_won-GRC_0078 | 0.0635 | 0.49701 | ele | e_wof-GRC_0143 | wind resource in grid cell GRC_143 | GW | TWh | annual | no | GRC_143 | e_wof-GRC_0143 | elc_wof-GRC_0143 | 6.057 | 0.41762
ele | e_won-GRC_0079 | wind resource in grid cell GRC_79 | GW | TWh | annual | no | GRC_79 | e_won-GRC_0079 | elc_won-GRC_0079 | 0.049007 | 0.49387 | ele | e_wof-GRC_0144 | wind resource in grid cell GRC_144 | GW | TWh | annual | no | GRC_144 | e_wof-GRC_0144 | elc_wof-GRC_0144 | 4.3327 | 0.36971
ele | e_won-GRC_0080 | wind resource in grid cell GRC_80 | GW | TWh | annual | no | GRC_80 | e_won-GRC_0080 | elc_won-GRC_0080 | 0.19338 | 0.46964 | ele | e_wof-GRC_0145 | wind resource in grid cell GRC_145 | GW | TWh | annual | no | GRC_145 | e_wof-GRC_0145 | elc_wof-GRC_0145 | 6.153 | 0.37964
ele | e_won-GRC_0081 | wind resource in grid cell GRC_81 | GW | TWh | annual | no | GRC_81 | e_won-GRC_0081 | elc_won-GRC_0081 | 0.22183 | 0.3828 | ele | e_wof-GRC_0146 | wind resource in grid cell GRC_146 | GW | TWh | annual | no | GRC_146 | e_wof-GRC_0146 | elc_wof-GRC_0146 | 5.6573 | 0.3713
ele | e_won-GRC_0082 | wind resource in grid cell GRC_82 | GW | TWh | annual | no | GRC_82 | e_won-GRC_0082 | elc_won-GRC_0082 | 0.43289 | 0.3288 | ele | e_wof-GRC_0147 | wind resource in grid cell GRC_147 | GW | TWh | annual | no | GRC_147 | e_wof-GRC_0147 | elc_wof-GRC_0147 | 6.4192 | 0.36299
ele | e_won-GRC_0083 | wind resource in grid cell GRC_83 | GW | TWh | annual | no | GRC_83 | e_won-GRC_0083 | elc_won-GRC_0083 | 0.062591 | 0.33613 | ele | e_wof-GRC_0148 | wind resource in grid cell GRC_148 | GW | TWh | annual | no | GRC_148 | e_wof-GRC_0148 | elc_wof-GRC_0148 | 4.7962 | 0.31254
ele | e_won-GRC_0084 | wind resource in grid cell GRC_84 | GW | TWh | annual | no | GRC_84 | e_won-GRC_0084 | elc_won-GRC_0084 | 0.007891 | 0.36815 | ele | e_wof-GRC_0149 | wind resource in grid cell GRC_149 | GW | TWh | annual | no | GRC_149 | e_wof-GRC_0149 | elc_wof-GRC_0149 | 3.8813 | 0.20404
ele | e_won-GRC_0086 | wind resource in grid cell GRC_86 | GW | TWh | annual | no | GRC_86 | e_won-GRC_0086 | elc_won-GRC_0086 | 0.018746 | 0.31476 | ele | e_wof-GRC_0150 | wind resource in grid cell GRC_150 | GW | TWh | annual | no | GRC_150 | e_wof-GRC_0150 | elc_wof-GRC_0150 | 0.08025 | 0.062841
ele | e_won-GRC_0087 | wind resource in grid cell GRC_87 | GW | TWh | annual | no | GRC_87 | e_won-GRC_0087 | elc_won-GRC_0087 | 0.013149 | 0.18726 | ele | e_wof-GRC_0153 | wind resource in grid cell GRC_153 | GW | TWh | annual | no | GRC_153 | e_wof-GRC_0153 | elc_wof-GRC_0153 | 0.00225 | 0.29597
ele | e_won-GRC_0088 | wind resource in grid cell GRC_88 | GW | TWh | annual | no | GRC_88 | e_won-GRC_0088 | elc_won-GRC_0088 | 0.0024517 | 0.032228 | ele | e_wof-GRC_0154 | wind resource in grid cell GRC_154 | GW | TWh | annual | no | GRC_154 | e_wof-GRC_0154 | elc_wof-GRC_0154 | 0.4215 | 0.090823
ele | e_won-GRC_0089 | wind resource in grid cell GRC_89 | GW | TWh | annual | no | GRC_89 | e_won-GRC_0089 | elc_won-GRC_0089 | 0.0051113 | 0.02926 | ele | e_wof-GRC_0155 | wind resource in grid cell GRC_155 | GW | TWh | annual | no | GRC_155 | e_wof-GRC_0155 | elc_wof-GRC_0155 | 3.873 | 0.22645
ele | e_won-GRC_0090 | wind resource in grid cell GRC_90 | GW | TWh | annual | no | GRC_90 | e_won-GRC_0090 | elc_won-GRC_0090 | 0.60695 | 0.19248 | ele | e_wof-GRC_0156 | wind resource in grid cell GRC_156 | GW | TWh | annual | no | GRC_156 | e_wof-GRC_0156 | elc_wof-GRC_0156 | 0.28575 | 0.39276
ele | e_won-GRC_0091 | wind resource in grid cell GRC_91 | GW | TWh | annual | no | GRC_91 | e_won-GRC_0091 | elc_won-GRC_0091 | 0.024355 | 0.2945 | ele | e_wof-GRC_0157 | wind resource in grid cell GRC_157 | GW | TWh | annual | no | GRC_157 | e_wof-GRC_0157 | elc_wof-GRC_0157 | 6.3758 | 0.47911
ele | e_won-GRC_0092 | wind resource in grid cell GRC_92 | GW | TWh | annual | no | GRC_92 | e_won-GRC_0092 | elc_won-GRC_0092 | 0.0225 | 0.54744 | ele | e_wof-GRC_0158 | wind resource in grid cell GRC_158 | GW | TWh | annual | no | GRC_158 | e_wof-GRC_0158 | elc_wof-GRC_0158 | 5.619 | 0.52451
ele | e_won-GRC_0093 | wind resource in grid cell GRC_93 | GW | TWh | annual | no | GRC_93 | e_won-GRC_0093 | elc_won-GRC_0093 | 0.15056 | 0.57357 | ele | e_wof-GRC_0159 | wind resource in grid cell GRC_159 | GW | TWh | annual | no | GRC_159 | e_wof-GRC_0159 | elc_wof-GRC_0159 | 5.892 | 0.55361
ele | e_won-GRC_0094 | wind resource in grid cell GRC_94 | GW | TWh | annual | no | GRC_94 | e_won-GRC_0094 | elc_won-GRC_0094 | 0.050197 | 0.58962 | ele | e_wof-GRC_0160 | wind resource in grid cell GRC_160 | GW | TWh | annual | no | GRC_160 | e_wof-GRC_0160 | elc_wof-GRC_0160 | 4.7715 | 0.56155
ele | e_won-GRC_0095 | wind resource in grid cell GRC_95 | GW | TWh | annual | no | GRC_95 | e_won-GRC_0095 | elc_won-GRC_0095 | 0.26492 | 0.57435 | ele | e_wof-GRC_0161 | wind resource in grid cell GRC_161 | GW | TWh | annual | no | GRC_161 | e_wof-GRC_0161 | elc_wof-GRC_0161 | 6.6428 | 0.53406
ele | e_won-GRC_0096 | wind resource in grid cell GRC_96 | GW | TWh | annual | no | GRC_96 | e_won-GRC_0096 | elc_won-GRC_0096 | 0.018 | 0.54646 | ele | e_wof-GRC_0162 | wind resource in grid cell GRC_162 | GW | TWh | annual | no | GRC_162 | e_wof-GRC_0162 | elc_wof-GRC_0162 | 6.735 | 0.48995
ele | e_won-GRC_0097 | wind resource in grid cell GRC_97 | GW | TWh | annual | no | GRC_97 | e_won-GRC_0097 | elc_won-GRC_0097 | 0.044192 | 0.52126 | ele | e_wof-GRC_0163 | wind resource in grid cell GRC_163 | GW | TWh | annual | no | GRC_163 | e_wof-GRC_0163 | elc_wof-GRC_0163 | 6.744 | 0.47529
ele | e_won-GRC_0099 | wind resource in grid cell GRC_99 | GW | TWh | annual | no | GRC_99 | e_won-GRC_0099 | elc_won-GRC_0099 | 0.041366 | 0.46356 | ele | e_wof-GRC_0164 | wind resource in grid cell GRC_164 | GW | TWh | annual | no | GRC_164 | e_wof-GRC_0164 | elc_wof-GRC_0164 | 6.5175 | 0.44902
ele | e_won-GRC_0100 | wind resource in grid cell GRC_100 | GW | TWh | annual | no | GRC_100 | e_won-GRC_0100 | elc_won-GRC_0100 | 0.0015 | 0.40132 | ele | e_wof-GRC_0165 | wind resource in grid cell GRC_165 | GW | TWh | annual | no | GRC_165 | e_wof-GRC_0165 | elc_wof-GRC_0165 | 5.2313 | 0.3924
ele | e_won-GRC_0101 | wind resource in grid cell GRC_101 | GW | TWh | annual | no | GRC_101 | e_won-GRC_0101 | elc_won-GRC_0101 | 0.02025 | 0.29435 | ele | e_wof-GRC_0166 | wind resource in grid cell GRC_166 | GW | TWh | annual | no | GRC_166 | e_wof-GRC_0166 | elc_wof-GRC_0166 | 6.4005 | 0.29012
ele | e_won-GRC_0102 | wind resource in grid cell GRC_102 | GW | TWh | annual | no | GRC_102 | e_won-GRC_0102 | elc_won-GRC_0102 | 0.089333 | 0.094579 | ele | e_wof-GRC_0167 | wind resource in grid cell GRC_167 | GW | TWh | annual | no | GRC_167 | e_wof-GRC_0167 | elc_wof-GRC_0167 | 1.506 | 0.12717
ele | e_won-GRC_0103 | wind resource in grid cell GRC_103 | GW | TWh | annual | no | GRC_103 | e_won-GRC_0103 | elc_won-GRC_0103 | 0.019146 | 0.075457 | ele | e_wof-GRC_0170 | wind resource in grid cell GRC_170 | GW | TWh | annual | no | GRC_170 | e_wof-GRC_0170 | elc_wof-GRC_0170 | 2.6085 | 0.29066
ele | e_won-GRC_0104 | wind resource in grid cell GRC_104 | GW | TWh | annual | no | GRC_104 | e_won-GRC_0104 | elc_won-GRC_0104 | 0.44414 | 0.22044 | ele | e_wof-GRC_0171 | wind resource in grid cell GRC_171 | GW | TWh | annual | no | GRC_171 | e_wof-GRC_0171 | elc_wof-GRC_0171 | 1.05 | 0.17284
ele | e_won-GRC_0105 | wind resource in grid cell GRC_105 | GW | TWh | annual | no | GRC_105 | e_won-GRC_0105 | elc_won-GRC_0105 | 0.00675 | 0.40885 | ele | e_wof-GRC_0172 | wind resource in grid cell GRC_172 | GW | TWh | annual | no | GRC_172 | e_wof-GRC_0172 | elc_wof-GRC_0172 | 5.5222 | 0.35929
ele | e_won-GRC_0107 | wind resource in grid cell GRC_107 | GW | TWh | annual | no | GRC_107 | e_won-GRC_0107 | elc_won-GRC_0107 | 0.078765 | 0.58101 | ele | e_wof-GRC_0173 | wind resource in grid cell GRC_173 | GW | TWh | annual | no | GRC_173 | e_wof-GRC_0173 | elc_wof-GRC_0173 | 0.693 | 0.46684
ele | e_won-GRC_0108 | wind resource in grid cell GRC_108 | GW | TWh | annual | no | GRC_108 | e_won-GRC_0108 | elc_won-GRC_0108 | 0.52682 | 0.60993 | ele | e_wof-GRC_0174 | wind resource in grid cell GRC_174 | GW | TWh | annual | no | GRC_174 | e_wof-GRC_0174 | elc_wof-GRC_0174 | 5.3753 | 0.5145
ele | e_won-GRC_0109 | wind resource in grid cell GRC_109 | GW | TWh | annual | no | GRC_109 | e_won-GRC_0109 | elc_won-GRC_0109 | 0.094328 | 0.62461 | ele | e_wof-GRC_0175 | wind resource in grid cell GRC_175 | GW | TWh | annual | no | GRC_175 | e_wof-GRC_0175 | elc_wof-GRC_0175 | 4.6988 | 0.54932
ele | e_won-GRC_0110 | wind resource in grid cell GRC_110 | GW | TWh | annual | no | GRC_110 | e_won-GRC_0110 | elc_won-GRC_0110 | 0.03075 | 0.61421 | ele | e_wof-GRC_0176 | wind resource in grid cell GRC_176 | GW | TWh | annual | no | GRC_176 | e_wof-GRC_0176 | elc_wof-GRC_0176 | 4.719 | 0.56527
ele | e_won-GRC_0111 | wind resource in grid cell GRC_111 | GW | TWh | annual | no | GRC_111 | e_won-GRC_0111 | elc_won-GRC_0111 | 0.041416 | 0.55293 | ele | e_wof-GRC_0177 | wind resource in grid cell GRC_177 | GW | TWh | annual | no | GRC_177 | e_wof-GRC_0177 | elc_wof-GRC_0177 | 6.6188 | 0.5481
ele | e_won-GRC_0112 | wind resource in grid cell GRC_112 | GW | TWh | annual | no | GRC_112 | e_won-GRC_0112 | elc_won-GRC_0112 | 0.034674 | 0.53079 | ele | e_wof-GRC_0178 | wind resource in grid cell GRC_178 | GW | TWh | annual | no | GRC_178 | e_wof-GRC_0178 | elc_wof-GRC_0178 | 6.6398 | 0.51146
ele | e_won-GRC_0113 | wind resource in grid cell GRC_113 | GW | TWh | annual | no | GRC_113 | e_won-GRC_0113 | elc_won-GRC_0113 | 0.085081 | 0.48663 | ele | e_wof-GRC_0179 | wind resource in grid cell GRC_179 | GW | TWh | annual | no | GRC_179 | e_wof-GRC_0179 | elc_wof-GRC_0179 | 6.4725 | 0.48054
ele | e_won-GRC_0114 | wind resource in grid cell GRC_114 | GW | TWh | annual | no | GRC_114 | e_won-GRC_0114 | elc_won-GRC_0114 | 0.01575 | 0.37661 | ele | e_wof-GRC_0180 | wind resource in grid cell GRC_180 | GW | TWh | annual | no | GRC_180 | e_wof-GRC_0180 | elc_wof-GRC_0180 | 6.72 | 0.46396
ele | e_won-GRC_0115 | wind resource in grid cell GRC_115 | GW | TWh | annual | no | GRC_115 | e_won-GRC_0115 | elc_won-GRC_0115 | 0.24856 | 0.16586 | ele | e_wof-GRC_0181 | wind resource in grid cell GRC_181 | GW | TWh | annual | no | GRC_181 | e_wof-GRC_0181 | elc_wof-GRC_0181 | 6.7207 | 0.4801
ele | e_won-GRC_0116 | wind resource in grid cell GRC_116 | GW | TWh | annual | no | GRC_116 | e_won-GRC_0116 | elc_won-GRC_0116 | 0.12721 | 0.15914 | ele | e_wof-GRC_0182 | wind resource in grid cell GRC_182 | GW | TWh | annual | no | GRC_182 | e_wof-GRC_0182 | elc_wof-GRC_0182 | 4.1205 | 0.46957
ele | e_won-GRC_0117 | wind resource in grid cell GRC_117 | GW | TWh | annual | no | GRC_117 | e_won-GRC_0117 | elc_won-GRC_0117 | 0.37984 | 0.46067 | ele | e_wof-GRC_0183 | wind resource in grid cell GRC_183 | GW | TWh | annual | no | GRC_183 | e_wof-GRC_0183 | elc_wof-GRC_0183 | 5.253 | 0.35438
ele | e_won-GRC_0118 | wind resource in grid cell GRC_118 | GW | TWh | annual | no | GRC_118 | e_won-GRC_0118 | elc_won-GRC_0118 | 0.006 | 0.59481 | ele | e_wof-GRC_0184 | wind resource in grid cell GRC_184 | GW | TWh | annual | no | GRC_184 | e_wof-GRC_0184 | elc_wof-GRC_0184 | 1.8818 | 0.17697
ele | e_won-GRC_0119 | wind resource in grid cell GRC_119 | GW | TWh | annual | no | GRC_119 | e_won-GRC_0119 | elc_won-GRC_0119 | 0.085594 | 0.61732 | ele | e_wof-GRC_0187 | wind resource in grid cell GRC_187 | GW | TWh | annual | no | GRC_187 | e_wof-GRC_0187 | elc_wof-GRC_0187 | 0.15075 | 0.38937
ele | e_won-GRC_0120 | wind resource in grid cell GRC_120 | GW | TWh | annual | no | GRC_120 | e_won-GRC_0120 | elc_won-GRC_0120 | 0.02325 | 0.62334 | ele | e_wof-GRC_0188 | wind resource in grid cell GRC_188 | GW | TWh | annual | no | GRC_188 | e_wof-GRC_0188 | elc_wof-GRC_0188 | 3.0045 | 0.46598
ele | e_won-GRC_0121 | wind resource in grid cell GRC_121 | GW | TWh | annual | no | GRC_121 | e_won-GRC_0121 | elc_won-GRC_0121 | 0.00075 | 0.56726 | ele | e_wof-GRC_0189 | wind resource in grid cell GRC_189 | GW | TWh | annual | no | GRC_189 | e_wof-GRC_0189 | elc_wof-GRC_0189 | 3.6202 | 0.57168
ele | e_won-GRC_0122 | wind resource in grid cell GRC_122 | GW | TWh | annual | no | GRC_122 | e_won-GRC_0122 | elc_won-GRC_0122 | 0.4286 | 0.50629 | ele | e_wof-GRC_0190 | wind resource in grid cell GRC_190 | GW | TWh | annual | no | GRC_190 | e_wof-GRC_0190 | elc_wof-GRC_0190 | 3.7748 | 0.52446
ele | e_won-GRC_0123 | wind resource in grid cell GRC_123 | GW | TWh | annual | no | GRC_123 | e_won-GRC_0123 | elc_won-GRC_0123 | 0.15298 | 0.46078 | ele | e_wof-GRC_0191 | wind resource in grid cell GRC_191 | GW | TWh | annual | no | GRC_191 | e_wof-GRC_0191 | elc_wof-GRC_0191 | 6.327 | 0.52974
ele | e_won-GRC_0124 | wind resource in grid cell GRC_124 | GW | TWh | annual | no | GRC_124 | e_won-GRC_0124 | elc_won-GRC_0124 | 0.40204 | 0.44573 | ele | e_wof-GRC_0192 | wind resource in grid cell GRC_192 | GW | TWh | annual | no | GRC_192 | e_wof-GRC_0192 | elc_wof-GRC_0192 | 6.1867 | 0.54988
ele | e_won-GRC_0125 | wind resource in grid cell GRC_125 | GW | TWh | annual | no | GRC_125 | e_won-GRC_0125 | elc_won-GRC_0125 | 0.010137 | 0.41123 | ele | e_wof-GRC_0193 | wind resource in grid cell GRC_193 | GW | TWh | annual | no | GRC_193 | e_wof-GRC_0193 | elc_wof-GRC_0193 | 6.5715 | 0.56015
ele | e_won-GRC_0126 | wind resource in grid cell GRC_126 | GW | TWh | annual | no | GRC_126 | e_won-GRC_0126 | elc_won-GRC_0126 | 0.24912 | 0.23768 | ele | e_wof-GRC_0194 | wind resource in grid cell GRC_194 | GW | TWh | annual | no | GRC_194 | e_wof-GRC_0194 | elc_wof-GRC_0194 | 4.4497 | 0.51253
ele | e_won-GRC_0127 | wind resource in grid cell GRC_127 | GW | TWh | annual | no | GRC_127 | e_won-GRC_0127 | elc_won-GRC_0127 | 0.26033 | 0.18324 | ele | e_wof-GRC_0195 | wind resource in grid cell GRC_195 | GW | TWh | annual | no | GRC_195 | e_wof-GRC_0195 | elc_wof-GRC_0195 | 4.386 | 0.42333
ele | e_won-GRC_0128 | wind resource in grid cell GRC_128 | GW | TWh | annual | no | GRC_128 | e_won-GRC_0128 | elc_won-GRC_0128 | 0.23481 | 0.60309 | ele | e_wof-GRC_0196 | wind resource in grid cell GRC_196 | GW | TWh | annual | no | GRC_196 | e_wof-GRC_0196 | elc_wof-GRC_0196 | 5.0933 | 0.35095
ele | e_won-GRC_0131 | wind resource in grid cell GRC_131 | GW | TWh | annual | no | GRC_131 | e_won-GRC_0131 | elc_won-GRC_0131 | 0.087788 | 0.59247 | ele | e_wof-GRC_0197 | wind resource in grid cell GRC_197 | GW | TWh | annual | no | GRC_197 | e_wof-GRC_0197 | elc_wof-GRC_0197 | 3.3397 | 0.32083
ele | e_won-GRC_0132 | wind resource in grid cell GRC_132 | GW | TWh | annual | no | GRC_132 | e_won-GRC_0132 | elc_won-GRC_0132 | 0.00675 | 0.6088 | ele | e_wof-GRC_0198 | wind resource in grid cell GRC_198 | GW | TWh | annual | no | GRC_198 | e_wof-GRC_0198 | elc_wof-GRC_0198 | 4.215 | 0.34719
ele | e_won-GRC_0133 | wind resource in grid cell GRC_133 | GW | TWh | annual | no | GRC_133 | e_won-GRC_0133 | elc_won-GRC_0133 | 0.021195 | 0.61598 | ele | e_wof-GRC_0199 | wind resource in grid cell GRC_199 | GW | TWh | annual | no | GRC_199 | e_wof-GRC_0199 | elc_wof-GRC_0199 | 4.3035 | 0.34833
ele | e_won-GRC_0134 | wind resource in grid cell GRC_134 | GW | TWh | annual | no | GRC_134 | e_won-GRC_0134 | elc_won-GRC_0134 | 0.024 | 0.57392 | ele | e_wof-GRC_0204 | wind resource in grid cell GRC_204 | GW | TWh | annual | no | GRC_204 | e_wof-GRC_0204 | elc_wof-GRC_0204 | 2.1135 | 0.55399
ele | e_won-GRC_0135 | wind resource in grid cell GRC_135 | GW | TWh | annual | no | GRC_135 | e_won-GRC_0135 | elc_won-GRC_0135 | 0.52084 | 0.51742 | ele | e_wof-GRC_0205 | wind resource in grid cell GRC_205 | GW | TWh | annual | no | GRC_205 | e_wof-GRC_0205 | elc_wof-GRC_0205 | 2.3843 | 0.59093
ele | e_won-GRC_0136 | wind resource in grid cell GRC_136 | GW | TWh | annual | no | GRC_136 | e_won-GRC_0136 | elc_won-GRC_0136 | 0.14201 | 0.44948 | ele | e_wof-GRC_0206 | wind resource in grid cell GRC_206 | GW | TWh | annual | no | GRC_206 | e_wof-GRC_0206 | elc_wof-GRC_0206 | 4.4123 | 0.53787
ele | e_won-GRC_0137 | wind resource in grid cell GRC_137 | GW | TWh | annual | no | GRC_137 | e_won-GRC_0137 | elc_won-GRC_0137 | 0.20305 | 0.38123 | ele | e_wof-GRC_0207 | wind resource in grid cell GRC_207 | GW | TWh | annual | no | GRC_207 | e_wof-GRC_0207 | elc_wof-GRC_0207 | 6.315 | 0.52744
ele | e_won-GRC_0138 | wind resource in grid cell GRC_138 | GW | TWh | annual | no | GRC_138 | e_won-GRC_0138 | elc_won-GRC_0138 | 0.82055 | 0.27908 | ele | e_wof-GRC_0208 | wind resource in grid cell GRC_208 | GW | TWh | annual | no | GRC_208 | e_wof-GRC_0208 | elc_wof-GRC_0208 | 6.5438 | 0.53777
ele | e_won-GRC_0139 | wind resource in grid cell GRC_139 | GW | TWh | annual | no | GRC_139 | e_won-GRC_0139 | elc_won-GRC_0139 | 0.74775 | 0.21031 | ele | e_wof-GRC_0209 | wind resource in grid cell GRC_209 | GW | TWh | annual | no | GRC_209 | e_wof-GRC_0209 | elc_wof-GRC_0209 | 5.8102 | 0.53882
ele | e_won-GRC_0140 | wind resource in grid cell GRC_140 | GW | TWh | annual | no | GRC_140 | e_won-GRC_0140 | elc_won-GRC_0140 | 0.00075 | 0.63162 | ele | e_wof-GRC_0210 | wind resource in grid cell GRC_210 | GW | TWh | annual | no | GRC_210 | e_wof-GRC_0210 | elc_wof-GRC_0210 | 4.3747 | 0.48966
ele | e_won-GRC_0141 | wind resource in grid cell GRC_141 | GW | TWh | annual | no | GRC_141 | e_won-GRC_0141 | elc_won-GRC_0141 | 0.14164 | 0.6482 | ele | e_wof-GRC_0211 | wind resource in grid cell GRC_211 | GW | TWh | annual | no | GRC_211 | e_wof-GRC_0211 | elc_wof-GRC_0211 | 3.4335 | 0.33538
ele | e_won-GRC_0142 | wind resource in grid cell GRC_142 | GW | TWh | annual | no | GRC_142 | e_won-GRC_0142 | elc_won-GRC_0142 | 0.0075 | 0.59882 | ele | e_wof-GRC_0212 | wind resource in grid cell GRC_212 | GW | TWh | annual | no | GRC_212 | e_wof-GRC_0212 | elc_wof-GRC_0212 | 1.6823 | 0.28381
ele | e_won-GRC_0143 | wind resource in grid cell GRC_143 | GW | TWh | annual | no | GRC_143 | e_won-GRC_0143 | elc_won-GRC_0143 | 0.02925 | 0.57963 | ele | e_wof-GRC_0213 | wind resource in grid cell GRC_213 | GW | TWh | annual | no | GRC_213 | e_wof-GRC_0213 | elc_wof-GRC_0213 | 1.8442 | 0.23747
ele | e_won-GRC_0144 | wind resource in grid cell GRC_144 | GW | TWh | annual | no | GRC_144 | e_won-GRC_0144 | elc_won-GRC_0144 | 0.09296 | 0.58108 | ele | e_wof-GRC_0216 | wind resource in grid cell GRC_216 | GW | TWh | annual | no | GRC_216 | e_wof-GRC_0216 | elc_wof-GRC_0216 | 0.066 | 0.51274
ele | e_won-GRC_0145 | wind resource in grid cell GRC_145 | GW | TWh | annual | no | GRC_145 | e_won-GRC_0145 | elc_won-GRC_0145 | 0.032111 | 0.54164 | ele | e_wof-GRC_0217 | wind resource in grid cell GRC_217 | GW | TWh | annual | no | GRC_217 | e_wof-GRC_0217 | elc_wof-GRC_0217 | 0.56025 | 0.55888
ele | e_won-GRC_0146 | wind resource in grid cell GRC_146 | GW | TWh | annual | no | GRC_146 | e_won-GRC_0146 | elc_won-GRC_0146 | 0.10195 | 0.3924 | ele | e_wof-GRC_0218 | wind resource in grid cell GRC_218 | GW | TWh | annual | no | GRC_218 | e_wof-GRC_0218 | elc_wof-GRC_0218 | 1.653 | 0.57998
ele | e_won-GRC_0147 | wind resource in grid cell GRC_147 | GW | TWh | annual | no | GRC_147 | e_won-GRC_0147 | elc_won-GRC_0147 | 0.075643 | 0.54854 | ele | e_wof-GRC_0219 | wind resource in grid cell GRC_219 | GW | TWh | annual | no | GRC_219 | e_wof-GRC_0219 | elc_wof-GRC_0219 | 1.8975 | 0.52325
ele | e_won-GRC_0148 | wind resource in grid cell GRC_148 | GW | TWh | annual | no | GRC_148 | e_won-GRC_0148 | elc_won-GRC_0148 | 0.062089 | 0.50602 | ele | e_wof-GRC_0220 | wind resource in grid cell GRC_220 | GW | TWh | annual | no | GRC_220 | e_wof-GRC_0220 | elc_wof-GRC_0220 | 5.6768 | 0.50255
ele | e_won-GRC_0149 | wind resource in grid cell GRC_149 | GW | TWh | annual | no | GRC_149 | e_won-GRC_0149 | elc_won-GRC_0149 | 0.1646 | 0.43025 | ele | e_wof-GRC_0221 | wind resource in grid cell GRC_221 | GW | TWh | annual | no | GRC_221 | e_wof-GRC_0221 | elc_wof-GRC_0221 | 3.6698 | 0.48515
ele | e_won-GRC_0150 | wind resource in grid cell GRC_150 | GW | TWh | annual | no | GRC_150 | e_won-GRC_0150 | elc_won-GRC_0150 | 0.38303 | 0.37961 | ele | e_wof-GRC_0222 | wind resource in grid cell GRC_222 | GW | TWh | annual | no | GRC_222 | e_wof-GRC_0222 | elc_wof-GRC_0222 | 4.6695 | 0.40409
ele | e_won-GRC_0151 | wind resource in grid cell GRC_151 | GW | TWh | annual | no | GRC_151 | e_won-GRC_0151 | elc_won-GRC_0151 | 0.11081 | 0.40414 | ele | e_wof-GRC_0223 | wind resource in grid cell GRC_223 | GW | TWh | annual | no | GRC_223 | e_wof-GRC_0223 | elc_wof-GRC_0223 | 2.8283 | 0.26676
[12 empty] | ele | e_wof-GRC_0227 | wind resource in grid cell GRC_227 | GW | TWh | annual | no | GRC_227 | e_wof-GRC_0227 | elc_wof-GRC_0227 | 0.87525 | 0.52983
[12 empty] | ele | e_wof-GRC_0228 | wind resource in grid cell GRC_228 | GW | TWh | annual | no | GRC_228 | e_wof-GRC_0228 | elc_wof-GRC_0228 | 1.3313 | 0.53373
[12 empty] | ele | e_wof-GRC_0229 | wind resource in grid cell GRC_229 | GW | TWh | annual | no | GRC_229 | e_wof-GRC_0229 | elc_wof-GRC_0229 | 3.7942 | 0.4331
[12 empty] | ele | e_wof-GRC_0230 | wind resource in grid cell GRC_230 | GW | TWh | annual | no | GRC_230 | e_wof-GRC_0230 | elc_wof-GRC_0230 | 5.5875 | 0.42239
[12 empty] | ele | e_wof-GRC_0231 | wind resource in grid cell GRC_231 | GW | TWh | annual | no | GRC_231 | e_wof-GRC_0231 | elc_wof-GRC_0231 | 4.1212 | 0.33825
[12 empty] | ele | e_wof-GRC_0235 | wind resource in grid cell GRC_235 | GW | TWh | annual | no | GRC_235 | e_wof-GRC_0235 | elc_wof-GRC_0235 | 0.156 | 0.48678
[12 empty] | ele | e_wof-GRC_0236 | wind resource in grid cell GRC_236 | GW | TWh | annual | no | GRC_236 | e_wof-GRC_0236 | elc_wof-GRC_0236 | 0.00525 | 0.46289
[12 empty] | ele | e_wof-GRC_0237 | wind resource in grid cell GRC_237 | GW | TWh | annual | no | GRC_237 | e_wof-GRC_0237 | elc_wof-GRC_0237 | 0.6495 | 0.33067
[12 empty] | ele | e_wof-GRC_0238 | wind resource in grid cell GRC_238 | GW | TWh | annual | no | GRC_238 | e_wof-GRC_0238 | elc_wof-GRC_0238 | 2.9392 | 0.3174
[12 empty] | ele | e_wof-GRC_0245 | wind resource in grid cell GRC_245 | GW | TWh | annual | no | GRC_245 | e_wof-GRC_0245 | elc_wof-GRC_0245 | 0.45375 | 0.19604
[12 empty] | ele | e_wof-GRC_0251 | wind resource in grid cell GRC_251 | GW | TWh | annual | no | GRC_251 | e_wof-GRC_0251 | elc_wof-GRC_0251 | 0.52575 | 0.29931
[12 empty] | ele | e_wof-GRC_0252 | wind resource in grid cell GRC_252 | GW | TWh | annual | no | GRC_252 | e_wof-GRC_0252 | elc_wof-GRC_0252 | 1.2615 | 0.085506
[12 empty] | ele | e_wof-GRC_0258 | wind resource in grid cell GRC_258 | GW | TWh | annual | no | GRC_258 | e_wof-GRC_0258 | elc_wof-GRC_0258 | 0.46425 | 0.23871

## conventional
~fi_t | [6 empty] | ~fi_process
process | comm-in | comm-out | 2023 | 2030 | 2050 | attribute | set | process | description | capacity_unit | activity_unit | timeslicelevel | vintage
Bioenergy + CCUS | bioenergy | ELC | 0.3 | 0.3 | 0.3 | efficiency | ele | Bioenergy + CCUS |  | GW | TWh | daynite | yes
Bioenergy + CCUS | bioenergy | ELC | 0.6 | 0.6 | 0.6 | ncap_af | ele | Bioenergy - Large scale unit |  | GW | TWh | daynite | yes
Bioenergy + CCUS | bioenergy | ELC | 5750 | 5700 | 5100 | ncap_cost | ele | CCGT |  | GW | TWh | daynite | yes
Bioenergy + CCUS | bioenergy | ELC | 200 | 200 | 175 | ncap_fom | ele | CCGT + CCS |  | GW | TWh | daynite | yes
Bioenergy + CCUS | bioenergy | ELC | 3 | 3 | 3 | ncap_iled | ele | Coal + CCS |  | GW | TWh | daynite | yes
Bioenergy - Large scale unit | bioenergy | ELC | 0.35 | 0.35 | 0.35 | efficiency | ele | Gas turbine |  | GW | TWh | daynite | yes
Bioenergy - Large scale unit | bioenergy | ELC | 0.6 | 0.6 | 0.6 | ncap_af | ele | Hydropower - large-scale unit |  | GW | TWh | daynite | yes
Bioenergy - Large scale unit | bioenergy | ELC | 2400 | 2350 | 2300 | ncap_cost | ele | IGCC |  | GW | TWh | daynite | yes
Bioenergy - Large scale unit | bioenergy | ELC | 85 | 85 | 80 | ncap_fom | ele | IGCC + CCS |  | GW | TWh | daynite | yes
Bioenergy - Large scale unit | bioenergy | ELC | 3 | 3 | 3 | ncap_iled | ele | Nuclear large |  | GW | TWh | daynite | yes
CCGT | gas | ELC | 0.59 | 0.6 | 0.61 | efficiency | ele | Oxyfuel + CCS |  | GW | TWh | daynite | yes
CCGT | gas | ELC | 1000 | 1000 | 1000 | ncap_cost | ele | Solar photovoltaics - Large scale unit |  | GW | TWh | daynite | yes
CCGT | gas | ELC | 25 | 25 | 25 | ncap_fom | ele | Steam Coal - SUBCRITICAL |  | GW | TWh | daynite | yes
CCGT + CCS | gas | ELC | 0.51 | 0.52 | 0.54 | efficiency | ele | Steam Coal - SUPERCRITICAL |  | GW | TWh | daynite | yes
CCGT + CCS | gas | ELC | 3100 | 3100 | 2400 | ncap_cost | ele | Steam Coal - ULTRASUPERCRITICAL |  | GW | TWh | daynite | yes
CCGT + CCS | gas | ELC | 75 | 75 | 60 | ncap_fom | ele | Wind offshore |  | GW | TWh | daynite | yes
Coal + CCS | coal | ELC | 0.37 | 0.38 | 0.39 | efficiency | ele | Wind onshore |  | GW | TWh | daynite | yes
Coal + CCS | coal | ELC | 5500 | 5500 | 4350 | ncap_cost
Coal + CCS | coal | ELC | 165 | 165 | 130 | ncap_fom
Gas turbine | gas | ELC | 0.4 | 0.41 | 0.42 | efficiency
Gas turbine | gas | ELC | 500 | 500 | 500 | ncap_cost
Gas turbine | gas | ELC | 20 | 20 | 20 | ncap_fom
Hydropower - large-scale unit | hydro | ELC | 1 | 1 | 1 | efficiency
Hydropower - large-scale unit | hydro | ELC | 0.35 | 0.35 | 0.35 | ncap_af
Hydropower - large-scale unit | hydro | ELC | 2650 | 2650 | 2650 | ncap_cost
Hydropower - large-scale unit | hydro | ELC | 65 | 65 | 65 | ncap_fom
Hydropower - large-scale unit | hydro | ELC | 4 | 4 | 4 | ncap_iled
IGCC | gas | ELC | 0.45 | 0.47 | 0.5 | efficiency
IGCC | gas | ELC | 2500 | 2350 | 2300 | ncap_cost
IGCC | gas | ELC | 95 | 85 | 80 | ncap_fom
IGCC + CCS | coal | ELC | 0.36 | 0.38 | 0.43 | efficiency
IGCC + CCS | coal | ELC | 5850 | 5700 | 5100 | ncap_cost
IGCC + CCS | coal | ELC | 205 | 200 | 180 | ncap_fom
Nuclear large | nuclear | ELC | 0.33 | 0.33 | 0.33 | efficiency
Nuclear large | nuclear | ELC | 6600 | 5100 | 4500 | ncap_cost
Nuclear large | nuclear | ELC | 165 | 165 | 160 | ncap_fom
Oxyfuel + CCS | coal | ELC | 0.37 | 0.38 | 0.39 | efficiency
Oxyfuel + CCS | coal | ELC | 5700 | 5700 | 5100 | ncap_cost
Oxyfuel + CCS | coal | ELC | 170 | 170 | 155 | ncap_fom
Solar photovoltaics - Large scale unit | solar | ELC | 1 | 1 | 1 | efficiency
Solar photovoltaics - Large scale unit | solar | ELC | 0.14 | 0.14 | 0.14 | ncap_af
Solar photovoltaics - Large scale unit | solar | ELC | 750 | 480 | 340 | ncap_cost
Solar photovoltaics - Large scale unit | solar | ELC | 12 | 10 | 10 | ncap_fom
Solar photovoltaics - Large scale unit | solar | ELC | 1.5 | 1.5 | 1.5 | ncap_iled
Steam Coal - SUBCRITICAL | coal | ELC | 0.39 | 0.39 | 0.39 | efficiency
Steam Coal - SUBCRITICAL | coal | ELC | 1700 | 1700 | 1700 | ncap_cost
Steam Coal - SUBCRITICAL | coal | ELC | 45 | 45 | 45 | ncap_fom
Steam Coal - SUPERCRITICAL | coal | ELC | 0.43 | 0.43 | 0.43 | efficiency
Steam Coal - SUPERCRITICAL | coal | ELC | 2000 | 2000 | 2000 | ncap_cost
Steam Coal - SUPERCRITICAL | coal | ELC | 60 | 60 | 60 | ncap_fom
Steam Coal - ULTRASUPERCRITICAL | coal | ELC | 0.46 | 0.46 | 0.48 | efficiency
Steam Coal - ULTRASUPERCRITICAL | coal | ELC | 2200 | 2200 | 2200 | ncap_cost
Steam Coal - ULTRASUPERCRITICAL | coal | ELC | 65 | 65 | 65 | ncap_fom
Wind offshore | unknown | ELC | 1 | 1 | 1 | efficiency
Wind offshore | unknown | ELC | 0.5 | 0.55 | 0.56 | ncap_af
Wind offshore | unknown | ELC | 3120 | 2280 | 1660 | ncap_cost
Wind offshore | unknown | ELC | 60 | 50 | 40 | ncap_fom
Wind offshore | unknown | ELC | 3 | 3 | 3 | ncap_iled
Wind onshore | unknown | ELC | 1 | 1 | 1 | efficiency
Wind onshore | unknown | ELC | 0.29 | 0.3 | 0.3 | ncap_af
Wind onshore | unknown | ELC | 1630 | 1550 | 1490 | ncap_cost
Wind onshore | unknown | ELC | 42 | 40 | 38 | ncap_fom
Wind onshore | unknown | ELC | 1.5 | 1.5 | 1.5 | ncap_iled

## grid_transformers
~fi_t |  |  |  | ~fi_process
process | comm-in | comm-out | efficiency | set | process | description | activityunit | capacityunit | timeslicelevel
stepdown_w140248148_400to400 | e_w140248148 | e_w140248148-400 | 1 | pre | stepdown_w140248148_400to400 | Transformer: e_w140248148 → e_w140248148-400 | TWh | GW | daynite
stepup_w140248148_400to400 | e_w140248148-400 | e_w140248148 | 1 | pre | stepup_w140248148_400to400 | Transformer: e_w140248148-400 → e_w140248148 | TWh | GW | daynite