## ev_charging_uc
ts_12t | day_night | ts_12t
| D | SaD,WaP,WaD,RaD,FaP,SaP,RaP,FaD
| N | FaP,SaP,RaN,FaN,RaP,WaP,SaN,WaN
[7 empty] | 0.75 |  | share of charging at night
~UC_Sets: R_E: AllRegions
~UC_T: LO
| UC_N | Pset_CI | Pset_CO | pset_pn | Cset_CN | TimeSlice | UC_FLO | UC_RHSRT | UC_RHSRT~0
| UC_bev night chg limit | ELC | AuxStoIN | *EV* | AuxStoIN | FaP,SaP,RaN,FaN,RaP,WaP,SaN,WaN | 0.25 | 0 | 3 |  | night
|  | ELC | AuxStoIN | *EV* | AuxStoIN | SaD,WaP,WaD,RaD,FaP,SaP,RaP,FaD | -0.75 |  |  |  | day
~UC_T: LO
| UC_N | PSET_SET | PSET_PN | Pset_CI | PSET_CO | Cset_CN | TimeSlice | UC_ACT | UC_COMPRD | UC_RHSRTS | UC_RHSRTS~0 | UC_Desc
| UCE_Min-DispatchablePrd | ELE,CHP |  | *,-solar,-wind*,-ELC,-ELCSPV,-elc[_]???[_]*,-e[_]* |  |  | DAYNITE | 1 |  | 0 | 5 | Min dispatchable electricity generation in each grid in each TS
[6 empty] | DEF_E | DAYNITE |  | -1

## timeslice_def
~TimeSlices
ts_12t | season | weekly | daynite | wparent | dparent
| F | a | D | W,R,S,F | a
| R |  | N |  | a
| S |  | P |  | a
W

## resource_profiles
~TFM_DINS-AT |  |  |  | ~TFM_DINS-AT |  |  |  | ~TFM_DINS-AT
commodity | timeslice | com_fr | process | commodity | timeslice | com_fr | process | commodity | timeslice | com_fr | process
elc_spv_ETH_001 | FaD | 0.23302 | IMPNRGZ | elc_won_ETH_001 | FaD | 0.10361 | IMPNRGZ | elc_wof_ETH_001 | FaD | 0.10361 | IMPNRGZ
elc_spv_ETH_001 | FaN | 0 | IMPNRGZ | elc_won_ETH_001 | FaN | 0.10326 | IMPNRGZ | elc_wof_ETH_001 | FaN | 0.10326 | IMPNRGZ
elc_spv_ETH_001 | FaP | 0.024826 | IMPNRGZ | elc_won_ETH_001 | FaP | 0.018336 | IMPNRGZ | elc_wof_ETH_001 | FaP | 0.018336 | IMPNRGZ
elc_spv_ETH_001 | RaD | 0.23391 | IMPNRGZ | elc_won_ETH_001 | RaD | 0.095109 | IMPNRGZ | elc_wof_ETH_001 | RaD | 0.095109 | IMPNRGZ
elc_spv_ETH_001 | RaN | 4.9336e-06 | IMPNRGZ | elc_won_ETH_001 | RaN | 0.091832 | IMPNRGZ | elc_wof_ETH_001 | RaN | 0.091832 | IMPNRGZ
elc_spv_ETH_001 | RaP | 0.029834 | IMPNRGZ | elc_won_ETH_001 | RaP | 0.014197 | IMPNRGZ | elc_wof_ETH_001 | RaP | 0.014197 | IMPNRGZ
elc_spv_ETH_001 | SaD | 0.19054 | IMPNRGZ | elc_won_ETH_001 | SaD | 0.14223 | IMPNRGZ | elc_wof_ETH_001 | SaD | 0.14223 | IMPNRGZ
elc_spv_ETH_001 | SaN | 0.00045759 | IMPNRGZ | elc_won_ETH_001 | SaN | 0.17475 | IMPNRGZ | elc_wof_ETH_001 | SaN | 0.17475 | IMPNRGZ
elc_spv_ETH_001 | SaP | 0.019765 | IMPNRGZ | elc_won_ETH_001 | SaP | 0.023643 | IMPNRGZ | elc_wof_ETH_001 | SaP | 0.023643 | IMPNRGZ
elc_spv_ETH_001 | WaD | 0.23378 | IMPNRGZ | elc_won_ETH_001 | WaD | 0.095527 | IMPNRGZ | elc_wof_ETH_001 | WaD | 0.095527 | IMPNRGZ
elc_spv_ETH_001 | WaN | 0 | IMPNRGZ | elc_won_ETH_001 | WaN | 0.11919 | IMPNRGZ | elc_wof_ETH_001 | WaN | 0.11919 | IMPNRGZ
elc_spv_ETH_001 | WaP | 0.033865 | IMPNRGZ | elc_won_ETH_001 | WaP | 0.018316 | IMPNRGZ | elc_wof_ETH_001 | WaP | 0.018316 | IMPNRGZ
elc_spv_ETH_002 | FaD | 0.2307 | IMPNRGZ | elc_won_ETH_002 | FaD | 0.095771 | IMPNRGZ | elc_wof_ETH_002 | FaD | 0.095771 | IMPNRGZ
elc_spv_ETH_002 | FaN | 0 | IMPNRGZ | elc_won_ETH_002 | FaN | 0.097303 | IMPNRGZ | elc_wof_ETH_002 | FaN | 0.097303 | IMPNRGZ
elc_spv_ETH_002 | FaP | 0.023052 | IMPNRGZ | elc_won_ETH_002 | FaP | 0.0097681 | IMPNRGZ | elc_wof_ETH_002 | FaP | 0.0097681 | IMPNRGZ
elc_spv_ETH_002 | RaD | 0.22452 | IMPNRGZ | elc_won_ETH_002 | RaD | 0.11024 | IMPNRGZ | elc_wof_ETH_002 | RaD | 0.11024 | IMPNRGZ
elc_spv_ETH_002 | RaN | 0 | IMPNRGZ | elc_won_ETH_002 | RaN | 0.11795 | IMPNRGZ | elc_wof_ETH_002 | RaN | 0.11795 | IMPNRGZ
elc_spv_ETH_002 | RaP | 0.02364 | IMPNRGZ | elc_won_ETH_002 | RaP | 0.010368 | IMPNRGZ | elc_wof_ETH_002 | RaP | 0.010368 | IMPNRGZ
elc_spv_ETH_002 | SaD | 0.18872 | IMPNRGZ | elc_won_ETH_002 | SaD | 0.16096 | IMPNRGZ | elc_wof_ETH_002 | SaD | 0.16096 | IMPNRGZ
elc_spv_ETH_002 | SaN | 9.1121e-05 | IMPNRGZ | elc_won_ETH_002 | SaN | 0.17364 | IMPNRGZ | elc_wof_ETH_002 | SaN | 0.17364 | IMPNRGZ
elc_spv_ETH_002 | SaP | 0.01666 | IMPNRGZ | elc_won_ETH_002 | SaP | 0.01332 | IMPNRGZ | elc_wof_ETH_002 | SaP | 0.01332 | IMPNRGZ
elc_spv_ETH_002 | WaD | 0.25586 | IMPNRGZ | elc_won_ETH_002 | WaD | 0.08767 | IMPNRGZ | elc_wof_ETH_002 | WaD | 0.08767 | IMPNRGZ
elc_spv_ETH_002 | WaN | 0 | IMPNRGZ | elc_won_ETH_002 | WaN | 0.1148 | IMPNRGZ | elc_wof_ETH_002 | WaN | 0.1148 | IMPNRGZ
elc_spv_ETH_002 | WaP | 0.036762 | IMPNRGZ | elc_won_ETH_002 | WaP | 0.0082177 | IMPNRGZ | elc_wof_ETH_002 | WaP | 0.0082177 | IMPNRGZ
elc_spv_ETH_003 | FaD | 0.22859 | IMPNRGZ | elc_won_ETH_003 | FaD | 0.11811 | IMPNRGZ | elc_wof_ETH_003 | FaD | 0.11811 | IMPNRGZ
elc_spv_ETH_003 | FaN | 0 | IMPNRGZ | elc_won_ETH_003 | FaN | 0.036425 | IMPNRGZ | elc_wof_ETH_003 | FaN | 0.036425 | IMPNRGZ
elc_spv_ETH_003 | FaP | 0.027331 | IMPNRGZ | elc_won_ETH_003 | FaP | 0.0080074 | IMPNRGZ | elc_wof_ETH_003 | FaP | 0.0080074 | IMPNRGZ
elc_spv_ETH_003 | RaD | 0.21688 | IMPNRGZ | elc_won_ETH_003 | RaD | 0.23952 | IMPNRGZ | elc_wof_ETH_003 | RaD | 0.23952 | IMPNRGZ
elc_spv_ETH_003 | RaN | 0 | IMPNRGZ | elc_won_ETH_003 | RaN | 0.083748 | IMPNRGZ | elc_wof_ETH_003 | RaN | 0.083748 | IMPNRGZ
elc_spv_ETH_003 | RaP | 0.028827 | IMPNRGZ | elc_won_ETH_003 | RaP | 0.017871 | IMPNRGZ | elc_wof_ETH_003 | RaP | 0.017871 | IMPNRGZ
elc_spv_ETH_003 | SaD | 0.16619 | IMPNRGZ | elc_won_ETH_003 | SaD | 0.17499 | IMPNRGZ | elc_wof_ETH_003 | SaD | 0.17499 | IMPNRGZ
elc_spv_ETH_003 | SaN | 3.8676e-05 | IMPNRGZ | elc_won_ETH_003 | SaN | 0.085861 | IMPNRGZ | elc_wof_ETH_003 | SaN | 0.085861 | IMPNRGZ
elc_spv_ETH_003 | SaP | 0.016808 | IMPNRGZ | elc_won_ETH_003 | SaP | 0.012337 | IMPNRGZ | elc_wof_ETH_003 | SaP | 0.012337 | IMPNRGZ
elc_spv_ETH_003 | WaD | 0.27562 | IMPNRGZ | elc_won_ETH_003 | WaD | 0.16338 | IMPNRGZ | elc_wof_ETH_003 | WaD | 0.16338 | IMPNRGZ
elc_spv_ETH_003 | WaN | 0 | IMPNRGZ | elc_won_ETH_003 | WaN | 0.049735 | IMPNRGZ | elc_wof_ETH_003 | WaN | 0.049735 | IMPNRGZ
elc_spv_ETH_003 | WaP | 0.039718 | IMPNRGZ | elc_won_ETH_003 | WaP | 0.01002 | IMPNRGZ | elc_wof_ETH_003 | WaP | 0.01002 | IMPNRGZ
elc_spv_ETH_004 | FaD | 0.23242 | IMPNRGZ | elc_won_ETH_004 | FaD | 0.058265 | IMPNRGZ | elc_wof_ETH_004 | FaD | 0.058265 | IMPNRGZ
elc_spv_ETH_004 | FaN | 0 | IMPNRGZ | elc_won_ETH_004 | FaN | 0.075197 | IMPNRGZ | elc_wof_ETH_004 | FaN | 0.075197 | IMPNRGZ
elc_spv_ETH_004 | FaP | 0.02386 | IMPNRGZ | elc_won_ETH_004 | FaP | 0.02235 | IMPNRGZ | elc_wof_ETH_004 | FaP | 0.02235 | IMPNRGZ
elc_spv_ETH_004 | RaD | 0.22298 | IMPNRGZ | elc_won_ETH_004 | RaD | 0.036544 | IMPNRGZ | elc_wof_ETH_004 | RaD | 0.036544 | IMPNRGZ
elc_spv_ETH_004 | RaN | 0 | IMPNRGZ | elc_won_ETH_004 | RaN | 0.067872 | IMPNRGZ | elc_wof_ETH_004 | RaN | 0.067872 | IMPNRGZ
elc_spv_ETH_004 | RaP | 0.025645 | IMPNRGZ | elc_won_ETH_004 | RaP | 0.0185 | IMPNRGZ | elc_wof_ETH_004 | RaP | 0.0185 | IMPNRGZ
elc_spv_ETH_004 | SaD | 0.16517 | IMPNRGZ | elc_won_ETH_004 | SaD | 0.23749 | IMPNRGZ | elc_wof_ETH_004 | SaD | 0.23749 | IMPNRGZ
elc_spv_ETH_004 | SaN | 0 | IMPNRGZ | elc_won_ETH_004 | SaN | 0.2983 | IMPNRGZ | elc_wof_ETH_004 | SaN | 0.2983 | IMPNRGZ
elc_spv_ETH_004 | SaP | 0.013659 | IMPNRGZ | elc_won_ETH_004 | SaP | 0.03351 | IMPNRGZ | elc_wof_ETH_004 | SaP | 0.03351 | IMPNRGZ
elc_spv_ETH_004 | WaD | 0.27786 | IMPNRGZ | elc_won_ETH_004 | WaD | 0.050346 | IMPNRGZ | elc_wof_ETH_004 | WaD | 0.050346 | IMPNRGZ
elc_spv_ETH_004 | WaN | 0 | IMPNRGZ | elc_won_ETH_004 | WaN | 0.065901 | IMPNRGZ | elc_wof_ETH_004 | WaN | 0.065901 | IMPNRGZ
elc_spv_ETH_004 | WaP | 0.038409 | IMPNRGZ | elc_won_ETH_004 | WaP | 0.035731 | IMPNRGZ | elc_wof_ETH_004 | WaP | 0.035731 | IMPNRGZ
elc_spv_ETH_005 | FaD | 0.23061 | IMPNRGZ | elc_won_ETH_005 | FaD | 0.072731 | IMPNRGZ | elc_wof_ETH_005 | FaD | 0.072731 | IMPNRGZ
elc_spv_ETH_005 | FaN | 0 | IMPNRGZ | elc_won_ETH_005 | FaN | 0.077986 | IMPNRGZ | elc_wof_ETH_005 | FaN | 0.077986 | IMPNRGZ
elc_spv_ETH_005 | FaP | 0.020635 | IMPNRGZ | elc_won_ETH_005 | FaP | 0.011396 | IMPNRGZ | elc_wof_ETH_005 | FaP | 0.011396 | IMPNRGZ
elc_spv_ETH_005 | RaD | 0.22411 | IMPNRGZ | elc_won_ETH_005 | RaD | 0.057078 | IMPNRGZ | elc_wof_ETH_005 | RaD | 0.057078 | IMPNRGZ
elc_spv_ETH_005 | RaN | 0 | IMPNRGZ | elc_won_ETH_005 | RaN | 0.079368 | IMPNRGZ | elc_wof_ETH_005 | RaN | 0.079368 | IMPNRGZ
elc_spv_ETH_005 | RaP | 0.026704 | IMPNRGZ | elc_won_ETH_005 | RaP | 0.0073186 | IMPNRGZ | elc_wof_ETH_005 | RaP | 0.0073186 | IMPNRGZ
elc_spv_ETH_005 | SaD | 0.16309 | IMPNRGZ | elc_won_ETH_005 | SaD | 0.24667 | IMPNRGZ | elc_wof_ETH_005 | SaD | 0.24667 | IMPNRGZ
elc_spv_ETH_005 | SaN | 0 | IMPNRGZ | elc_won_ETH_005 | SaN | 0.29912 | IMPNRGZ | elc_wof_ETH_005 | SaN | 0.29912 | IMPNRGZ
elc_spv_ETH_005 | SaP | 0.011169 | IMPNRGZ | elc_won_ETH_005 | SaP | 0.026583 | IMPNRGZ | elc_wof_ETH_005 | SaP | 0.026583 | IMPNRGZ
elc_spv_ETH_005 | WaD | 0.28661 | IMPNRGZ | elc_won_ETH_005 | WaD | 0.051838 | IMPNRGZ | elc_wof_ETH_005 | WaD | 0.051838 | IMPNRGZ
elc_spv_ETH_005 | WaN | 0 | IMPNRGZ | elc_won_ETH_005 | WaN | 0.049943 | IMPNRGZ | elc_wof_ETH_005 | WaN | 0.049943 | IMPNRGZ
elc_spv_ETH_005 | WaP | 0.037066 | IMPNRGZ | elc_won_ETH_005 | WaP | 0.019973 | IMPNRGZ | elc_wof_ETH_005 | WaP | 0.019973 | IMPNRGZ
elc_spv_ETH_006 | FaD | 0.22468 | IMPNRGZ | elc_won_ETH_006 | FaD | 0.065588 | IMPNRGZ | elc_wof_ETH_006 | FaD | 0.065588 | IMPNRGZ
elc_spv_ETH_006 | FaN | 0 | IMPNRGZ | elc_won_ETH_006 | FaN | 0.067192 | IMPNRGZ | elc_wof_ETH_006 | FaN | 0.067192 | IMPNRGZ
elc_spv_ETH_006 | FaP | 0.024548 | IMPNRGZ | elc_won_ETH_006 | FaP | 0.0083356 | IMPNRGZ | elc_wof_ETH_006 | FaP | 0.0083356 | IMPNRGZ
elc_spv_ETH_006 | RaD | 0.22095 | IMPNRGZ | elc_won_ETH_006 | RaD | 0.045151 | IMPNRGZ | elc_wof_ETH_006 | RaD | 0.045151 | IMPNRGZ
elc_spv_ETH_006 | RaN | 0 | IMPNRGZ | elc_won_ETH_006 | RaN | 0.058385 | IMPNRGZ | elc_wof_ETH_006 | RaN | 0.058385 | IMPNRGZ
elc_spv_ETH_006 | RaP | 0.026729 | IMPNRGZ | elc_won_ETH_006 | RaP | 0.0056762 | IMPNRGZ | elc_wof_ETH_006 | RaP | 0.0056762 | IMPNRGZ
elc_spv_ETH_006 | SaD | 0.16802 | IMPNRGZ | elc_won_ETH_006 | SaD | 0.27096 | IMPNRGZ | elc_wof_ETH_006 | SaD | 0.27096 | IMPNRGZ
elc_spv_ETH_006 | SaN | 0 | IMPNRGZ | elc_won_ETH_006 | SaN | 0.23817 | IMPNRGZ | elc_wof_ETH_006 | SaN | 0.23817 | IMPNRGZ
elc_spv_ETH_006 | SaP | 0.010013 | IMPNRGZ | elc_won_ETH_006 | SaP | 0.04201 | IMPNRGZ | elc_wof_ETH_006 | SaP | 0.04201 | IMPNRGZ
elc_spv_ETH_006 | WaD | 0.28725 | IMPNRGZ | elc_won_ETH_006 | WaD | 0.046699 | IMPNRGZ | elc_wof_ETH_006 | WaD | 0.046699 | IMPNRGZ
elc_spv_ETH_006 | WaN | 0 | IMPNRGZ | elc_won_ETH_006 | WaN | 0.14325 | IMPNRGZ | elc_wof_ETH_006 | WaN | 0.14325 | IMPNRGZ
elc_spv_ETH_006 | WaP | 0.037813 | IMPNRGZ | elc_won_ETH_006 | WaP | 0.0085886 | IMPNRGZ | elc_wof_ETH_006 | WaP | 0.0085886 | IMPNRGZ
elc_spv_ETH_007 | FaD | 0.22253 | IMPNRGZ | elc_won_ETH_007 | FaD | 0.065928 | IMPNRGZ | elc_wof_ETH_007 | FaD | 0.065928 | IMPNRGZ
elc_spv_ETH_007 | FaN | 0 | IMPNRGZ | elc_won_ETH_007 | FaN | 0.056348 | IMPNRGZ | elc_wof_ETH_007 | FaN | 0.056348 | IMPNRGZ
elc_spv_ETH_007 | FaP | 0.020346 | IMPNRGZ | elc_won_ETH_007 | FaP | 0.01458 | IMPNRGZ | elc_wof_ETH_007 | FaP | 0.01458 | IMPNRGZ
elc_spv_ETH_007 | RaD | 0.22672 | IMPNRGZ | elc_won_ETH_007 | RaD | 0.05284 | IMPNRGZ | elc_wof_ETH_007 | RaD | 0.05284 | IMPNRGZ
elc_spv_ETH_007 | RaN | 0 | IMPNRGZ | elc_won_ETH_007 | RaN | 0.05584 | IMPNRGZ | elc_wof_ETH_007 | RaN | 0.05584 | IMPNRGZ
elc_spv_ETH_007 | RaP | 0.027831 | IMPNRGZ | elc_won_ETH_007 | RaP | 0.012761 | IMPNRGZ | elc_wof_ETH_007 | RaP | 0.012761 | IMPNRGZ
elc_spv_ETH_007 | SaD | 0.18284 | IMPNRGZ | elc_won_ETH_007 | SaD | 0.28739 | IMPNRGZ | elc_wof_ETH_007 | SaD | 0.28739 | IMPNRGZ
elc_spv_ETH_007 | SaN | 0 | IMPNRGZ | elc_won_ETH_007 | SaN | 0.28117 | IMPNRGZ | elc_wof_ETH_007 | SaN | 0.28117 | IMPNRGZ
elc_spv_ETH_007 | SaP | 0.0080912 | IMPNRGZ | elc_won_ETH_007 | SaP | 0.073296 | IMPNRGZ | elc_wof_ETH_007 | SaP | 0.073296 | IMPNRGZ
elc_spv_ETH_007 | WaD | 0.27606 | IMPNRGZ | elc_won_ETH_007 | WaD | 0.022986 | IMPNRGZ | elc_wof_ETH_007 | WaD | 0.022986 | IMPNRGZ
elc_spv_ETH_007 | WaN | 0 | IMPNRGZ | elc_won_ETH_007 | WaN | 0.06213 | IMPNRGZ | elc_wof_ETH_007 | WaN | 0.06213 | IMPNRGZ
elc_spv_ETH_007 | WaP | 0.03558 | IMPNRGZ | elc_won_ETH_007 | WaP | 0.014733 | IMPNRGZ | elc_wof_ETH_007 | WaP | 0.014733 | IMPNRGZ
elc_spv_ETH_008 | FaD | 0.22494 | IMPNRGZ | elc_won_ETH_008 | FaD | 0.073635 | IMPNRGZ | elc_wof_ETH_008 | FaD | 0.073635 | IMPNRGZ
elc_spv_ETH_008 | FaN | 0 | IMPNRGZ | elc_won_ETH_008 | FaN | 0.060064 | IMPNRGZ | elc_wof_ETH_008 | FaN | 0.060064 | IMPNRGZ
elc_spv_ETH_008 | FaP | 0.016801 | IMPNRGZ | elc_won_ETH_008 | FaP | 0.010584 | IMPNRGZ | elc_wof_ETH_008 | FaP | 0.010584 | IMPNRGZ
elc_spv_ETH_008 | RaD | 0.22946 | IMPNRGZ | elc_won_ETH_008 | RaD | 0.060069 | IMPNRGZ | elc_wof_ETH_008 | RaD | 0.060069 | IMPNRGZ
elc_spv_ETH_008 | RaN | 0 | IMPNRGZ | elc_won_ETH_008 | RaN | 0.057141 | IMPNRGZ | elc_wof_ETH_008 | RaN | 0.057141 | IMPNRGZ
elc_spv_ETH_008 | RaP | 0.027006 | IMPNRGZ | elc_won_ETH_008 | RaP | 0.0093674 | IMPNRGZ | elc_wof_ETH_008 | RaP | 0.0093674 | IMPNRGZ
elc_spv_ETH_008 | SaD | 0.17459 | IMPNRGZ | elc_won_ETH_008 | SaD | 0.31697 | IMPNRGZ | elc_wof_ETH_008 | SaD | 0.31697 | IMPNRGZ
elc_spv_ETH_008 | SaN | 0 | IMPNRGZ | elc_won_ETH_008 | SaN | 0.26547 | IMPNRGZ | elc_wof_ETH_008 | SaN | 0.26547 | IMPNRGZ
elc_spv_ETH_008 | SaP | 0.0087525 | IMPNRGZ | elc_won_ETH_008 | SaP | 0.051895 | IMPNRGZ | elc_wof_ETH_008 | SaP | 0.051895 | IMPNRGZ
elc_spv_ETH_008 | WaD | 0.28494 | IMPNRGZ | elc_won_ETH_008 | WaD | 0.036214 | IMPNRGZ | elc_wof_ETH_008 | WaD | 0.036214 | IMPNRGZ
elc_spv_ETH_008 | WaN | 0 | IMPNRGZ | elc_won_ETH_008 | WaN | 0.046127 | IMPNRGZ | elc_wof_ETH_008 | WaN | 0.046127 | IMPNRGZ
elc_spv_ETH_008 | WaP | 0.03351 | IMPNRGZ | elc_won_ETH_008 | WaP | 0.012466 | IMPNRGZ | elc_wof_ETH_008 | WaP | 0.012466 | IMPNRGZ
elc_spv_ETH_009 | FaD | 0.23238 | IMPNRGZ | elc_won_ETH_009 | FaD | 0.062978 | IMPNRGZ | elc_wof_ETH_009 | FaD | 0.062978 | IMPNRGZ
elc_spv_ETH_009 | FaN | 0 | IMPNRGZ | elc_won_ETH_009 | FaN | 0.056341 | IMPNRGZ | elc_wof_ETH_009 | FaN | 0.056341 | IMPNRGZ
elc_spv_ETH_009 | FaP | 0.026367 | IMPNRGZ | elc_won_ETH_009 | FaP | 0.011082 | IMPNRGZ | elc_wof_ETH_009 | FaP | 0.011082 | IMPNRGZ
elc_spv_ETH_009 | RaD | 0.22197 | IMPNRGZ | elc_won_ETH_009 | RaD | 0.061476 | IMPNRGZ | elc_wof_ETH_009 | RaD | 0.061476 | IMPNRGZ
elc_spv_ETH_009 | RaN | 0 | IMPNRGZ | elc_won_ETH_009 | RaN | 0.049128 | IMPNRGZ | elc_wof_ETH_009 | RaN | 0.049128 | IMPNRGZ
elc_spv_ETH_009 | RaP | 0.028376 | IMPNRGZ | elc_won_ETH_009 | RaP | 0.012614 | IMPNRGZ | elc_wof_ETH_009 | RaP | 0.012614 | IMPNRGZ
elc_spv_ETH_009 | SaD | 0.15038 | IMPNRGZ | elc_won_ETH_009 | SaD | 0.30881 | IMPNRGZ | elc_wof_ETH_009 | SaD | 0.30881 | IMPNRGZ
elc_spv_ETH_009 | SaN | 0 | IMPNRGZ | elc_won_ETH_009 | SaN | 0.21464 | IMPNRGZ | elc_wof_ETH_009 | SaN | 0.21464 | IMPNRGZ
elc_spv_ETH_009 | SaP | 0.010406 | IMPNRGZ | elc_won_ETH_009 | SaP | 0.053368 | IMPNRGZ | elc_wof_ETH_009 | SaP | 0.053368 | IMPNRGZ
elc_spv_ETH_009 | WaD | 0.29022 | IMPNRGZ | elc_won_ETH_009 | WaD | 0.08184 | IMPNRGZ | elc_wof_ETH_009 | WaD | 0.08184 | IMPNRGZ
elc_spv_ETH_009 | WaN | 0 | IMPNRGZ | elc_won_ETH_009 | WaN | 0.062654 | IMPNRGZ | elc_wof_ETH_009 | WaN | 0.062654 | IMPNRGZ
elc_spv_ETH_009 | WaP | 0.039909 | IMPNRGZ | elc_won_ETH_009 | WaP | 0.02507 | IMPNRGZ | elc_wof_ETH_009 | WaP | 0.02507 | IMPNRGZ
elc_spv_ETH_010 | FaD | 0.22668 | IMPNRGZ | elc_won_ETH_010 | FaD | 0.079216 | IMPNRGZ | elc_wof_ETH_010 | FaD | 0.079216 | IMPNRGZ
elc_spv_ETH_010 | FaN | 0 | IMPNRGZ | elc_won_ETH_010 | FaN | 0.079279 | IMPNRGZ | elc_wof_ETH_010 | FaN | 0.079279 | IMPNRGZ
elc_spv_ETH_010 | FaP | 0.028498 | IMPNRGZ | elc_won_ETH_010 | FaP | 0.016841 | IMPNRGZ | elc_wof_ETH_010 | FaP | 0.016841 | IMPNRGZ
elc_spv_ETH_010 | RaD | 0.2211 | IMPNRGZ | elc_won_ETH_010 | RaD | 0.06998 | IMPNRGZ | elc_wof_ETH_010 | RaD | 0.06998 | IMPNRGZ
elc_spv_ETH_010 | RaN | 0 | IMPNRGZ | elc_won_ETH_010 | RaN | 0.05754 | IMPNRGZ | elc_wof_ETH_010 | RaN | 0.05754 | IMPNRGZ
elc_spv_ETH_010 | RaP | 0.030429 | IMPNRGZ | elc_won_ETH_010 | RaP | 0.012259 | IMPNRGZ | elc_wof_ETH_010 | RaP | 0.012259 | IMPNRGZ
elc_spv_ETH_010 | SaD | 0.15859 | IMPNRGZ | elc_won_ETH_010 | SaD | 0.21246 | IMPNRGZ | elc_wof_ETH_010 | SaD | 0.21246 | IMPNRGZ
elc_spv_ETH_010 | SaN | 2.1743e-06 | IMPNRGZ | elc_won_ETH_010 | SaN | 0.1842 | IMPNRGZ | elc_wof_ETH_010 | SaN | 0.1842 | IMPNRGZ
elc_spv_ETH_010 | SaP | 0.013743 | IMPNRGZ | elc_won_ETH_010 | SaP | 0.033882 | IMPNRGZ | elc_wof_ETH_010 | SaP | 0.033882 | IMPNRGZ
elc_spv_ETH_010 | WaD | 0.27943 | IMPNRGZ | elc_won_ETH_010 | WaD | 0.092508 | IMPNRGZ | elc_wof_ETH_010 | WaD | 0.092508 | IMPNRGZ
elc_spv_ETH_010 | WaN | 0 | IMPNRGZ | elc_won_ETH_010 | WaN | 0.13712 | IMPNRGZ | elc_wof_ETH_010 | WaN | 0.13712 | IMPNRGZ
elc_spv_ETH_010 | WaP | 0.041528 | IMPNRGZ | elc_won_ETH_010 | WaP | 0.024716 | IMPNRGZ | elc_wof_ETH_010 | WaP | 0.024716 | IMPNRGZ
elc_spv_ETH_011 | FaD | 0.22313 | IMPNRGZ | elc_won_ETH_011 | FaD | 0.073358 | IMPNRGZ | elc_wof_ETH_011 | FaD | 0.073358 | IMPNRGZ
elc_spv_ETH_011 | FaN | 0 | IMPNRGZ | elc_won_ETH_011 | FaN | 0.073195 | IMPNRGZ | elc_wof_ETH_011 | FaN | 0.073195 | IMPNRGZ
elc_spv_ETH_011 | FaP | 0.025185 | IMPNRGZ | elc_won_ETH_011 | FaP | 0.0091561 | IMPNRGZ | elc_wof_ETH_011 | FaP | 0.0091561 | IMPNRGZ
elc_spv_ETH_011 | RaD | 0.22033 | IMPNRGZ | elc_won_ETH_011 | RaD | 0.059277 | IMPNRGZ | elc_wof_ETH_011 | RaD | 0.059277 | IMPNRGZ
elc_spv_ETH_011 | RaN | 0 | IMPNRGZ | elc_won_ETH_011 | RaN | 0.06692 | IMPNRGZ | elc_wof_ETH_011 | RaN | 0.06692 | IMPNRGZ
elc_spv_ETH_011 | RaP | 0.026711 | IMPNRGZ | elc_won_ETH_011 | RaP | 0.0063362 | IMPNRGZ | elc_wof_ETH_011 | RaP | 0.0063362 | IMPNRGZ
elc_spv_ETH_011 | SaD | 0.18142 | IMPNRGZ | elc_won_ETH_011 | SaD | 0.25198 | IMPNRGZ | elc_wof_ETH_011 | SaD | 0.25198 | IMPNRGZ
elc_spv_ETH_011 | SaN | 0 | IMPNRGZ | elc_won_ETH_011 | SaN | 0.23232 | IMPNRGZ | elc_wof_ETH_011 | SaN | 0.23232 | IMPNRGZ
elc_spv_ETH_011 | SaP | 0.010075 | IMPNRGZ | elc_won_ETH_011 | SaP | 0.041167 | IMPNRGZ | elc_wof_ETH_011 | SaP | 0.041167 | IMPNRGZ
elc_spv_ETH_011 | WaD | 0.27593 | IMPNRGZ | elc_won_ETH_011 | WaD | 0.056974 | IMPNRGZ | elc_wof_ETH_011 | WaD | 0.056974 | IMPNRGZ
elc_spv_ETH_011 | WaN | 0 | IMPNRGZ | elc_won_ETH_011 | WaN | 0.11527 | IMPNRGZ | elc_wof_ETH_011 | WaN | 0.11527 | IMPNRGZ
elc_spv_ETH_011 | WaP | 0.037216 | IMPNRGZ | elc_won_ETH_011 | WaP | 0.014044 | IMPNRGZ | elc_wof_ETH_011 | WaP | 0.014044 | IMPNRGZ
elc_spv_ETH_012 | FaD | 0.22349 | IMPNRGZ | elc_won_ETH_012 | FaD | 0.074675 | IMPNRGZ | elc_wof_ETH_012 | FaD | 0.074675 | IMPNRGZ
elc_spv_ETH_012 | FaN | 0 | IMPNRGZ | elc_won_ETH_012 | FaN | 0.075644 | IMPNRGZ | elc_wof_ETH_012 | FaN | 0.075644 | IMPNRGZ
elc_spv_ETH_012 | FaP | 0.028869 | IMPNRGZ | elc_won_ETH_012 | FaP | 0.010065 | IMPNRGZ | elc_wof_ETH_012 | FaP | 0.010065 | IMPNRGZ
elc_spv_ETH_012 | RaD | 0.21575 | IMPNRGZ | elc_won_ETH_012 | RaD | 0.065823 | IMPNRGZ | elc_wof_ETH_012 | RaD | 0.065823 | IMPNRGZ
elc_spv_ETH_012 | RaN | 0 | IMPNRGZ | elc_won_ETH_012 | RaN | 0.07948 | IMPNRGZ | elc_wof_ETH_012 | RaN | 0.07948 | IMPNRGZ
elc_spv_ETH_012 | RaP | 0.030208 | IMPNRGZ | elc_won_ETH_012 | RaP | 0.0088095 | IMPNRGZ | elc_wof_ETH_012 | RaP | 0.0088095 | IMPNRGZ
elc_spv_ETH_012 | SaD | 0.17707 | IMPNRGZ | elc_won_ETH_012 | SaD | 0.24721 | IMPNRGZ | elc_wof_ETH_012 | SaD | 0.24721 | IMPNRGZ
elc_spv_ETH_012 | SaN | 0 | IMPNRGZ | elc_won_ETH_012 | SaN | 0.22607 | IMPNRGZ | elc_wof_ETH_012 | SaN | 0.22607 | IMPNRGZ
elc_spv_ETH_012 | SaP | 0.011758 | IMPNRGZ | elc_won_ETH_012 | SaP | 0.042229 | IMPNRGZ | elc_wof_ETH_012 | SaP | 0.042229 | IMPNRGZ
elc_spv_ETH_012 | WaD | 0.27226 | IMPNRGZ | elc_won_ETH_012 | WaD | 0.058445 | IMPNRGZ | elc_wof_ETH_012 | WaD | 0.058445 | IMPNRGZ
elc_spv_ETH_012 | WaN | 0 | IMPNRGZ | elc_won_ETH_012 | WaN | 0.10253 | IMPNRGZ | elc_wof_ETH_012 | WaN | 0.10253 | IMPNRGZ
elc_spv_ETH_012 | WaP | 0.040587 | IMPNRGZ | elc_won_ETH_012 | WaP | 0.0090146 | IMPNRGZ | elc_wof_ETH_012 | WaP | 0.0090146 | IMPNRGZ
elc_spv_ETH_013 | FaD | 0.2452 | IMPNRGZ | elc_won_ETH_013 | FaD | 0.069653 | IMPNRGZ | elc_wof_ETH_013 | FaD | 0.069653 | IMPNRGZ
elc_spv_ETH_013 | FaN | 0 | IMPNRGZ | elc_won_ETH_013 | FaN | 0.08209 | IMPNRGZ | elc_wof_ETH_013 | FaN | 0.08209 | IMPNRGZ
elc_spv_ETH_013 | FaP | 0.01234 | IMPNRGZ | elc_won_ETH_013 | FaP | 0.010188 | IMPNRGZ | elc_wof_ETH_013 | FaP | 0.010188 | IMPNRGZ
elc_spv_ETH_013 | RaD | 0.22476 | IMPNRGZ | elc_won_ETH_013 | RaD | 0.068179 | IMPNRGZ | elc_wof_ETH_013 | RaD | 0.068179 | IMPNRGZ
elc_spv_ETH_013 | RaN | 0 | IMPNRGZ | elc_won_ETH_013 | RaN | 0.084297 | IMPNRGZ | elc_wof_ETH_013 | RaN | 0.084297 | IMPNRGZ
elc_spv_ETH_013 | RaP | 0.014039 | IMPNRGZ | elc_won_ETH_013 | RaP | 0.010026 | IMPNRGZ | elc_wof_ETH_013 | RaP | 0.010026 | IMPNRGZ
elc_spv_ETH_013 | SaD | 0.16964 | IMPNRGZ | elc_won_ETH_013 | SaD | 0.21459 | IMPNRGZ | elc_wof_ETH_013 | SaD | 0.21459 | IMPNRGZ
elc_spv_ETH_013 | SaN | 0 | IMPNRGZ | elc_won_ETH_013 | SaN | 0.20876 | IMPNRGZ | elc_wof_ETH_013 | SaN | 0.20876 | IMPNRGZ
elc_spv_ETH_013 | SaP | 0.0065713 | IMPNRGZ | elc_won_ETH_013 | SaP | 0.039334 | IMPNRGZ | elc_wof_ETH_013 | SaP | 0.039334 | IMPNRGZ
elc_spv_ETH_013 | WaD | 0.30562 | IMPNRGZ | elc_won_ETH_013 | WaD | 0.088079 | IMPNRGZ | elc_wof_ETH_013 | WaD | 0.088079 | IMPNRGZ
elc_spv_ETH_013 | WaN | 0 | IMPNRGZ | elc_won_ETH_013 | WaN | 0.11528 | IMPNRGZ | elc_wof_ETH_013 | WaN | 0.11528 | IMPNRGZ
elc_spv_ETH_013 | WaP | 0.021828 | IMPNRGZ | elc_won_ETH_013 | WaP | 0.0095221 | IMPNRGZ | elc_wof_ETH_013 | WaP | 0.0095221 | IMPNRGZ
elc_spv_ETH_014 | FaD | 0.23798 | IMPNRGZ | elc_won_ETH_014 | FaD | 0.072291 | IMPNRGZ | elc_wof_ETH_014 | FaD | 0.072291 | IMPNRGZ
elc_spv_ETH_014 | FaN | 0 | IMPNRGZ | elc_won_ETH_014 | FaN | 0.078667 | IMPNRGZ | elc_wof_ETH_014 | FaN | 0.078667 | IMPNRGZ
elc_spv_ETH_014 | FaP | 0.010881 | IMPNRGZ | elc_won_ETH_014 | FaP | 0.012438 | IMPNRGZ | elc_wof_ETH_014 | FaP | 0.012438 | IMPNRGZ
elc_spv_ETH_014 | RaD | 0.23257 | IMPNRGZ | elc_won_ETH_014 | RaD | 0.067406 | IMPNRGZ | elc_wof_ETH_014 | RaD | 0.067406 | IMPNRGZ
elc_spv_ETH_014 | RaN | 0 | IMPNRGZ | elc_won_ETH_014 | RaN | 0.072009 | IMPNRGZ | elc_wof_ETH_014 | RaN | 0.072009 | IMPNRGZ
elc_spv_ETH_014 | RaP | 0.012141 | IMPNRGZ | elc_won_ETH_014 | RaP | 0.011415 | IMPNRGZ | elc_wof_ETH_014 | RaP | 0.011415 | IMPNRGZ
elc_spv_ETH_014 | SaD | 0.17076 | IMPNRGZ | elc_won_ETH_014 | SaD | 0.26666 | IMPNRGZ | elc_wof_ETH_014 | SaD | 0.26666 | IMPNRGZ
elc_spv_ETH_014 | SaN | 0 | IMPNRGZ | elc_won_ETH_014 | SaN | 0.238 | IMPNRGZ | elc_wof_ETH_014 | SaN | 0.238 | IMPNRGZ
elc_spv_ETH_014 | SaP | 0.0039511 | IMPNRGZ | elc_won_ETH_014 | SaP | 0.047084 | IMPNRGZ | elc_wof_ETH_014 | SaP | 0.047084 | IMPNRGZ
elc_spv_ETH_014 | WaD | 0.31312 | IMPNRGZ | elc_won_ETH_014 | WaD | 0.057681 | IMPNRGZ | elc_wof_ETH_014 | WaD | 0.057681 | IMPNRGZ
elc_spv_ETH_014 | WaN | 0 | IMPNRGZ | elc_won_ETH_014 | WaN | 0.066244 | IMPNRGZ | elc_wof_ETH_014 | WaN | 0.066244 | IMPNRGZ
elc_spv_ETH_014 | WaP | 0.018607 | IMPNRGZ | elc_won_ETH_014 | WaP | 0.010103 | IMPNRGZ | elc_wof_ETH_014 | WaP | 0.010103 | IMPNRGZ
elc_spv_ETH_015 | FaD | 0.24204 | IMPNRGZ | elc_won_ETH_015 | FaD | 0.078997 | IMPNRGZ | elc_wof_ETH_015 | FaD | 0.078997 | IMPNRGZ
elc_spv_ETH_015 | FaN | 0 | IMPNRGZ | elc_won_ETH_015 | FaN | 0.079914 | IMPNRGZ | elc_wof_ETH_015 | FaN | 0.079914 | IMPNRGZ
elc_spv_ETH_015 | FaP | 0.011521 | IMPNRGZ | elc_won_ETH_015 | FaP | 0.025927 | IMPNRGZ | elc_wof_ETH_015 | FaP | 0.025927 | IMPNRGZ
elc_spv_ETH_015 | RaD | 0.22699 | IMPNRGZ | elc_won_ETH_015 | RaD | 0.10926 | IMPNRGZ | elc_wof_ETH_015 | RaD | 0.10926 | IMPNRGZ
elc_spv_ETH_015 | RaN | 0 | IMPNRGZ | elc_won_ETH_015 | RaN | 0.12532 | IMPNRGZ | elc_wof_ETH_015 | RaN | 0.12532 | IMPNRGZ
elc_spv_ETH_015 | RaP | 0.012536 | IMPNRGZ | elc_won_ETH_015 | RaP | 0.034111 | IMPNRGZ | elc_wof_ETH_015 | RaP | 0.034111 | IMPNRGZ
elc_spv_ETH_015 | SaD | 0.17807 | IMPNRGZ | elc_won_ETH_015 | SaD | 0.096916 | IMPNRGZ | elc_wof_ETH_015 | SaD | 0.096916 | IMPNRGZ
elc_spv_ETH_015 | SaN | 0 | IMPNRGZ | elc_won_ETH_015 | SaN | 0.05607 | IMPNRGZ | elc_wof_ETH_015 | SaN | 0.05607 | IMPNRGZ
elc_spv_ETH_015 | SaP | 0.0035681 | IMPNRGZ | elc_won_ETH_015 | SaP | 0.044145 | IMPNRGZ | elc_wof_ETH_015 | SaP | 0.044145 | IMPNRGZ
elc_spv_ETH_015 | WaD | 0.30682 | IMPNRGZ | elc_won_ETH_015 | WaD | 0.16435 | IMPNRGZ | elc_wof_ETH_015 | WaD | 0.16435 | IMPNRGZ
elc_spv_ETH_015 | WaN | 0 | IMPNRGZ | elc_won_ETH_015 | WaN | 0.15918 | IMPNRGZ | elc_wof_ETH_015 | WaN | 0.15918 | IMPNRGZ
elc_spv_ETH_015 | WaP | 0.018451 | IMPNRGZ | elc_won_ETH_015 | WaP | 0.025811 | IMPNRGZ | elc_wof_ETH_015 | WaP | 0.025811 | IMPNRGZ
elc_spv_ETH_016 | FaD | 0.23886 | IMPNRGZ | elc_won_ETH_016 | FaD | 0.042451 | IMPNRGZ | elc_wof_ETH_016 | FaD | 0.042451 | IMPNRGZ
elc_spv_ETH_016 | FaN | 0 | IMPNRGZ | elc_won_ETH_016 | FaN | 0.1356 | IMPNRGZ | elc_wof_ETH_016 | FaN | 0.1356 | IMPNRGZ
elc_spv_ETH_016 | FaP | 0.0096197 | IMPNRGZ | elc_won_ETH_016 | FaP | 0.019561 | IMPNRGZ | elc_wof_ETH_016 | FaP | 0.019561 | IMPNRGZ
elc_spv_ETH_016 | RaD | 0.22523 | IMPNRGZ | elc_won_ETH_016 | RaD | 0.047301 | IMPNRGZ | elc_wof_ETH_016 | RaD | 0.047301 | IMPNRGZ
elc_spv_ETH_016 | RaN | 0 | IMPNRGZ | elc_won_ETH_016 | RaN | 0.15204 | IMPNRGZ | elc_wof_ETH_016 | RaN | 0.15204 | IMPNRGZ
elc_spv_ETH_016 | RaP | 0.0097639 | IMPNRGZ | elc_won_ETH_016 | RaP | 0.02033 | IMPNRGZ | elc_wof_ETH_016 | RaP | 0.02033 | IMPNRGZ
elc_spv_ETH_016 | SaD | 0.16425 | IMPNRGZ | elc_won_ETH_016 | SaD | 0.10093 | IMPNRGZ | elc_wof_ETH_016 | SaD | 0.10093 | IMPNRGZ
elc_spv_ETH_016 | SaN | 0 | IMPNRGZ | elc_won_ETH_016 | SaN | 0.15516 | IMPNRGZ | elc_wof_ETH_016 | SaN | 0.15516 | IMPNRGZ
elc_spv_ETH_016 | SaP | 0.0067657 | IMPNRGZ | elc_won_ETH_016 | SaP | 0.031875 | IMPNRGZ | elc_wof_ETH_016 | SaP | 0.031875 | IMPNRGZ
elc_spv_ETH_016 | WaD | 0.3263 | IMPNRGZ | elc_won_ETH_016 | WaD | 0.074411 | IMPNRGZ | elc_wof_ETH_016 | WaD | 0.074411 | IMPNRGZ
elc_spv_ETH_016 | WaN | 0 | IMPNRGZ | elc_won_ETH_016 | WaN | 0.19065 | IMPNRGZ | elc_wof_ETH_016 | WaN | 0.19065 | IMPNRGZ
elc_spv_ETH_016 | WaP | 0.019213 | IMPNRGZ | elc_won_ETH_016 | WaP | 0.029693 | IMPNRGZ | elc_wof_ETH_016 | WaP | 0.029693 | IMPNRGZ
elc_spv_ETH_017 | FaD | 0.2423 | IMPNRGZ | elc_won_ETH_017 | FaD | 0.064306 | IMPNRGZ | elc_wof_ETH_017 | FaD | 0.064306 | IMPNRGZ
elc_spv_ETH_017 | FaN | 0 | IMPNRGZ | elc_won_ETH_017 | FaN | 0.1033 | IMPNRGZ | elc_wof_ETH_017 | FaN | 0.1033 | IMPNRGZ
elc_spv_ETH_017 | FaP | 0.010382 | IMPNRGZ | elc_won_ETH_017 | FaP | 0.02643 | IMPNRGZ | elc_wof_ETH_017 | FaP | 0.02643 | IMPNRGZ
elc_spv_ETH_017 | RaD | 0.23762 | IMPNRGZ | elc_won_ETH_017 | RaD | 0.094068 | IMPNRGZ | elc_wof_ETH_017 | RaD | 0.094068 | IMPNRGZ
elc_spv_ETH_017 | RaN | 0 | IMPNRGZ | elc_won_ETH_017 | RaN | 0.13841 | IMPNRGZ | elc_wof_ETH_017 | RaN | 0.13841 | IMPNRGZ
elc_spv_ETH_017 | RaP | 0.011502 | IMPNRGZ | elc_won_ETH_017 | RaP | 0.033091 | IMPNRGZ | elc_wof_ETH_017 | RaP | 0.033091 | IMPNRGZ
elc_spv_ETH_017 | SaD | 0.16057 | IMPNRGZ | elc_won_ETH_017 | SaD | 0.09846 | IMPNRGZ | elc_wof_ETH_017 | SaD | 0.09846 | IMPNRGZ
elc_spv_ETH_017 | SaN | 0 | IMPNRGZ | elc_won_ETH_017 | SaN | 0.073001 | IMPNRGZ | elc_wof_ETH_017 | SaN | 0.073001 | IMPNRGZ
elc_spv_ETH_017 | SaP | 0.0048341 | IMPNRGZ | elc_won_ETH_017 | SaP | 0.038958 | IMPNRGZ | elc_wof_ETH_017 | SaP | 0.038958 | IMPNRGZ
elc_spv_ETH_017 | WaD | 0.31436 | IMPNRGZ | elc_won_ETH_017 | WaD | 0.12048 | IMPNRGZ | elc_wof_ETH_017 | WaD | 0.12048 | IMPNRGZ
elc_spv_ETH_017 | WaN | 0 | IMPNRGZ | elc_won_ETH_017 | WaN | 0.17056 | IMPNRGZ | elc_wof_ETH_017 | WaN | 0.17056 | IMPNRGZ
elc_spv_ETH_017 | WaP | 0.018437 | IMPNRGZ | elc_won_ETH_017 | WaP | 0.03893 | IMPNRGZ | elc_wof_ETH_017 | WaP | 0.03893 | IMPNRGZ
elc_spv_ETH_018 | FaD | 0.24664 | IMPNRGZ | elc_won_ETH_018 | FaD | 0.050988 | IMPNRGZ | elc_wof_ETH_018 | FaD | 0.050988 | IMPNRGZ
elc_spv_ETH_018 | FaN | 0 | IMPNRGZ | elc_won_ETH_018 | FaN | 0.12081 | IMPNRGZ | elc_wof_ETH_018 | FaN | 0.12081 | IMPNRGZ
elc_spv_ETH_018 | FaP | 0.011338 | IMPNRGZ | elc_won_ETH_018 | FaP | 0.021277 | IMPNRGZ | elc_wof_ETH_018 | FaP | 0.021277 | IMPNRGZ
elc_spv_ETH_018 | RaD | 0.22944 | IMPNRGZ | elc_won_ETH_018 | RaD | 0.05884 | IMPNRGZ | elc_wof_ETH_018 | RaD | 0.05884 | IMPNRGZ
elc_spv_ETH_018 | RaN | 0 | IMPNRGZ | elc_won_ETH_018 | RaN | 0.14767 | IMPNRGZ | elc_wof_ETH_018 | RaN | 0.14767 | IMPNRGZ
elc_spv_ETH_018 | RaP | 0.013267 | IMPNRGZ | elc_won_ETH_018 | RaP | 0.019062 | IMPNRGZ | elc_wof_ETH_018 | RaP | 0.019062 | IMPNRGZ
elc_spv_ETH_018 | SaD | 0.15329 | IMPNRGZ | elc_won_ETH_018 | SaD | 0.10618 | IMPNRGZ | elc_wof_ETH_018 | SaD | 0.10618 | IMPNRGZ
elc_spv_ETH_018 | SaN | 0 | IMPNRGZ | elc_won_ETH_018 | SaN | 0.12543 | IMPNRGZ | elc_wof_ETH_018 | SaN | 0.12543 | IMPNRGZ
elc_spv_ETH_018 | SaP | 0.0069031 | IMPNRGZ | elc_won_ETH_018 | SaP | 0.053529 | IMPNRGZ | elc_wof_ETH_018 | SaP | 0.053529 | IMPNRGZ
elc_spv_ETH_018 | WaD | 0.31825 | IMPNRGZ | elc_won_ETH_018 | WaD | 0.10384 | IMPNRGZ | elc_wof_ETH_018 | WaD | 0.10384 | IMPNRGZ
elc_spv_ETH_018 | WaN | 0 | IMPNRGZ | elc_won_ETH_018 | WaN | 0.17044 | IMPNRGZ | elc_wof_ETH_018 | WaN | 0.17044 | IMPNRGZ
elc_spv_ETH_018 | WaP | 0.020878 | IMPNRGZ | elc_won_ETH_018 | WaP | 0.021936 | IMPNRGZ | elc_wof_ETH_018 | WaP | 0.021936 | IMPNRGZ
elc_spv_ETH_019 | FaD | 0.24175 | IMPNRGZ | elc_won_ETH_019 | FaD | 0.055232 | IMPNRGZ | elc_wof_ETH_019 | FaD | 0.055232 | IMPNRGZ
elc_spv_ETH_019 | FaN | 0 | IMPNRGZ | elc_won_ETH_019 | FaN | 0.1079 | IMPNRGZ | elc_wof_ETH_019 | FaN | 0.1079 | IMPNRGZ
elc_spv_ETH_019 | FaP | 0.0090465 | IMPNRGZ | elc_won_ETH_019 | FaP | 0.020326 | IMPNRGZ | elc_wof_ETH_019 | FaP | 0.020326 | IMPNRGZ
elc_spv_ETH_019 | RaD | 0.26173 | IMPNRGZ | elc_won_ETH_019 | RaD | 0.087432 | IMPNRGZ | elc_wof_ETH_019 | RaD | 0.087432 | IMPNRGZ
elc_spv_ETH_019 | RaN | 0 | IMPNRGZ | elc_won_ETH_019 | RaN | 0.15123 | IMPNRGZ | elc_wof_ETH_019 | RaN | 0.15123 | IMPNRGZ
elc_spv_ETH_019 | RaP | 0.023087 | IMPNRGZ | elc_won_ETH_019 | RaP | 0.026406 | IMPNRGZ | elc_wof_ETH_019 | RaP | 0.026406 | IMPNRGZ
elc_spv_ETH_019 | SaD | 0.18238 | IMPNRGZ | elc_won_ETH_019 | SaD | 0.081081 | IMPNRGZ | elc_wof_ETH_019 | SaD | 0.081081 | IMPNRGZ
elc_spv_ETH_019 | SaN | 0 | IMPNRGZ | elc_won_ETH_019 | SaN | 0.056146 | IMPNRGZ | elc_wof_ETH_019 | SaN | 0.056146 | IMPNRGZ
elc_spv_ETH_019 | SaP | 0.0077692 | IMPNRGZ | elc_won_ETH_019 | SaP | 0.046977 | IMPNRGZ | elc_wof_ETH_019 | SaP | 0.046977 | IMPNRGZ
elc_spv_ETH_019 | WaD | 0.25688 | IMPNRGZ | elc_won_ETH_019 | WaD | 0.12828 | IMPNRGZ | elc_wof_ETH_019 | WaD | 0.12828 | IMPNRGZ
elc_spv_ETH_019 | WaN | 0 | IMPNRGZ | elc_won_ETH_019 | WaN | 0.21039 | IMPNRGZ | elc_wof_ETH_019 | WaN | 0.21039 | IMPNRGZ
elc_spv_ETH_019 | WaP | 0.017353 | IMPNRGZ | elc_won_ETH_019 | WaP | 0.028604 | IMPNRGZ | elc_wof_ETH_019 | WaP | 0.028604 | IMPNRGZ
elc_spv_ETH_020 | FaD | 0.23976 | IMPNRGZ | elc_won_ETH_020 | FaD | 0.028269 | IMPNRGZ | elc_wof_ETH_020 | FaD | 0.028269 | IMPNRGZ
elc_spv_ETH_020 | FaN | 0 | IMPNRGZ | elc_won_ETH_020 | FaN | 0.091156 | IMPNRGZ | elc_wof_ETH_020 | FaN | 0.091156 | IMPNRGZ
elc_spv_ETH_020 | FaP | 0.009162 | IMPNRGZ | elc_won_ETH_020 | FaP | 0.0079782 | IMPNRGZ | elc_wof_ETH_020 | FaP | 0.0079782 | IMPNRGZ
elc_spv_ETH_020 | RaD | 0.25833 | IMPNRGZ | elc_won_ETH_020 | RaD | 0.072492 | IMPNRGZ | elc_wof_ETH_020 | RaD | 0.072492 | IMPNRGZ
elc_spv_ETH_020 | RaN | 0 | IMPNRGZ | elc_won_ETH_020 | RaN | 0.16652 | IMPNRGZ | elc_wof_ETH_020 | RaN | 0.16652 | IMPNRGZ
elc_spv_ETH_020 | RaP | 0.024496 | IMPNRGZ | elc_won_ETH_020 | RaP | 0.032968 | IMPNRGZ | elc_wof_ETH_020 | RaP | 0.032968 | IMPNRGZ
elc_spv_ETH_020 | SaD | 0.17669 | IMPNRGZ | elc_won_ETH_020 | SaD | 0.13477 | IMPNRGZ | elc_wof_ETH_020 | SaD | 0.13477 | IMPNRGZ
elc_spv_ETH_020 | SaN | 0 | IMPNRGZ | elc_won_ETH_020 | SaN | 0.16296 | IMPNRGZ | elc_wof_ETH_020 | SaN | 0.16296 | IMPNRGZ
elc_spv_ETH_020 | SaP | 0.0079788 | IMPNRGZ | elc_won_ETH_020 | SaP | 0.010608 | IMPNRGZ | elc_wof_ETH_020 | SaP | 0.010608 | IMPNRGZ
elc_spv_ETH_020 | WaD | 0.26172 | IMPNRGZ | elc_won_ETH_020 | WaD | 0.048701 | IMPNRGZ | elc_wof_ETH_020 | WaD | 0.048701 | IMPNRGZ
elc_spv_ETH_020 | WaN | 0 | IMPNRGZ | elc_won_ETH_020 | WaN | 0.20126 | IMPNRGZ | elc_wof_ETH_020 | WaN | 0.20126 | IMPNRGZ
elc_spv_ETH_020 | WaP | 0.021856 | IMPNRGZ | elc_won_ETH_020 | WaP | 0.042323 | IMPNRGZ | elc_wof_ETH_020 | WaP | 0.042323 | IMPNRGZ
elc_spv_ETH_021 | FaD | 0.25124 | IMPNRGZ | elc_won_ETH_021 | FaD | 0.03799 | IMPNRGZ | elc_wof_ETH_021 | FaD | 0.03799 | IMPNRGZ
elc_spv_ETH_021 | FaN | 0 | IMPNRGZ | elc_won_ETH_021 | FaN | 0.067869 | IMPNRGZ | elc_wof_ETH_021 | FaN | 0.067869 | IMPNRGZ
elc_spv_ETH_021 | FaP | 0.0091369 | IMPNRGZ | elc_won_ETH_021 | FaP | 0.0088103 | IMPNRGZ | elc_wof_ETH_021 | FaP | 0.0088103 | IMPNRGZ
elc_spv_ETH_021 | RaD | 0.25297 | IMPNRGZ | elc_won_ETH_021 | RaD | 0.1026 | IMPNRGZ | elc_wof_ETH_021 | RaD | 0.1026 | IMPNRGZ
elc_spv_ETH_021 | RaN | 0 | IMPNRGZ | elc_won_ETH_021 | RaN | 0.18518 | IMPNRGZ | elc_wof_ETH_021 | RaN | 0.18518 | IMPNRGZ
elc_spv_ETH_021 | RaP | 0.019308 | IMPNRGZ | elc_won_ETH_021 | RaP | 0.013844 | IMPNRGZ | elc_wof_ETH_021 | RaP | 0.013844 | IMPNRGZ
elc_spv_ETH_021 | SaD | 0.17083 | IMPNRGZ | elc_won_ETH_021 | SaD | 0.12916 | IMPNRGZ | elc_wof_ETH_021 | SaD | 0.12916 | IMPNRGZ
elc_spv_ETH_021 | SaN | 0 | IMPNRGZ | elc_won_ETH_021 | SaN | 0.10352 | IMPNRGZ | elc_wof_ETH_021 | SaN | 0.10352 | IMPNRGZ
elc_spv_ETH_021 | SaP | 0.0076983 | IMPNRGZ | elc_won_ETH_021 | SaP | 0.017849 | IMPNRGZ | elc_wof_ETH_021 | SaP | 0.017849 | IMPNRGZ
elc_spv_ETH_021 | WaD | 0.27006 | IMPNRGZ | elc_won_ETH_021 | WaD | 0.093823 | IMPNRGZ | elc_wof_ETH_021 | WaD | 0.093823 | IMPNRGZ
elc_spv_ETH_021 | WaN | 0 | IMPNRGZ | elc_won_ETH_021 | WaN | 0.216 | IMPNRGZ | elc_wof_ETH_021 | WaN | 0.216 | IMPNRGZ
elc_spv_ETH_021 | WaP | 0.018749 | IMPNRGZ | elc_won_ETH_021 | WaP | 0.023369 | IMPNRGZ | elc_wof_ETH_021 | WaP | 0.023369 | IMPNRGZ
elc_spv_ETH_022 | FaD | 0.24231 | IMPNRGZ | elc_won_ETH_022 | FaD | 0.029627 | IMPNRGZ | elc_wof_ETH_022 | FaD | 0.029627 | IMPNRGZ
elc_spv_ETH_022 | FaN | 0 | IMPNRGZ | elc_won_ETH_022 | FaN | 0.089518 | IMPNRGZ | elc_wof_ETH_022 | FaN | 0.089518 | IMPNRGZ
elc_spv_ETH_022 | FaP | 0.0082793 | IMPNRGZ | elc_won_ETH_022 | FaP | 0.0043609 | IMPNRGZ | elc_wof_ETH_022 | FaP | 0.0043609 | IMPNRGZ
elc_spv_ETH_022 | RaD | 0.26766 | IMPNRGZ | elc_won_ETH_022 | RaD | 0.076871 | IMPNRGZ | elc_wof_ETH_022 | RaD | 0.076871 | IMPNRGZ
elc_spv_ETH_022 | RaN | 0 | IMPNRGZ | elc_won_ETH_022 | RaN | 0.20803 | IMPNRGZ | elc_wof_ETH_022 | RaN | 0.20803 | IMPNRGZ
elc_spv_ETH_022 | RaP | 0.022399 | IMPNRGZ | elc_won_ETH_022 | RaP | 0.026195 | IMPNRGZ | elc_wof_ETH_022 | RaP | 0.026195 | IMPNRGZ
elc_spv_ETH_022 | SaD | 0.16725 | IMPNRGZ | elc_won_ETH_022 | SaD | 0.1149 | IMPNRGZ | elc_wof_ETH_022 | SaD | 0.1149 | IMPNRGZ
elc_spv_ETH_022 | SaN | 0 | IMPNRGZ | elc_won_ETH_022 | SaN | 0.12919 | IMPNRGZ | elc_wof_ETH_022 | SaN | 0.12919 | IMPNRGZ
elc_spv_ETH_022 | SaP | 0.0066402 | IMPNRGZ | elc_won_ETH_022 | SaP | 0.012878 | IMPNRGZ | elc_wof_ETH_022 | SaP | 0.012878 | IMPNRGZ
elc_spv_ETH_022 | WaD | 0.2676 | IMPNRGZ | elc_won_ETH_022 | WaD | 0.041566 | IMPNRGZ | elc_wof_ETH_022 | WaD | 0.041566 | IMPNRGZ
elc_spv_ETH_022 | WaN | 0 | IMPNRGZ | elc_won_ETH_022 | WaN | 0.24336 | IMPNRGZ | elc_wof_ETH_022 | WaN | 0.24336 | IMPNRGZ
elc_spv_ETH_022 | WaP | 0.017855 | IMPNRGZ | elc_won_ETH_022 | WaP | 0.023504 | IMPNRGZ | elc_wof_ETH_022 | WaP | 0.023504 | IMPNRGZ
elc_spv_ETH_023 | FaD | 0.24749 | IMPNRGZ | elc_won_ETH_023 | FaD | 0.11897 | IMPNRGZ | elc_wof_ETH_023 | FaD | 0.11897 | IMPNRGZ
elc_spv_ETH_023 | FaN | 0 | IMPNRGZ | elc_won_ETH_023 | FaN | 0.091655 | IMPNRGZ | elc_wof_ETH_023 | FaN | 0.091655 | IMPNRGZ
elc_spv_ETH_023 | FaP | 0.010941 | IMPNRGZ | elc_won_ETH_023 | FaP | 0.032137 | IMPNRGZ | elc_wof_ETH_023 | FaP | 0.032137 | IMPNRGZ
elc_spv_ETH_023 | RaD | 0.2354 | IMPNRGZ | elc_won_ETH_023 | RaD | 0.05748 | IMPNRGZ | elc_wof_ETH_023 | RaD | 0.05748 | IMPNRGZ
elc_spv_ETH_023 | RaN | 0 | IMPNRGZ | elc_won_ETH_023 | RaN | 0.062603 | IMPNRGZ | elc_wof_ETH_023 | RaN | 0.062603 | IMPNRGZ
elc_spv_ETH_023 | RaP | 0.020239 | IMPNRGZ | elc_won_ETH_023 | RaP | 0.025776 | IMPNRGZ | elc_wof_ETH_023 | RaP | 0.025776 | IMPNRGZ
elc_spv_ETH_023 | SaD | 0.19505 | IMPNRGZ | elc_won_ETH_023 | SaD | 0.08289 | IMPNRGZ | elc_wof_ETH_023 | SaD | 0.08289 | IMPNRGZ
elc_spv_ETH_023 | SaN | 0 | IMPNRGZ | elc_won_ETH_023 | SaN | 0.08144 | IMPNRGZ | elc_wof_ETH_023 | SaN | 0.08144 | IMPNRGZ
elc_spv_ETH_023 | SaP | 0.01145 | IMPNRGZ | elc_won_ETH_023 | SaP | 0.015802 | IMPNRGZ | elc_wof_ETH_023 | SaP | 0.015802 | IMPNRGZ
elc_spv_ETH_023 | WaD | 0.25709 | IMPNRGZ | elc_won_ETH_023 | WaD | 0.13832 | IMPNRGZ | elc_wof_ETH_023 | WaD | 0.13832 | IMPNRGZ
elc_spv_ETH_023 | WaN | 0 | IMPNRGZ | elc_won_ETH_023 | WaN | 0.22898 | IMPNRGZ | elc_wof_ETH_023 | WaN | 0.22898 | IMPNRGZ
elc_spv_ETH_023 | WaP | 0.02235 | IMPNRGZ | elc_won_ETH_023 | WaP | 0.063941 | IMPNRGZ | elc_wof_ETH_023 | WaP | 0.063941 | IMPNRGZ
elc_spv_ETH_024 | FaD | 0.24098 | IMPNRGZ | elc_won_ETH_024 | FaD | 0.076257 | IMPNRGZ | elc_wof_ETH_024 | FaD | 0.076257 | IMPNRGZ
elc_spv_ETH_024 | FaN | 0 | IMPNRGZ | elc_won_ETH_024 | FaN | 0.09806 | IMPNRGZ | elc_wof_ETH_024 | FaN | 0.09806 | IMPNRGZ
elc_spv_ETH_024 | FaP | 0.0089376 | IMPNRGZ | elc_won_ETH_024 | FaP | 0.023794 | IMPNRGZ | elc_wof_ETH_024 | FaP | 0.023794 | IMPNRGZ
elc_spv_ETH_024 | RaD | 0.24844 | IMPNRGZ | elc_won_ETH_024 | RaD | 0.063576 | IMPNRGZ | elc_wof_ETH_024 | RaD | 0.063576 | IMPNRGZ
elc_spv_ETH_024 | RaN | 0 | IMPNRGZ | elc_won_ETH_024 | RaN | 0.13537 | IMPNRGZ | elc_wof_ETH_024 | RaN | 0.13537 | IMPNRGZ
elc_spv_ETH_024 | RaP | 0.020857 | IMPNRGZ | elc_won_ETH_024 | RaP | 0.025858 | IMPNRGZ | elc_wof_ETH_024 | RaP | 0.025858 | IMPNRGZ
elc_spv_ETH_024 | SaD | 0.18505 | IMPNRGZ | elc_won_ETH_024 | SaD | 0.12054 | IMPNRGZ | elc_wof_ETH_024 | SaD | 0.12054 | IMPNRGZ
elc_spv_ETH_024 | SaN | 0 | IMPNRGZ | elc_won_ETH_024 | SaN | 0.095772 | IMPNRGZ | elc_wof_ETH_024 | SaN | 0.095772 | IMPNRGZ
elc_spv_ETH_024 | SaP | 0.0083273 | IMPNRGZ | elc_won_ETH_024 | SaP | 0.0076908 | IMPNRGZ | elc_wof_ETH_024 | SaP | 0.0076908 | IMPNRGZ
elc_spv_ETH_024 | WaD | 0.26619 | IMPNRGZ | elc_won_ETH_024 | WaD | 0.12929 | IMPNRGZ | elc_wof_ETH_024 | WaD | 0.12929 | IMPNRGZ
elc_spv_ETH_024 | WaN | 0 | IMPNRGZ | elc_won_ETH_024 | WaN | 0.18324 | IMPNRGZ | elc_wof_ETH_024 | WaN | 0.18324 | IMPNRGZ
elc_spv_ETH_024 | WaP | 0.021207 | IMPNRGZ | elc_won_ETH_024 | WaP | 0.040558 | IMPNRGZ | elc_wof_ETH_024 | WaP | 0.040558 | IMPNRGZ
elc_spv_ETH_025 | FaD | 0.24764 | IMPNRGZ | elc_won_ETH_025 | FaD | 0.058442 | IMPNRGZ | elc_wof_ETH_025 | FaD | 0.058442 | IMPNRGZ
elc_spv_ETH_025 | FaN | 0 | IMPNRGZ | elc_won_ETH_025 | FaN | 0.12434 | IMPNRGZ | elc_wof_ETH_025 | FaN | 0.12434 | IMPNRGZ
elc_spv_ETH_025 | FaP | 0.0089638 | IMPNRGZ | elc_won_ETH_025 | FaP | 0.021019 | IMPNRGZ | elc_wof_ETH_025 | FaP | 0.021019 | IMPNRGZ
elc_spv_ETH_025 | RaD | 0.24364 | IMPNRGZ | elc_won_ETH_025 | RaD | 0.02939 | IMPNRGZ | elc_wof_ETH_025 | RaD | 0.02939 | IMPNRGZ
elc_spv_ETH_025 | RaN | 0 | IMPNRGZ | elc_won_ETH_025 | RaN | 0.10671 | IMPNRGZ | elc_wof_ETH_025 | RaN | 0.10671 | IMPNRGZ
elc_spv_ETH_025 | RaP | 0.014684 | IMPNRGZ | elc_won_ETH_025 | RaP | 0.015392 | IMPNRGZ | elc_wof_ETH_025 | RaP | 0.015392 | IMPNRGZ
elc_spv_ETH_025 | SaD | 0.18558 | IMPNRGZ | elc_won_ETH_025 | SaD | 0.1406 | IMPNRGZ | elc_wof_ETH_025 | SaD | 0.1406 | IMPNRGZ
elc_spv_ETH_025 | SaN | 0 | IMPNRGZ | elc_won_ETH_025 | SaN | 0.23958 | IMPNRGZ | elc_wof_ETH_025 | SaN | 0.23958 | IMPNRGZ
elc_spv_ETH_025 | SaP | 0.007989 | IMPNRGZ | elc_won_ETH_025 | SaP | 0.013211 | IMPNRGZ | elc_wof_ETH_025 | SaP | 0.013211 | IMPNRGZ
elc_spv_ETH_025 | WaD | 0.27118 | IMPNRGZ | elc_won_ETH_025 | WaD | 0.060719 | IMPNRGZ | elc_wof_ETH_025 | WaD | 0.060719 | IMPNRGZ
elc_spv_ETH_025 | WaN | 0 | IMPNRGZ | elc_won_ETH_025 | WaN | 0.16158 | IMPNRGZ | elc_wof_ETH_025 | WaN | 0.16158 | IMPNRGZ
elc_spv_ETH_025 | WaP | 0.020321 | IMPNRGZ | elc_won_ETH_025 | WaP | 0.029004 | IMPNRGZ | elc_wof_ETH_025 | WaP | 0.029004 | IMPNRGZ
elc_spv_ETH_026 | FaD | 0.24583 | IMPNRGZ | elc_won_ETH_026 | FaD | 0.056247 | IMPNRGZ | elc_wof_ETH_026 | FaD | 0.056247 | IMPNRGZ
elc_spv_ETH_026 | FaN | 0 | IMPNRGZ | elc_won_ETH_026 | FaN | 0.12685 | IMPNRGZ | elc_wof_ETH_026 | FaN | 0.12685 | IMPNRGZ
elc_spv_ETH_026 | FaP | 0.0081477 | IMPNRGZ | elc_won_ETH_026 | FaP | 0.026345 | IMPNRGZ | elc_wof_ETH_026 | FaP | 0.026345 | IMPNRGZ
elc_spv_ETH_026 | RaD | 0.24166 | IMPNRGZ | elc_won_ETH_026 | RaD | 0.030121 | IMPNRGZ | elc_wof_ETH_026 | RaD | 0.030121 | IMPNRGZ
elc_spv_ETH_026 | RaN | 0 | IMPNRGZ | elc_won_ETH_026 | RaN | 0.13613 | IMPNRGZ | elc_wof_ETH_026 | RaN | 0.13613 | IMPNRGZ
elc_spv_ETH_026 | RaP | 0.015224 | IMPNRGZ | elc_won_ETH_026 | RaP | 0.026345 | IMPNRGZ | elc_wof_ETH_026 | RaP | 0.026345 | IMPNRGZ
elc_spv_ETH_026 | SaD | 0.19083 | IMPNRGZ | elc_won_ETH_026 | SaD | 0.14411 | IMPNRGZ | elc_wof_ETH_026 | SaD | 0.14411 | IMPNRGZ
elc_spv_ETH_026 | SaN | 0 | IMPNRGZ | elc_won_ETH_026 | SaN | 0.14127 | IMPNRGZ | elc_wof_ETH_026 | SaN | 0.14127 | IMPNRGZ
elc_spv_ETH_026 | SaP | 0.0093916 | IMPNRGZ | elc_won_ETH_026 | SaP | 0.012486 | IMPNRGZ | elc_wof_ETH_026 | SaP | 0.012486 | IMPNRGZ
elc_spv_ETH_026 | WaD | 0.26799 | IMPNRGZ | elc_won_ETH_026 | WaD | 0.066603 | IMPNRGZ | elc_wof_ETH_026 | WaD | 0.066603 | IMPNRGZ
elc_spv_ETH_026 | WaN | 0 | IMPNRGZ | elc_won_ETH_026 | WaN | 0.19187 | IMPNRGZ | elc_wof_ETH_026 | WaN | 0.19187 | IMPNRGZ
elc_spv_ETH_026 | WaP | 0.020922 | IMPNRGZ | elc_won_ETH_026 | WaP | 0.041628 | IMPNRGZ | elc_wof_ETH_026 | WaP | 0.041628 | IMPNRGZ
elc_spv_ETH_027 | FaD | 0.25244 | IMPNRGZ
elc_spv_ETH_027 | FaN | 0 | IMPNRGZ
elc_spv_ETH_027 | FaP | 0.0097089 | IMPNRGZ
elc_spv_ETH_027 | RaD | 0.24916 | IMPNRGZ
elc_spv_ETH_027 | RaN | 0 | IMPNRGZ
elc_spv_ETH_027 | RaP | 0.011588 | IMPNRGZ
elc_spv_ETH_027 | SaD | 0.20346 | IMPNRGZ
elc_spv_ETH_027 | SaN | 0 | IMPNRGZ
elc_spv_ETH_027 | SaP | 0.0087062 | IMPNRGZ
elc_spv_ETH_027 | WaD | 0.25132 | IMPNRGZ
elc_spv_ETH_027 | WaN | 0 | IMPNRGZ
elc_spv_ETH_027 | WaP | 0.013608 | IMPNRGZ
elc_spv_ETH_028 | FaD | 0.25247 | IMPNRGZ
elc_spv_ETH_028 | FaN | 0 | IMPNRGZ
elc_spv_ETH_028 | FaP | 0.0091726 | IMPNRGZ
elc_spv_ETH_028 | RaD | 0.25563 | IMPNRGZ
elc_spv_ETH_028 | RaN | 0 | IMPNRGZ
elc_spv_ETH_028 | RaP | 0.012434 | IMPNRGZ
elc_spv_ETH_028 | SaD | 0.2044 | IMPNRGZ
elc_spv_ETH_028 | SaN | 0 | IMPNRGZ
elc_spv_ETH_028 | SaP | 0.0083275 | IMPNRGZ
elc_spv_ETH_028 | WaD | 0.24506 | IMPNRGZ
elc_spv_ETH_028 | WaN | 0 | IMPNRGZ
elc_spv_ETH_028 | WaP | 0.012505 | IMPNRGZ
elc_spv_ETH_029 | FaD | 0.25065 | IMPNRGZ
elc_spv_ETH_029 | FaN | 0 | IMPNRGZ
elc_spv_ETH_029 | FaP | 0.0098665 | IMPNRGZ
elc_spv_ETH_029 | RaD | 0.26137 | IMPNRGZ
elc_spv_ETH_029 | RaN | 0 | IMPNRGZ
elc_spv_ETH_029 | RaP | 0.01576 | IMPNRGZ
elc_spv_ETH_029 | SaD | 0.18381 | IMPNRGZ
elc_spv_ETH_029 | SaN | 0 | IMPNRGZ
elc_spv_ETH_029 | SaP | 0.0077254 | IMPNRGZ
elc_spv_ETH_029 | WaD | 0.25752 | IMPNRGZ
elc_spv_ETH_029 | WaN | 0 | IMPNRGZ
elc_spv_ETH_029 | WaP | 0.013296 | IMPNRGZ
elc_spv_ETH_030 | FaD | 0.25562 | IMPNRGZ
elc_spv_ETH_030 | FaN | 0 | IMPNRGZ
elc_spv_ETH_030 | FaP | 0.010564 | IMPNRGZ
elc_spv_ETH_030 | RaD | 0.25297 | IMPNRGZ
elc_spv_ETH_030 | RaN | 0 | IMPNRGZ
elc_spv_ETH_030 | RaP | 0.012843 | IMPNRGZ
elc_spv_ETH_030 | SaD | 0.19033 | IMPNRGZ
elc_spv_ETH_030 | SaN | 0 | IMPNRGZ
elc_spv_ETH_030 | SaP | 0.008317 | IMPNRGZ
elc_spv_ETH_030 | WaD | 0.25577 | IMPNRGZ
elc_spv_ETH_030 | WaN | 0 | IMPNRGZ
elc_spv_ETH_030 | WaP | 0.013586 | IMPNRGZ
elc_spv_ETH_031 | FaD | 0.25434 | IMPNRGZ
elc_spv_ETH_031 | FaN | 0 | IMPNRGZ
elc_spv_ETH_031 | FaP | 0.0095927 | IMPNRGZ
elc_spv_ETH_031 | RaD | 0.26051 | IMPNRGZ
elc_spv_ETH_031 | RaN | 0 | IMPNRGZ
elc_spv_ETH_031 | RaP | 0.019375 | IMPNRGZ
elc_spv_ETH_031 | SaD | 0.17208 | IMPNRGZ
elc_spv_ETH_031 | SaN | 0 | IMPNRGZ
elc_spv_ETH_031 | SaP | 0.0060965 | IMPNRGZ
elc_spv_ETH_031 | WaD | 0.2639 | IMPNRGZ
elc_spv_ETH_031 | WaN | 0 | IMPNRGZ
elc_spv_ETH_031 | WaP | 0.014113 | IMPNRGZ
elc_spv_ETH_032 | FaD | 0.25855 | IMPNRGZ
elc_spv_ETH_032 | FaN | 0 | IMPNRGZ
elc_spv_ETH_032 | FaP | 0.010313 | IMPNRGZ
elc_spv_ETH_032 | RaD | 0.252 | IMPNRGZ
elc_spv_ETH_032 | RaN | 0 | IMPNRGZ
elc_spv_ETH_032 | RaP | 0.016459 | IMPNRGZ
elc_spv_ETH_032 | SaD | 0.17164 | IMPNRGZ
elc_spv_ETH_032 | SaN | 0 | IMPNRGZ
elc_spv_ETH_032 | SaP | 0.0075543 | IMPNRGZ
elc_spv_ETH_032 | WaD | 0.26758 | IMPNRGZ
elc_spv_ETH_032 | WaN | 0 | IMPNRGZ
elc_spv_ETH_032 | WaP | 0.015904 | IMPNRGZ
elc_spv_ETH_033 | FaD | 0.24455 | IMPNRGZ
elc_spv_ETH_033 | FaN | 0 | IMPNRGZ
elc_spv_ETH_033 | FaP | 0.012523 | IMPNRGZ
elc_spv_ETH_033 | RaD | 0.23063 | IMPNRGZ
elc_spv_ETH_033 | RaN | 0 | IMPNRGZ
elc_spv_ETH_033 | RaP | 0.018321 | IMPNRGZ
elc_spv_ETH_033 | SaD | 0.19998 | IMPNRGZ
elc_spv_ETH_033 | SaN | 0 | IMPNRGZ
elc_spv_ETH_033 | SaP | 0.013056 | IMPNRGZ
elc_spv_ETH_033 | WaD | 0.25785 | IMPNRGZ
elc_spv_ETH_033 | WaN | 0 | IMPNRGZ
elc_spv_ETH_033 | WaP | 0.023092 | IMPNRGZ
elc_spv_ETH_034 | FaD | 0.24257 | IMPNRGZ
elc_spv_ETH_034 | FaN | 0 | IMPNRGZ
elc_spv_ETH_034 | FaP | 0.011179 | IMPNRGZ
elc_spv_ETH_034 | RaD | 0.22737 | IMPNRGZ
elc_spv_ETH_034 | RaN | 0 | IMPNRGZ
elc_spv_ETH_034 | RaP | 0.016144 | IMPNRGZ
elc_spv_ETH_034 | SaD | 0.18626 | IMPNRGZ
elc_spv_ETH_034 | SaN | 0 | IMPNRGZ
elc_spv_ETH_034 | SaP | 0.011749 | IMPNRGZ
elc_spv_ETH_034 | WaD | 0.28028 | IMPNRGZ
elc_spv_ETH_034 | WaN | 0 | IMPNRGZ
elc_spv_ETH_034 | WaP | 0.024446 | IMPNRGZ
elc_spv_ETH_035 | FaD | 0.24655 | IMPNRGZ
elc_spv_ETH_035 | FaN | 0 | IMPNRGZ
elc_spv_ETH_035 | FaP | 0.011142 | IMPNRGZ
elc_spv_ETH_035 | RaD | 0.22458 | IMPNRGZ
elc_spv_ETH_035 | RaN | 0 | IMPNRGZ
elc_spv_ETH_035 | RaP | 0.016122 | IMPNRGZ
elc_spv_ETH_035 | SaD | 0.19337 | IMPNRGZ
elc_spv_ETH_035 | SaN | 0 | IMPNRGZ
elc_spv_ETH_035 | SaP | 0.012577 | IMPNRGZ
elc_spv_ETH_035 | WaD | 0.27127 | IMPNRGZ
elc_spv_ETH_035 | WaN | 0 | IMPNRGZ
elc_spv_ETH_035 | WaP | 0.024393 | IMPNRGZ
elc_spv_ETH_036 | FaD | 0.24897 | IMPNRGZ
elc_spv_ETH_036 | FaN | 0 | IMPNRGZ
elc_spv_ETH_036 | FaP | 0.010423 | IMPNRGZ
elc_spv_ETH_036 | RaD | 0.22741 | IMPNRGZ
elc_spv_ETH_036 | RaN | 0 | IMPNRGZ
elc_spv_ETH_036 | RaP | 0.013017 | IMPNRGZ
elc_spv_ETH_036 | SaD | 0.16556 | IMPNRGZ
elc_spv_ETH_036 | SaN | 0 | IMPNRGZ
elc_spv_ETH_036 | SaP | 0.0095223 | IMPNRGZ
elc_spv_ETH_036 | WaD | 0.30177 | IMPNRGZ
elc_spv_ETH_036 | WaN | 0 | IMPNRGZ
elc_spv_ETH_036 | WaP | 0.023321 | IMPNRGZ
elc_spv_ETH_037 | FaD | 0.2496 | IMPNRGZ
elc_spv_ETH_037 | FaN | 0 | IMPNRGZ
elc_spv_ETH_037 | FaP | 0.01195 | IMPNRGZ
elc_spv_ETH_037 | RaD | 0.2278 | IMPNRGZ
elc_spv_ETH_037 | RaN | 0 | IMPNRGZ
elc_spv_ETH_037 | RaP | 0.01624 | IMPNRGZ
elc_spv_ETH_037 | SaD | 0.18348 | IMPNRGZ
elc_spv_ETH_037 | SaN | 0 | IMPNRGZ
elc_spv_ETH_037 | SaP | 0.010558 | IMPNRGZ
elc_spv_ETH_037 | WaD | 0.27823 | IMPNRGZ
elc_spv_ETH_037 | WaN | 0 | IMPNRGZ
elc_spv_ETH_037 | WaP | 0.022141 | IMPNRGZ
elc_spv_ETH_038 | FaD | 0.23885 | IMPNRGZ
elc_spv_ETH_038 | FaN | 0 | IMPNRGZ
elc_spv_ETH_038 | FaP | 0.0096045 | IMPNRGZ
elc_spv_ETH_038 | RaD | 0.23153 | IMPNRGZ
elc_spv_ETH_038 | RaN | 0 | IMPNRGZ
elc_spv_ETH_038 | RaP | 0.0098243 | IMPNRGZ
elc_spv_ETH_038 | SaD | 0.19797 | IMPNRGZ
elc_spv_ETH_038 | SaN | 0 | IMPNRGZ
elc_spv_ETH_038 | SaP | 0.0073615 | IMPNRGZ
elc_spv_ETH_038 | WaD | 0.28866 | IMPNRGZ
elc_spv_ETH_038 | WaN | 0 | IMPNRGZ
elc_spv_ETH_038 | WaP | 0.016192 | IMPNRGZ
elc_spv_ETH_039 | FaD | 0.24698 | IMPNRGZ
elc_spv_ETH_039 | FaN | 0 | IMPNRGZ
elc_spv_ETH_039 | FaP | 0.0096587 | IMPNRGZ
elc_spv_ETH_039 | RaD | 0.23512 | IMPNRGZ
elc_spv_ETH_039 | RaN | 0 | IMPNRGZ
elc_spv_ETH_039 | RaP | 0.0091625 | IMPNRGZ
elc_spv_ETH_039 | SaD | 0.19061 | IMPNRGZ
elc_spv_ETH_039 | SaN | 0 | IMPNRGZ
elc_spv_ETH_039 | SaP | 0.0078071 | IMPNRGZ
elc_spv_ETH_039 | WaD | 0.28362 | IMPNRGZ
elc_spv_ETH_039 | WaN | 0 | IMPNRGZ
elc_spv_ETH_039 | WaP | 0.017041 | IMPNRGZ
elc_spv_ETH_040 | FaD | 0.25343 | IMPNRGZ
elc_spv_ETH_040 | FaN | 0 | IMPNRGZ
elc_spv_ETH_040 | FaP | 0.0098886 | IMPNRGZ
elc_spv_ETH_040 | RaD | 0.23996 | IMPNRGZ
elc_spv_ETH_040 | RaN | 0 | IMPNRGZ
elc_spv_ETH_040 | RaP | 0.010468 | IMPNRGZ
elc_spv_ETH_040 | SaD | 0.1975 | IMPNRGZ
elc_spv_ETH_040 | SaN | 0 | IMPNRGZ
elc_spv_ETH_040 | SaP | 0.0076972 | IMPNRGZ
elc_spv_ETH_040 | WaD | 0.26559 | IMPNRGZ
elc_spv_ETH_040 | WaN | 0 | IMPNRGZ
elc_spv_ETH_040 | WaP | 0.015475 | IMPNRGZ
elc_spv_ETH_041 | FaD | 0.2612 | IMPNRGZ
elc_spv_ETH_041 | FaN | 0 | IMPNRGZ
elc_spv_ETH_041 | FaP | 0.010506 | IMPNRGZ
elc_spv_ETH_041 | RaD | 0.24014 | IMPNRGZ
elc_spv_ETH_041 | RaN | 0 | IMPNRGZ
elc_spv_ETH_041 | RaP | 0.015017 | IMPNRGZ
elc_spv_ETH_041 | SaD | 0.16924 | IMPNRGZ
elc_spv_ETH_041 | SaN | 0 | IMPNRGZ
elc_spv_ETH_041 | SaP | 0.0079939 | IMPNRGZ
elc_spv_ETH_041 | WaD | 0.27671 | IMPNRGZ
elc_spv_ETH_041 | WaN | 0 | IMPNRGZ
elc_spv_ETH_041 | WaP | 0.019198 | IMPNRGZ
elc_spv_ETH_042 | FaD | 0.25382 | IMPNRGZ
elc_spv_ETH_042 | FaN | 0 | IMPNRGZ
elc_spv_ETH_042 | FaP | 0.010182 | IMPNRGZ
elc_spv_ETH_042 | RaD | 0.23131 | IMPNRGZ
elc_spv_ETH_042 | RaN | 0 | IMPNRGZ
elc_spv_ETH_042 | RaP | 0.011431 | IMPNRGZ
elc_spv_ETH_042 | SaD | 0.17734 | IMPNRGZ
elc_spv_ETH_042 | SaN | 0 | IMPNRGZ
elc_spv_ETH_042 | SaP | 0.0090031 | IMPNRGZ
elc_spv_ETH_042 | WaD | 0.28641 | IMPNRGZ
elc_spv_ETH_042 | WaN | 0 | IMPNRGZ
elc_spv_ETH_042 | WaP | 0.020507 | IMPNRGZ

## firmness
~TFM_DINS-TSL: attribute=FLO_EMIS; other_indexes=ACT | [13 empty] | ~TFM_INS-TSL: attribute=FLO_SHAR; limtype=FX | [13 empty] | ~TFM_INS-TSL: attribute=FLO_SHAR; limtype=FX | [13 empty] | ~TFM_DINS-TSL: attribute=NCAP_PKCNT | [12 empty] | ~TFM_DINS-AT
process | commodity | WaN | WaD | WaP | RaN | RaD | RaP | SaN | SaD | SaP | FaN | FaD | FaP | process | commodity | WaN | WaD | WaP | RaN | RaD | RaP | SaN | SaD | SaP | FaN | FaD | FaP | process | commodity | WaN | WaD | WaP | RaN | RaD | RaP | SaN | SaD | SaP | FaN | FaD | FaP | process | WaN | WaD | WaP | RaN | RaD | RaP | SaN | SaD | SaP | FaN | FaD | FaP | process | commodity | other_indexes | ncap_com
distr_solelc_spv_ETH_001 | DEF_E | 0 | 0.21376 | 0.1375 | 0.99209 | 0.18 | 0.12507 | 0.92675 | 0.21927 | 0.17378 | 0 | 0.17283 | 0.15717 | distr_sol* | ELC4H | 0 | 0.041103 | 0.0049324 | 0.98425 | 0.053578 | 0.036041 | 0.85591 | 0.08326 | 0.099225 | 0 | 0.048932 | 0.080304 | distr_sol* | ELC8H | 0 | 0.013523 | 0.10092 | 0 | 0.016909 | 0.063823 | 0 | 0.011498 | 0.029589 | 0 | 0.015153 | 0.056306 | distr_solelc_spv_ETH_001 | 0 | 0.50355 | 0.40119 | 1.0396e-05 | 0.49287 | 0.34576 | 0.0009642 | 0.40149 | 0.22906 | 0 | 0.4964 | 0.29088 | distr_solelc_spv_ETH_001 | DEF_C | OUT | 0.50355
distr_solelc_spv_ETH_002 | DEF_E | 0 | 0.19202 | 0.1264 | 0 | 0.18008 | 0.16833 | 0.95257 | 0.21581 | 0.18703 | 0 | 0.18233 | 0.18769 | distr_won* | ELC4H | 0.0068078 | 0.01511 | 0.022058 | 0.006712 | 0.003113 | 0.0025281 | 0.0034915 | 0.014428 | 0.0011544 | 0.0034616 | 0.0037549 | 0 | distr_won* | ELC8H | 0.015718 | 0.013319 | 0 | 0.013667 | 0.0069589 | 0.0049346 | 0.0029762 | 0.0045919 | 0.012209 | 0.0042433 | 0.0051536 | 0.0043343 | distr_solelc_spv_ETH_002 | 0 | 0.56278 | 0.44474 | 0 | 0.48313 | 0.27978 | 0.00019607 | 0.40608 | 0.19717 | 0 | 0.50187 | 0.27581 | distr_solelc_spv_ETH_002 | DEF_C | OUT | 0.56278
distr_solelc_spv_ETH_003 | DEF_E | 0 | 0.1968 | 0.13072 | 0 | 0.21996 | 0.14677 | 0.96626 | 0.2406 | 0.19744 | 0 | 0.19514 | 0.16749 | [28 empty] | distr_solelc_spv_ETH_003 | 0 | 0.55018 | 0.43606 | 0 | 0.42352 | 0.30961 | 7.5525e-05 | 0.32453 | 0.18052 | 0 | 0.4513 | 0.29676 | distr_solelc_spv_ETH_003 | DEF_C | OUT | 0.55018
distr_solelc_spv_ETH_004 | DEF_E | 0 | 0.1753 | 0.12705 | 0 | 0.19461 | 0.16335 | 0 | 0.22564 | 0.20508 | 0 | 0.18642 | 0.18397 | [28 empty] | distr_solelc_spv_ETH_004 | 0 | 0.58612 | 0.44561 | 0 | 0.46012 | 0.29106 | 0 | 0.34084 | 0.15503 | 0 | 0.48488 | 0.27377 | distr_solelc_spv_ETH_004 | DEF_C | OUT | 0.58612
distr_solelc_spv_ETH_005 | DEF_E | 0 | 0.1486 | 0.13593 | 0 | 0.19884 | 0.16829 | 0 | 0.22214 | 0.2406 | 0 | 0.18625 | 0.25074 | [28 empty] | distr_solelc_spv_ETH_005 | 0 | 0.59574 | 0.42375 | 0 | 0.45571 | 0.29865 | 0 | 0.33164 | 0.12491 | 0 | 0.47408 | 0.23331 | distr_solelc_spv_ETH_005 | DEF_C | OUT | 0.59574
distr_solelc_spv_ETH_006 | DEF_E | 0 | 0.15215 | 0.13099 | 0 | 0.20482 | 0.17179 | 0 | 0.23161 | 0.27367 | 0 | 0.18972 | 0.16586 | [28 empty] | distr_solelc_spv_ETH_006 | 0 | 0.58604 | 0.4243 | 0 | 0.44098 | 0.2934 | 0 | 0.33534 | 0.10991 | 0 | 0.45335 | 0.27243 | distr_solelc_spv_ETH_006 | DEF_C | OUT | 0.58604
distr_solelc_spv_ETH_007 | DEF_E | 0 | 0.16137 | 0.14202 | 0 | 0.1916 | 0.15648 | 0 | 0.23794 | 0.35262 | 0 | 0.18965 | 0.25651 | [28 empty] | distr_solelc_spv_ETH_007 | 0 | 0.57407 | 0.40695 | 0 | 0.46124 | 0.3114 | 0 | 0.37197 | 0.090532 | 0 | 0.45767 | 0.23015 | distr_solelc_spv_ETH_007 | DEF_C | OUT | 0.57407
distr_solelc_spv_ETH_008 | DEF_E | 0 | 0.15445 | 0.1731 | 0 | 0.19501 | 0.16718 | 0 | 0.23285 | 0.31978 | 0 | 0.19641 | 0.3538 | [28 empty] | distr_solelc_spv_ETH_008 | 0 | 0.58454 | 0.37808 | 0 | 0.46048 | 0.29808 | 0 | 0.35036 | 0.096606 | 0 | 0.45638 | 0.18748 | distr_solelc_spv_ETH_008 | DEF_C | OUT | 0.58454
distr_solelc_spv_ETH_009 | DEF_E | 0 | 0.16563 | 0.1242 | 0 | 0.20522 | 0.1615 | 0 | 0.22853 | 0.24099 | 0 | 0.1875 | 0.15204 | [28 empty] | distr_solelc_spv_ETH_009 | 0 | 0.58125 | 0.43962 | 0 | 0.43489 | 0.30578 | 0 | 0.29463 | 0.11213 | 0 | 0.4603 | 0.28725 | distr_solelc_spv_ETH_009 | DEF_C | OUT | 0.58125
distr_solelc_spv_ETH_010 | DEF_E | 0 | 0.18634 | 0.11386 | 0 | 0.20896 | 0.14341 | 0.98617 | 0.22471 | 0.20366 | 0 | 0.18959 | 0.14575 | [28 empty] | distr_solelc_spv_ETH_010 | 0 | 0.5564 | 0.45481 | 0 | 0.43069 | 0.32601 | 4.2353e-06 | 0.30892 | 0.14723 | 0 | 0.44642 | 0.30867 | distr_solelc_spv_ETH_010 | DEF_C | OUT | 0.5564
distr_solelc_spv_ETH_011 | DEF_E | 0 | 0.14917 | 0.12211 | 0 | 0.18577 | 0.16093 | 0 | 0.22693 | 0.30789 | 0 | 0.1772 | 0.14944 | [28 empty] | distr_solelc_spv_ETH_011 | 0 | 0.58503 | 0.43398 | 0 | 0.45699 | 0.30471 | 0 | 0.3763 | 0.11493 | 0 | 0.46788 | 0.29046 | distr_solelc_spv_ETH_011 | DEF_C | OUT | 0.58503
distr_solelc_spv_ETH_012 | DEF_E | 0 | 0.176 | 0.10781 | 0 | 0.19916 | 0.1334 | 0 | 0.23056 | 0.25221 | 0 | 0.18931 | 0.14726 | [28 empty] | distr_solelc_spv_ETH_012 | 0 | 0.5574 | 0.45701 | 0 | 0.4321 | 0.33275 | 0 | 0.35464 | 0.12952 | 0 | 0.45252 | 0.32149 | distr_solelc_spv_ETH_012 | DEF_C | OUT | 0.5574
distr_solelc_spv_ETH_013 | DEF_E | 0 | 0.13789 | 0.38335 | 0 | 0.17279 | 0.45902 | 0 | 0.21052 | 0.3457 | 0 | 0.14858 | 0.51533 | [28 empty] | distr_solelc_spv_ETH_013 | 0 | 0.57834 | 0.22719 | 0 | 0.41608 | 0.14294 | 0 | 0.31404 | 0.066907 | 0 | 0.4589 | 0.12703 | distr_solelc_spv_ETH_013 | DEF_C | OUT | 0.57834
distr_solelc_spv_ETH_014 | DEF_E | 0 | 0.1224 | 0.5 | 0 | 0.1527 | 0.5162 | 0 | 0.21168 | 0.52802 | 0 | 0.1526 | 0.52314 | [28 empty] | distr_solelc_spv_ETH_014 | 0 | 0.59851 | 0.19561 | 0 | 0.43488 | 0.12486 | 0 | 0.3193 | 0.040634 | 0 | 0.44989 | 0.11314 | distr_solelc_spv_ETH_014 | DEF_C | OUT | 0.59851
distr_solelc_spv_ETH_015 | DEF_E | 0 | 0.12133 | 0.50121 | 0 | 0.16535 | 0.51683 | 0 | 0.22036 | 0.52516 | 0 | 0.15305 | 0.52118 | [28 empty] | distr_solelc_spv_ETH_015 | 0 | 0.59215 | 0.19585 | 0 | 0.42856 | 0.13017 | 0 | 0.3362 | 0.037051 | 0 | 0.46199 | 0.12095 | distr_solelc_spv_ETH_015 | DEF_C | OUT | 0.59215
distr_solelc_spv_ETH_016 | DEF_E | 0 | 0.12979 | 0.49728 | 0 | 0.18053 | 0.5467 | 0 | 0.21126 | 0.38143 | 0 | 0.16138 | 0.51802 | [28 empty] | distr_solelc_spv_ETH_016 | 0 | 0.59473 | 0.1926 | 0 | 0.40159 | 0.095751 | 0 | 0.29286 | 0.066349 | 0 | 0.43058 | 0.095374 | distr_solelc_spv_ETH_016 | DEF_C | OUT | 0.59473
distr_solelc_spv_ETH_017 | DEF_E | 0 | 0.12315 | 0.50006 | 0 | 0.15381 | 0.51539 | 0 | 0.19618 | 0.47801 | 0 | 0.15085 | 0.51102 | [28 empty] | distr_solelc_spv_ETH_017 | 0 | 0.59604 | 0.19227 | 0 | 0.44074 | 0.11734 | 0 | 0.29783 | 0.049315 | 0 | 0.45436 | 0.10708 | distr_solelc_spv_ETH_017 | DEF_C | OUT | 0.59604
distr_solelc_spv_ETH_018 | DEF_E | 0 | 0.13738 | 0.44251 | 0 | 0.17552 | 0.4736 | 0 | 0.20254 | 0.36022 | 0 | 0.15198 | 0.52171 | [28 empty] | distr_solelc_spv_ETH_018 | 0 | 0.57934 | 0.20903 | 0 | 0.40859 | 0.12994 | 0 | 0.27298 | 0.067613 | 0 | 0.44405 | 0.11227 | distr_solelc_spv_ETH_018 | DEF_C | OUT | 0.57934
distr_solelc_spv_ETH_019 | DEF_E | 0 | 0.13632 | 0.38857 | 0 | 0.12656 | 0.18466 | 0 | 0.19684 | 0.30954 | 0 | 0.14633 | 0.50916 | [28 empty] | distr_solelc_spv_ETH_019 | 0 | 0.55527 | 0.2063 | 0 | 0.55345 | 0.26851 | 0 | 0.38565 | 0.090357 | 0 | 0.51682 | 0.10637 | distr_solelc_spv_ETH_019 | DEF_C | OUT | 0.55527
distr_solelc_spv_ETH_020 | DEF_E | 0 | 0.14123 | 0.28626 | 0 | 0.14498 | 0.19334 | 0 | 0.21303 | 0.27289 | 0 | 0.15926 | 0.48444 | [28 empty] | distr_solelc_spv_ETH_020 | 0 | 0.55182 | 0.25345 | 0 | 0.53282 | 0.27789 | 0 | 0.36444 | 0.090513 | 0 | 0.49996 | 0.10508 | distr_solelc_spv_ETH_020 | DEF_C | OUT | 0.55182
distr_solelc_spv_ETH_021 | DEF_E | 0 | 0.14426 | 0.34596 | 0 | 0.15369 | 0.24769 | 0 | 0.21849 | 0.30636 | 0 | 0.15253 | 0.50177 | [28 empty] | distr_solelc_spv_ETH_021 | 0 | 0.55508 | 0.21195 | 0 | 0.50864 | 0.21353 | 0 | 0.3435 | 0.085134 | 0 | 0.51072 | 0.10215 | distr_solelc_spv_ETH_021 | DEF_C | OUT | 0.55508
distr_solelc_spv_ETH_022 | DEF_E | 0 | 0.14042 | 0.35682 | 0 | 0.13635 | 0.20154 | 0 | 0.22422 | 0.29941 | 0 | 0.15906 | 0.49415 | [28 empty] | distr_solelc_spv_ETH_022 | 0 | 0.55823 | 0.20485 | 0 | 0.5462 | 0.2514 | 0 | 0.34131 | 0.074528 | 0 | 0.49992 | 0.093946 | distr_solelc_spv_ETH_022 | DEF_C | OUT | 0.55823
distr_solelc_spv_ETH_023 | DEF_E | 0 | 0.1564 | 0.23423 | 0 | 0.1707 | 0.19236 | 0 | 0.21041 | 0.26599 | 0 | 0.17324 | 0.4227 | [28 empty] | distr_solelc_spv_ETH_023 | 0 | 0.49629 | 0.23731 | 0 | 0.44454 | 0.21022 | 0 | 0.36835 | 0.11892 | 0 | 0.47251 | 0.11489 | distr_solelc_spv_ETH_023 | DEF_C | OUT | 0.49629
distr_solelc_spv_ETH_024 | DEF_E | 0 | 0.15019 | 0.2479 | 0 | 0.17496 | 0.22718 | 0 | 0.22251 | 0.27977 | 0 | 0.1772 | 0.44701 | [28 empty] | distr_solelc_spv_ETH_024 | 0 | 0.51593 | 0.22607 | 0 | 0.47106 | 0.2175 | 0 | 0.35087 | 0.086839 | 0 | 0.46193 | 0.094227 | distr_solelc_spv_ETH_024 | DEF_C | OUT | 0.51593
distr_solelc_spv_ETH_025 | DEF_E | 0 | 0.15217 | 0.29262 | 0 | 0.18579 | 0.26607 | 0 | 0.22687 | 0.27731 | 0 | 0.18747 | 0.47813 | [28 empty] | distr_solelc_spv_ETH_025 | 0 | 0.5135 | 0.21164 | 0 | 0.45131 | 0.14961 | 0 | 0.34376 | 0.081393 | 0 | 0.46378 | 0.092329 | distr_solelc_spv_ETH_025 | DEF_C | OUT | 0.5135
distr_solelc_spv_ETH_026 | DEF_E | 0 | 0.15317 | 0.26808 | 0 | 0.18632 | 0.25053 | 0 | 0.22054 | 0.25589 | 0 | 0.19283 | 0.45789 | [28 empty] | distr_solelc_spv_ETH_026 | 0 | 0.49167 | 0.21112 | 0 | 0.43373 | 0.15028 | 0 | 0.34251 | 0.092708 | 0 | 0.44606 | 0.081312 | distr_solelc_spv_ETH_026 | DEF_C | OUT | 0.49167
distr_solelc_spv_ETH_027 | DEF_E | 0 | 0.15558 | 0.50193 | 0 | 0.12254 | 0.49526 | 0 | 0.16734 | 0.38627 | 0 | 0.11603 | 0.50449 | [28 empty] | distr_solelc_spv_ETH_027 | 0 | 0.54928 | 0.16358 | 0 | 0.53271 | 0.13627 | 0 | 0.43502 | 0.10238 | 0 | 0.54567 | 0.11542 | distr_solelc_spv_ETH_027 | DEF_C | OUT | 0.54928
distr_solelc_spv_ETH_028 | DEF_E | 0 | 0.16418 | 0.50962 | 0 | 0.11899 | 0.45634 | 0 | 0.16642 | 0.35606 | 0 | 0.11373 | 0.50212 | [28 empty] | distr_solelc_spv_ETH_028 | 0 | 0.52496 | 0.14733 | 0 | 0.5357 | 0.14331 | 0 | 0.42835 | 0.095982 | 0 | 0.53489 | 0.10688 | distr_solelc_spv_ETH_028 | DEF_C | OUT | 0.5357
distr_solelc_spv_ETH_029 | DEF_E | 0 | 0.14297 | 0.50181 | 0 | 0.1202 | 0.3086 | 0 | 0.19648 | 0.31123 | 0 | 0.12756 | 0.49952 | [28 empty] | distr_solelc_spv_ETH_029 | 0 | 0.58027 | 0.16478 | 0 | 0.57613 | 0.19107 | 0 | 0.40517 | 0.093659 | 0 | 0.55858 | 0.12093 | distr_solelc_spv_ETH_029 | DEF_C | OUT | 0.58027
distr_solelc_spv_ETH_030 | DEF_E | 0 | 0.1586 | 0.50608 | 0 | 0.12451 | 0.3907 | 0 | 0.18281 | 0.32344 | 0 | 0.11933 | 0.5044 | [28 empty] | distr_solelc_spv_ETH_030 | 0 | 0.57223 | 0.16717 | 0 | 0.55367 | 0.1546 | 0 | 0.41655 | 0.10011 | 0 | 0.5656 | 0.12856 | distr_solelc_spv_ETH_030 | DEF_C | OUT | 0.57223
distr_solelc_spv_ETH_031 | DEF_E | 0 | 0.14621 | 0.46666 | 0 | 0.13049 | 0.20707 | 0 | 0.2177 | 0.33981 | 0 | 0.12992 | 0.50655 | [28 empty] | distr_solelc_spv_ETH_031 | 0 | 0.5686 | 0.16725 | 0 | 0.54909 | 0.22461 | 0 | 0.3627 | 0.070675 | 0 | 0.54198 | 0.11243 | distr_solelc_spv_ETH_031 | DEF_C | OUT | 0.5686
distr_solelc_spv_ETH_032 | DEF_E | 0 | 0.14582 | 0.43529 | 0 | 0.13143 | 0.2426 | 0 | 0.21093 | 0.31839 | 0 | 0.13051 | 0.51276 | [28 empty] | distr_solelc_spv_ETH_032 | 0 | 0.57025 | 0.18641 | 0 | 0.52537 | 0.18872 | 0 | 0.35784 | 0.08662 | 0 | 0.54495 | 0.11956 | distr_solelc_spv_ETH_032 | DEF_C | OUT | 0.57025
distr_solelc_spv_ETH_033 | DEF_E | 0 | 0.15172 | 0.2368 | 0 | 0.17336 | 0.19582 | 0 | 0.19777 | 0.22641 | 0 | 0.16141 | 0.42122 | [28 empty] | distr_solelc_spv_ETH_033 | 0 | 0.50133 | 0.24694 | 0 | 0.43865 | 0.19166 | 0 | 0.38037 | 0.13658 | 0 | 0.47024 | 0.13244 | distr_solelc_spv_ETH_033 | DEF_C | OUT | 0.50133
distr_solelc_spv_ETH_034 | DEF_E | 0 | 0.14903 | 0.26892 | 0 | 0.17777 | 0.2126 | 0 | 0.21244 | 0.25651 | 0 | 0.15467 | 0.4807 | [28 empty] | distr_solelc_spv_ETH_034 | 0 | 0.51839 | 0.24867 | 0 | 0.41139 | 0.16065 | 0 | 0.33699 | 0.11691 | 0 | 0.44371 | 0.11247 | distr_solelc_spv_ETH_034 | DEF_C | OUT | 0.51839
distr_solelc_spv_ETH_035 | DEF_E | 0 | 0.15004 | 0.26184 | 0 | 0.18374 | 0.21762 | 0 | 0.21236 | 0.25754 | 0 | 0.15865 | 0.46372 | [28 empty] | distr_solelc_spv_ETH_035 | 0 | 0.49479 | 0.24471 | 0 | 0.40072 | 0.15822 | 0 | 0.34503 | 0.12343 | 0 | 0.44475 | 0.11055 | distr_solelc_spv_ETH_035 | DEF_C | OUT | 0.49479
distr_solelc_spv_ETH_036 | DEF_E | 0 | 0.14695 | 0.32405 | 0 | 0.17488 | 0.37333 | 0 | 0.20208 | 0.29483 | 0 | 0.1513 | 0.51689 | [28 empty] | distr_solelc_spv_ETH_036 | 0 | 0.55713 | 0.2368 | 0 | 0.41071 | 0.12931 | 0 | 0.29901 | 0.094588 | 0 | 0.4546 | 0.10467 | distr_solelc_spv_ETH_036 | DEF_C | OUT | 0.55713
distr_solelc_spv_ETH_037 | DEF_E | 0 | 0.14281 | 0.28748 | 0 | 0.15281 | 0.3042 | 0 | 0.19584 | 0.22488 | 0 | 0.12087 | 0.49805 | [28 empty] | distr_solelc_spv_ETH_037 | 0 | 0.55509 | 0.24295 | 0 | 0.44461 | 0.17432 | 0 | 0.3581 | 0.11334 | 0 | 0.49249 | 0.12968 | distr_solelc_spv_ETH_037 | DEF_C | OUT | 0.55509
distr_solelc_spv_ETH_038 | DEF_E | 0 | 0.13173 | 0.5 | 0 | 0.14592 | 0.51287 | 0 | 0.16682 | 0.44398 | 0 | 0.13157 | 0.51386 | [28 empty] | distr_solelc_spv_ETH_038 | 0 | 0.59441 | 0.18339 | 0 | 0.46639 | 0.10885 | 0 | 0.3988 | 0.08156 | 0 | 0.48644 | 0.10758 | distr_solelc_spv_ETH_038 | DEF_C | OUT | 0.59441
distr_solelc_spv_ETH_039 | DEF_E | 0 | 0.1339 | 0.48254 | 0 | 0.14512 | 0.50431 | 0 | 0.18595 | 0.34797 | 0 | 0.13023 | 0.51806 | [28 empty] | distr_solelc_spv_ETH_039 | 0 | 0.60303 | 0.19927 | 0 | 0.48903 | 0.10482 | 0 | 0.39646 | 0.089311 | 0 | 0.51934 | 0.11171 | distr_solelc_spv_ETH_039 | DEF_C | OUT | 0.60303
distr_solelc_spv_ETH_040 | DEF_E | 0 | 0.14173 | 0.49985 | 0 | 0.12722 | 0.49781 | 0 | 0.17376 | 0.38052 | 0 | 0.12105 | 0.50903 | [28 empty] | distr_solelc_spv_ETH_040 | 0 | 0.574 | 0.18395 | 0 | 0.50733 | 0.12172 | 0 | 0.41757 | 0.089507 | 0 | 0.5417 | 0.11625 | distr_solelc_spv_ETH_040 | DEF_C | OUT | 0.574
distr_solelc_spv_ETH_041 | DEF_E | 0 | 0.14828 | 0.38224 | 0 | 0.15348 | 0.2784 | 0 | 0.22073 | 0.2908 | 0 | 0.1395 | 0.52081 | [28 empty] | distr_solelc_spv_ETH_041 | 0 | 0.56148 | 0.21425 | 0 | 0.4767 | 0.16395 | 0 | 0.33595 | 0.087276 | 0 | 0.52419 | 0.11596 | distr_solelc_spv_ETH_041 | DEF_C | OUT | 0.56148
distr_solelc_spv_ETH_042 | DEF_E | 0 | 0.13929 | 0.35882 | 0 | 0.16924 | 0.34402 | 0 | 0.21075 | 0.2856 | 0 | 0.14551 | 0.50772 | [28 empty] | distr_solelc_spv_ETH_042 | 0 | 0.5673 | 0.22341 | 0 | 0.4482 | 0.12182 | 0 | 0.34362 | 0.095948 | 0 | 0.49723 | 0.10971 | distr_solelc_spv_ETH_042 | DEF_C | OUT | 0.5673
distr_wonelc_won_ETH_001 | DEF_E | 0.28099 | 0.33832 | 0.27807 | 0.29577 | 0.29563 | 0.30531 | 0.13321 | 0.2282 | 0.18549 | 0.26223 | 0.26702 | 0.23104 | [28 empty] | distr_wonelc_won_ETH_001 | 0.26363 | 0.2113 | 0.22282 | 0.19871 | 0.2058 | 0.16896 | 0.37813 | 0.30777 | 0.28137 | 0.22588 | 0.22664 | 0.22061 | distr_wonelc_won_ETH_001 | DEF_C | OUT | 0.33521
distr_wonelc_won_ETH_002 | DEF_E | 0.41414 | 0.43334 | 0.4189 | 0.40852 | 0.39177 | 0.4621 | 0.37898 | 0.36919 | 0.45214 | 0.4169 | 0.41839 | 0.39994 | [28 empty] | distr_wonelc_won_ETH_002 | 0.19153 | 0.14626 | 0.075403 | 0.19249 | 0.17991 | 0.093065 | 0.28338 | 0.26269 | 0.11956 | 0.16055 | 0.15802 | 0.088644 | distr_wonelc_won_ETH_002 | DEF_C | OUT | 0.28338
distr_wonelc_won_ETH_003 | DEF_E | 0.60936 | 0.48291 | 0.5174 | 0.5146 | 0.35142 | 0.38399 | 0.55162 | 0.44628 | 0.49435 | 0.58178 | 0.48731 | 0.5477 | [28 empty] | distr_wonelc_won_ETH_003 | 0.041233 | 0.13545 | 0.045691 | 0.067922 | 0.19425 | 0.079718 | 0.069636 | 0.14192 | 0.055032 | 0.029866 | 0.096845 | 0.03611 | distr_wonelc_won_ETH_003 | DEF_C | OUT | 0.19425
distr_wonelc_won_ETH_004 | DEF_E | 0.44273 | 0.49132 | 0.18382 | 0.47159 | 0.56982 | 0.35236 | 0.3262 | 0.44349 | 0.38727 | 0.49445 | 0.52816 | 0.33171 | [28 empty] | distr_wonelc_won_ETH_004 | 0.066745 | 0.050991 | 0.19904 | 0.067247 | 0.036207 | 0.10082 | 0.29555 | 0.2353 | 0.18261 | 0.075323 | 0.058362 | 0.12313 | distr_wonelc_won_ETH_004 | DEF_C | OUT | 0.29555
distr_wonelc_won_ETH_005 | DEF_E | 0.26731 | 0.34831 | 0.12855 | 0.35867 | 0.44326 | 0.38037 | 0.10632 | 0.19672 | 0.28954 | 0.43422 | 0.48271 | 0.35956 | [28 empty] | distr_wonelc_won_ETH_005 | 0.10897 | 0.1131 | 0.23968 | 0.16941 | 0.12183 | 0.085915 | 0.63844 | 0.52649 | 0.31207 | 0.16828 | 0.15694 | 0.13525 | distr_wonelc_won_ETH_005 | DEF_C | OUT | 0.63197
distr_wonelc_won_ETH_006 | DEF_E | 0.26506 | 0.47097 | 0.43441 | 0.41795 | 0.43276 | 0.32915 | 0.1269 | 0.15741 | 0.13523 | 0.44483 | 0.52657 | 0.40513 | [28 empty] | distr_wonelc_won_ETH_006 | 0.27936 | 0.09107 | 0.092121 | 0.11138 | 0.086138 | 0.059559 | 0.45437 | 0.51692 | 0.4408 | 0.1296 | 0.1265 | 0.088424 | distr_wonelc_won_ETH_006 | DEF_C | OUT | 0.43198
distr_wonelc_won_ETH_007 | DEF_E | 0.43515 | 0.46175 | 0.25897 | 0.51237 | 0.43491 | 0.29372 | 0.19185 | 0.20859 | 0.15986 | 0.5299 | 0.55859 | 0.46463 | [28 empty] | distr_wonelc_won_ETH_007 | 0.070008 | 0.0259 | 0.091303 | 0.061553 | 0.058246 | 0.077366 | 0.30993 | 0.31679 | 0.44437 | 0.062795 | 0.073471 | 0.089365 | distr_wonelc_won_ETH_007 | DEF_C | OUT | 0.35623
distr_wonelc_won_ETH_008 | DEF_E | 0.3443 | 0.32231 | 0.19688 | 0.50553 | 0.47483 | 0.34552 | 0.12975 | 0.14495 | 0.13101 | 0.53599 | 0.51607 | 0.48482 | [28 empty] | distr_wonelc_won_ETH_008 | 0.08007 | 0.062863 | 0.11902 | 0.097033 | 0.102 | 0.08749 | 0.4508 | 0.53826 | 0.48469 | 0.10312 | 0.12642 | 0.099942 | distr_wonelc_won_ETH_008 | DEF_C | OUT | 0.41841
distr_wonelc_won_ETH_009 | DEF_E | 0.45064 | 0.35838 | 0.17502 | 0.5298 | 0.44277 | 0.43334 | 0.198 | 0.19163 | 0.16159 | 0.59286 | 0.46751 | 0.41775 | [28 empty] | distr_wonelc_won_ETH_009 | 0.065478 | 0.085528 | 0.1441 | 0.050226 | 0.06285 | 0.070926 | 0.21943 | 0.31572 | 0.30009 | 0.058233 | 0.065093 | 0.062999 | distr_wonelc_won_ETH_009 | DEF_C | OUT | 0.28344
distr_wonelc_won_ETH_010 | DEF_E | 0.27878 | 0.33874 | 0.21029 | 0.40171 | 0.36299 | 0.33749 | 0.14078 | 0.15757 | 0.11586 | 0.3738 | 0.33419 | 0.33104 | [28 empty] | distr_wonelc_won_ETH_010 | 0.25194 | 0.16996 | 0.24976 | 0.10342 | 0.12578 | 0.12119 | 0.33107 | 0.38186 | 0.33494 | 0.14406 | 0.14394 | 0.16831 | distr_wonelc_won_ETH_010 | DEF_C | OUT | 0.31812
distr_wonelc_won_ETH_011 | DEF_E | 0.21583 | 0.39635 | 0.27018 | 0.36484 | 0.46404 | 0.36627 | 0.055288 | 0.03896 | 0.069181 | 0.38221 | 0.50163 | 0.31524 | [28 empty] | distr_wonelc_won_ETH_011 | 0.42147 | 0.20831 | 0.28241 | 0.23936 | 0.21202 | 0.12465 | 0.83094 | 0.90129 | 0.80984 | 0.26468 | 0.26527 | 0.1821 | distr_wonelc_won_ETH_011 | DEF_C | OUT | 0.6987
distr_wonelc_won_ETH_012 | DEF_E | 0.13648 | 0.25427 | 0.25349 | 0.35119 | 0.48658 | 0.42554 | 0.063377 | 0.033786 | 0.05527 | 0.33959 | 0.48599 | 0.42001 | [28 empty] | distr_wonelc_won_ETH_012 | 0.39913 | 0.22751 | 0.193 | 0.30267 | 0.25066 | 0.18451 | 0.8609 | 0.94142 | 0.88446 | 0.29123 | 0.2875 | 0.21312 | distr_wonelc_won_ETH_012 | DEF_C | OUT | 0.52626
distr_wonelc_won_ETH_013 | DEF_E | 0.17099 | 0.23627 | 0.26591 | 0.37137 | 0.45403 | 0.48434 | 0.0456 | 0.055083 | 0.054886 | 0.36623 | 0.43637 | 0.48148 | [28 empty] | distr_wonelc_won_ETH_013 | 0.47511 | 0.363 | 0.21584 | 0.33986 | 0.27488 | 0.22233 | 0.84166 | 0.86517 | 0.8722 | 0.3346 | 0.28391 | 0.22839 | distr_wonelc_won_ETH_013 | DEF_C | OUT | 0.50011
distr_wonelc_won_ETH_014 | DEF_E | 0.22678 | 0.27774 | 0.23272 | 0.42727 | 0.46509 | 0.42885 | 0.080797 | 0.091585 | 0.078846 | 0.48014 | 0.47233 | 0.50332 | [28 empty] | distr_wonelc_won_ETH_014 | 0.16897 | 0.14713 | 0.14173 | 0.17968 | 0.1682 | 0.15666 | 0.59388 | 0.66539 | 0.64618 | 0.19845 | 0.18237 | 0.17257 | distr_wonelc_won_ETH_014 | DEF_C | OUT | 0.50889
distr_wonelc_won_ETH_015 | DEF_E | 0.3639 | 0.49159 | 0.36347 | 0.39135 | 0.52271 | 0.35701 | 0.49501 | 0.55428 | 0.26775 | 0.38429 | 0.54146 | 0.29305 | [28 empty] | distr_wonelc_won_ETH_015 | 0.22717 | 0.23456 | 0.20261 | 0.17497 | 0.15255 | 0.26194 | 0.078284 | 0.13531 | 0.33899 | 0.1128 | 0.11151 | 0.20128 | distr_wonelc_won_ETH_015 | DEF_C | OUT | 0.31163
distr_wonelc_won_ETH_016 | DEF_E | 0.31746 | 0.4146 | 0.37197 | 0.39321 | 0.44448 | 0.36642 | 0.38649 | 0.46012 | 0.3615 | 0.37662 | 0.44881 | 0.32156 | [28 empty] | distr_wonelc_won_ETH_016 | 0.1943 | 0.075834 | 0.16643 | 0.15158 | 0.047158 | 0.11147 | 0.15469 | 0.10063 | 0.17478 | 0.13667 | 0.042787 | 0.10844 | distr_wonelc_won_ETH_016 | DEF_C | OUT | 0.1941
distr_wonelc_won_ETH_017 | DEF_E | 0.26495 | 0.39054 | 0.25899 | 0.32795 | 0.41166 | 0.22929 | 0.40992 | 0.38375 | 0.25994 | 0.36346 | 0.43509 | 0.24108 | [28 empty] | distr_wonelc_won_ETH_017 | 0.19639 | 0.13873 | 0.24654 | 0.15591 | 0.10596 | 0.20501 | 0.08223 | 0.11091 | 0.24136 | 0.11764 | 0.073232 | 0.16554 | distr_wonelc_won_ETH_017 | DEF_C | OUT | 0.24012
distr_wonelc_won_ETH_018 | DEF_E | 0.3256 | 0.44302 | 0.38134 | 0.39531 | 0.48545 | 0.39926 | 0.43829 | 0.49691 | 0.27111 | 0.34043 | 0.48614 | 0.28046 | [28 empty] | distr_wonelc_won_ETH_018 | 0.18636 | 0.11354 | 0.13191 | 0.15796 | 0.062937 | 0.11214 | 0.13417 | 0.11357 | 0.31491 | 0.13064 | 0.055137 | 0.12655 | distr_wonelc_won_ETH_018 | DEF_C | OUT | 0.31345
distr_wonelc_won_ETH_019 | DEF_E | 0.38567 | 0.4729 | 0.42917 | 0.45161 | 0.53085 | 0.42023 | 0.53764 | 0.55183 | 0.29314 | 0.42871 | 0.51101 | 0.29334 | [28 empty] | distr_wonelc_won_ETH_019 | 0.20996 | 0.12802 | 0.157 | 0.14764 | 0.085358 | 0.14179 | 0.054814 | 0.079158 | 0.25225 | 0.1065 | 0.054515 | 0.11034 | distr_wonelc_won_ETH_019 | DEF_C | OUT | 0.23681
distr_wonelc_won_ETH_020 | DEF_E | 0.24314 | 0.42224 | 0.25295 | 0.291 | 0.45298 | 0.29944 | 0.30971 | 0.33119 | 0.42267 | 0.27231 | 0.5363 | 0.47017 | [28 empty] | distr_wonelc_won_ETH_020 | 0.28422 | 0.068775 | 0.32872 | 0.23004 | 0.10015 | 0.25049 | 0.22512 | 0.18617 | 0.080599 | 0.12731 | 0.039483 | 0.061285 | distr_wonelc_won_ETH_020 | DEF_C | OUT | 0.32806
distr_wonelc_won_ETH_021 | DEF_E | 0.21185 | 0.33574 | 0.2203 | 0.27196 | 0.40162 | 0.27746 | 0.38534 | 0.3853 | 0.38024 | 0.3628 | 0.43878 | 0.39012 | [28 empty] | distr_wonelc_won_ETH_021 | 0.29025 | 0.12608 | 0.17271 | 0.24342 | 0.13487 | 0.10009 | 0.13608 | 0.16978 | 0.12905 | 0.090197 | 0.050488 | 0.064399 | distr_wonelc_won_ETH_021 | DEF_C | OUT | 0.29024
distr_wonelc_won_ETH_022 | DEF_E | 0.22237 | 0.45588 | 0.28816 | 0.24295 | 0.39975 | 0.28121 | 0.30995 | 0.32986 | 0.40063 | 0.26796 | 0.52692 | 0.5324 | [28 empty] | distr_wonelc_won_ETH_022 | 0.30561 | 0.052199 | 0.16234 | 0.25557 | 0.094437 | 0.177 | 0.15871 | 0.14116 | 0.087011 | 0.11118 | 0.036797 | 0.02979 | distr_wonelc_won_ETH_022 | DEF_C | OUT | 0.30387
distr_wonelc_won_ETH_023 | DEF_E | 0.27643 | 0.38897 | 0.24393 | 0.50102 | 0.51786 | 0.33355 | 0.26928 | 0.30545 | 0.24915 | 0.50057 | 0.45573 | 0.38019 | [28 empty] | distr_wonelc_won_ETH_023 | 0.17641 | 0.10657 | 0.27094 | 0.047183 | 0.043322 | 0.10685 | 0.06138 | 0.062473 | 0.065505 | 0.069838 | 0.090653 | 0.13468 | distr_wonelc_won_ETH_023 | DEF_C | OUT | 0.25989
distr_wonelc_won_ETH_024 | DEF_E | 0.21336 | 0.3084 | 0.1849 | 0.27245 | 0.44375 | 0.2765 | 0.359 | 0.28213 | 0.34027 | 0.33693 | 0.39641 | 0.36219 | [28 empty] | distr_wonelc_won_ETH_024 | 0.44688 | 0.31532 | 0.54402 | 0.32296 | 0.15168 | 0.3393 | 0.2285 | 0.28758 | 0.10092 | 0.23653 | 0.18393 | 0.31565 | distr_wonelc_won_ETH_024 | DEF_C | OUT | 0.47717
distr_wonelc_won_ETH_025 | DEF_E | 0.30377 | 0.43803 | 0.3018 | 0.34088 | 0.48154 | 0.41425 | 0.2968 | 0.34541 | 0.46545 | 0.34086 | 0.47873 | 0.43366 | [28 empty] | distr_wonelc_won_ETH_025 | 0.28465 | 0.10696 | 0.28101 | 0.1839 | 0.050649 | 0.14589 | 0.41287 | 0.2423 | 0.12521 | 0.21663 | 0.10182 | 0.20141 | distr_wonelc_won_ETH_025 | DEF_C | OUT | 0.41274
distr_wonelc_won_ETH_026 | DEF_E | 0.37006 | 0.39637 | 0.28606 | 0.40381 | 0.43692 | 0.35646 | 0.40907 | 0.42307 | 0.4612 | 0.45046 | 0.45795 | 0.41197 | [28 empty] | distr_wonelc_won_ETH_026 | 0.24266 | 0.084233 | 0.28956 | 0.16842 | 0.037266 | 0.17927 | 0.17477 | 0.17829 | 0.084961 | 0.15867 | 0.070353 | 0.18124 | distr_wonelc_won_ETH_026 | DEF_C | OUT | 0.28567

## load_shapes
~TFM_DINS-AT
g_yrfr | com_fr | timeslice | commodity
0.11427 | 0.16087 | FaD | elc_roadtransport
0.11427 | 0.052548 | FaN | elc_roadtransport
0.020776 | 0.035897 | FaP | elc_roadtransport
0.11553 | 0.16264 | RaD | elc_roadtransport
0.11553 | 0.053125 | RaN | elc_roadtransport
0.021005 | 0.036291 | RaP | elc_roadtransport
0.11553 | 0.16264 | SaD | elc_roadtransport
0.11553 | 0.053125 | SaN | elc_roadtransport
0.021005 | 0.036291 | SaP | elc_roadtransport
0.11301 | 0.1591 | WaD | elc_roadtransport
0.11301 | 0.05197 | WaN | elc_roadtransport
0.020548 | 0.035502 | WaP | elc_roadtransport

## demand
~TFM_DINS-AT
commodity | timeslice | com_fr
elc_buildings | FaD | 0.11434
elc_buildings | FaN | 0.10723
elc_buildings | FaP | 0.0224
elc_buildings | RaD | 0.12347
elc_buildings | RaN | 0.11396
elc_buildings | RaP | 0.023889
elc_buildings | SaD | 0.11556
elc_buildings | SaN | 0.10859
elc_buildings | SaP | 0.022587
elc_buildings | WaD | 0.1171
elc_buildings | WaN | 0.10808
elc_buildings | WaP | 0.022791
elc_industry | FaD | 0.11444
elc_industry | FaN | 0.1139
elc_industry | FaP | 0.020931
elc_industry | RaD | 0.11584
elc_industry | RaN | 0.11511
elc_industry | RaP | 0.021172
elc_industry | SaD | 0.1157
elc_industry | SaN | 0.11516
elc_industry | SaP | 0.021156
elc_industry | WaD | 0.11328
elc_industry | WaN | 0.11259
elc_industry | WaP | 0.020711

## peak_factors
~TFM_DINS-AT
commodity | timeslice | com_pkflx
ELC | FaD | 0.058187
ELC | FaN | 0.22761
ELC | FaP | 0.087236
ELC | RaD | 0.06234
ELC | RaN | 0.2161
ELC | RaP | 0.08145
ELC | SaD | 0.084862
ELC | SaN | 0.24702
ELC | SaP | 0.10632
ELC | WaD | 0.097475
ELC | WaN | 0.24602
ELC | WaP | 0.10634

## hydro_af
~TFM_INS-AT
Year | timeslice | ncap_afs | pset_ci
2025 | F | 0.48883 | hydro
2025 | R | 0.4066 | hydro
2025 | S | 0.35443 | hydro
2025 | W | 0.39223 | hydro
2026 | F | 0.5355 | hydro
2026 | R | 0.57617 | hydro
2026 | S | 0.53707 | hydro
2026 | W | 0.4801 | hydro
2027 | F | 0.58737 | hydro
2027 | R | 0.4415 | hydro
2027 | S | 0.5326 | hydro
2027 | W | 0.53077 | hydro
2028 | F | 0.44693 | hydro
2028 | R | 0.4009 | hydro
2028 | S | 0.38817 | hydro
2028 | W | 0.4554 | hydro
2029 | F | 0.3949 | hydro
2029 | R | 0.3818 | hydro
2029 | S | 0.35353 | hydro
2029 | W | 0.30997 | hydro
2030 | F | 0.41963 | hydro
2030 | R | 0.34343 | hydro
2030 | S | 0.38633 | hydro
2030 | W | 0.41653 | hydro
2031 | F | 0.4731 | hydro
2031 | R | 0.37917 | hydro
2031 | S | 0.46093 | hydro
2031 | W | 0.4572 | hydro
2032 | F | 0.44493 | hydro
2032 | R | 0.34457 | hydro
2032 | S | 0.3747 | hydro
2032 | W | 0.42963 | hydro
2033 | F | 0.34307 | hydro
2033 | R | 0.45813 | hydro
2033 | S | 0.342 | hydro
2033 | W | 0.37333 | hydro
2034 | F | 0.4986 | hydro
2034 | R | 0.35693 | hydro
2034 | S | 0.375 | hydro
2034 | W | 0.4514 | hydro
2035 | F | 0.46893 | hydro
2035 | R | 0.4541 | hydro
2035 | S | 0.49617 | hydro
2035 | W | 0.46533 | hydro
2036 | F | 0.5734 | hydro
2036 | R | 0.51243 | hydro
2036 | S | 0.5457 | hydro
2036 | W | 0.3779 | hydro
2037 | F | 0.47173 | hydro
2037 | R | 0.51953 | hydro
2037 | S | 0.43393 | hydro
2037 | W | 0.4434 | hydro
2038 | F | 0.37793 | hydro
2038 | R | 0.42163 | hydro
2038 | S | 0.36303 | hydro
2038 | W | 0.44247 | hydro
2039 | F | 0.4997 | hydro
2039 | R | 0.43367 | hydro
2039 | S | 0.42057 | hydro
2039 | W | 0.56003 | hydro
2040 | F | 0.46957 | hydro
2040 | R | 0.52697 | hydro
2040 | S | 0.4933 | hydro
2040 | W | 0.43907 | hydro
2041 | F | 0.40233 | hydro
2041 | R | 0.42183 | hydro
2041 | S | 0.46393 | hydro
2041 | W | 0.48067 | hydro
2042 | F | 0.4106 | hydro
2042 | R | 0.37063 | hydro
2042 | S | 0.48447 | hydro
2042 | W | 0.3995 | hydro
2043 | F | 0.4268 | hydro
2043 | R | 0.39107 | hydro
2043 | S | 0.41593 | hydro
2043 | W | 0.401 | hydro
2044 | F | 0.4283 | hydro
2044 | R | 0.40377 | hydro
2044 | S | 0.4332 | hydro
2044 | W | 0.4097 | hydro
2045 | F | 0.44077 | hydro
2045 | R | 0.36647 | hydro
2045 | S | 0.41967 | hydro
2045 | W | 0.4168 | hydro
2046 | F | 0.41993 | hydro
2046 | R | 0.42163 | hydro
2046 | S | 0.51817 | hydro
2046 | W | 0.3403 | hydro
2047 | F | 0.43817 | hydro
2047 | R | 0.53963 | hydro
2047 | S | 0.43677 | hydro
2047 | W | 0.50257 | hydro
2048 | F | 0.5019 | hydro
2048 | R | 0.50583 | hydro
2048 | S | 0.3749 | hydro
2048 | W | 0.36433 | hydro
2049 | F | 0.409 | hydro
2049 | R | 0.47747 | hydro
2049 | S | 0.39123 | hydro
2049 | W | 0.44823 | hydro
2050 | F | 0.45907 | hydro
2050 | R | 0.4648 | hydro
2050 | S | 0.52857 | hydro
2050 | W | 0.42777 | hydro