## ev_charging_uc
ts_24c | day_night | ts_24c
| D | S02aH04,S02aH05,S02aH03,S03aH04,S03aH03,S03aH02,S04aH02,S04aH03,S03aH05,S01aH02,S04aH04,S01aH04,S02aH02,S01aH03,S01aH05,S04aH05
| N | S02aH06,S01aH01,S04aH01,S04aH06,S01aH06,S02aH01,S03aH06,S03aH01
[7 empty] | 0.75 |  | share of charging at night
~UC_Sets: R_E: AllRegions
~UC_T: LO
| UC_N | Pset_CI | Pset_CO | pset_pn | Cset_CN | TimeSlice | UC_FLO | UC_RHSRT | UC_RHSRT~0
| UC_bev night chg limit | ELC | AuxStoIN | *EV* | AuxStoIN | S02aH06,S01aH01,S04aH01,S04aH06,S01aH06,S02aH01,S03aH06,S03aH01 | 0.25 | 0 | 3 |  | night
|  | ELC | AuxStoIN | *EV* | AuxStoIN | S02aH04,S02aH05,S02aH03,S03aH04,S03aH03,S03aH02,S04aH02,S04aH03,S03aH05,S01aH02,S04aH04,S01aH04,S02aH02,S01aH03,S01aH05,S04aH05 | -0.75 |  |  |  | day
~UC_T: LO
| UC_N | PSET_SET | PSET_PN | Pset_CI | PSET_CO | Cset_CN | TimeSlice | UC_ACT | UC_COMPRD | UC_RHSRTS | UC_RHSRTS~0 | UC_Desc
| UCE_Min-DispatchablePrd | ELE,CHP |  | *,-solar,-wind*,-ELC,-ELCSPV,-elc[_]???[_]*,-e[_]* |  |  | DAYNITE | 1 |  | 0 | 5 | Min dispatchable electricity generation in each grid in each TS
[6 empty] | DEF_E | DAYNITE |  | -1

## timeslice_def
~TimeSlices
ts_24c | season | weekly | daynite | wparent | dparent
| S01 | a | H01 | S01,S02,S03,S04 | a
| S02 |  | H02 |  | a
| S03 |  | H03 |  | a
| S04 |  | H04 |  | a
|  |  | H05 |  | a
|  |  | H06 |  | a

## resource_profiles
~TFM_DINS-AT |  |  |  | ~TFM_DINS-AT |  |  |  | ~TFM_DINS-AT
commodity | timeslice | com_fr | process | commodity | timeslice | com_fr | process | commodity | timeslice | com_fr | process
elc_spv_SRB_001 | S01aH01 | 0 | IMPNRGZ | elc_won_SRB_001 | S01aH01 | 0.11479 | IMPNRGZ | elc_wof_SRB_001 | S01aH01 | 0.11479 | IMPNRGZ
elc_spv_SRB_001 | S01aH02 | 0.0031324 | IMPNRGZ | elc_won_SRB_001 | S01aH02 | 0.053424 | IMPNRGZ | elc_wof_SRB_001 | S01aH02 | 0.053424 | IMPNRGZ
elc_spv_SRB_001 | S01aH03 | 0.039906 | IMPNRGZ | elc_won_SRB_001 | S01aH03 | 0.036663 | IMPNRGZ | elc_wof_SRB_001 | S01aH03 | 0.036663 | IMPNRGZ
elc_spv_SRB_001 | S01aH04 | 0.046579 | IMPNRGZ | elc_won_SRB_001 | S01aH04 | 0.036267 | IMPNRGZ | elc_wof_SRB_001 | S01aH04 | 0.036267 | IMPNRGZ
elc_spv_SRB_001 | S01aH05 | 0.019424 | IMPNRGZ | elc_won_SRB_001 | S01aH05 | 0.038567 | IMPNRGZ | elc_wof_SRB_001 | S01aH05 | 0.038567 | IMPNRGZ
elc_spv_SRB_001 | S01aH06 | 0 | IMPNRGZ | elc_won_SRB_001 | S01aH06 | 0.04152 | IMPNRGZ | elc_wof_SRB_001 | S01aH06 | 0.04152 | IMPNRGZ
elc_spv_SRB_001 | S02aH01 | 0 | IMPNRGZ | elc_won_SRB_001 | S02aH01 | 0.10286 | IMPNRGZ | elc_wof_SRB_001 | S02aH01 | 0.10286 | IMPNRGZ
elc_spv_SRB_001 | S02aH02 | 0.0472 | IMPNRGZ | elc_won_SRB_001 | S02aH02 | 0.050191 | IMPNRGZ | elc_wof_SRB_001 | S02aH02 | 0.050191 | IMPNRGZ
elc_spv_SRB_001 | S02aH03 | 0.089544 | IMPNRGZ | elc_won_SRB_001 | S02aH03 | 0.033163 | IMPNRGZ | elc_wof_SRB_001 | S02aH03 | 0.033163 | IMPNRGZ
elc_spv_SRB_001 | S02aH04 | 0.090525 | IMPNRGZ | elc_won_SRB_001 | S02aH04 | 0.032343 | IMPNRGZ | elc_wof_SRB_001 | S02aH04 | 0.032343 | IMPNRGZ
elc_spv_SRB_001 | S02aH05 | 0.065916 | IMPNRGZ | elc_won_SRB_001 | S02aH05 | 0.031011 | IMPNRGZ | elc_wof_SRB_001 | S02aH05 | 0.031011 | IMPNRGZ
elc_spv_SRB_001 | S02aH06 | 0.012054 | IMPNRGZ | elc_won_SRB_001 | S02aH06 | 0.03687 | IMPNRGZ | elc_wof_SRB_001 | S02aH06 | 0.03687 | IMPNRGZ
elc_spv_SRB_001 | S03aH01 | 0 | IMPNRGZ | elc_won_SRB_001 | S03aH01 | 0.037953 | IMPNRGZ | elc_wof_SRB_001 | S03aH01 | 0.037953 | IMPNRGZ
elc_spv_SRB_001 | S03aH02 | 0.072681 | IMPNRGZ | elc_won_SRB_001 | S03aH02 | 0.017635 | IMPNRGZ | elc_wof_SRB_001 | S03aH02 | 0.017635 | IMPNRGZ
elc_spv_SRB_001 | S03aH03 | 0.10281 | IMPNRGZ | elc_won_SRB_001 | S03aH03 | 0.011638 | IMPNRGZ | elc_wof_SRB_001 | S03aH03 | 0.011638 | IMPNRGZ
elc_spv_SRB_001 | S03aH04 | 0.10095 | IMPNRGZ | elc_won_SRB_001 | S03aH04 | 0.01186 | IMPNRGZ | elc_wof_SRB_001 | S03aH04 | 0.01186 | IMPNRGZ
elc_spv_SRB_001 | S03aH05 | 0.083029 | IMPNRGZ | elc_won_SRB_001 | S03aH05 | 0.013241 | IMPNRGZ | elc_wof_SRB_001 | S03aH05 | 0.013241 | IMPNRGZ
elc_spv_SRB_001 | S03aH06 | 0.0246 | IMPNRGZ | elc_won_SRB_001 | S03aH06 | 0.012995 | IMPNRGZ | elc_wof_SRB_001 | S03aH06 | 0.012995 | IMPNRGZ
elc_spv_SRB_001 | S04aH01 | 0 | IMPNRGZ | elc_won_SRB_001 | S04aH01 | 0.10628 | IMPNRGZ | elc_wof_SRB_001 | S04aH01 | 0.10628 | IMPNRGZ
elc_spv_SRB_001 | S04aH02 | 0.024689 | IMPNRGZ | elc_won_SRB_001 | S04aH02 | 0.048193 | IMPNRGZ | elc_wof_SRB_001 | S04aH02 | 0.048193 | IMPNRGZ
elc_spv_SRB_001 | S04aH03 | 0.066989 | IMPNRGZ | elc_won_SRB_001 | S04aH03 | 0.028756 | IMPNRGZ | elc_wof_SRB_001 | S04aH03 | 0.028756 | IMPNRGZ
elc_spv_SRB_001 | S04aH04 | 0.065738 | IMPNRGZ | elc_won_SRB_001 | S04aH04 | 0.028464 | IMPNRGZ | elc_wof_SRB_001 | S04aH04 | 0.028464 | IMPNRGZ
elc_spv_SRB_001 | S04aH05 | 0.041987 | IMPNRGZ | elc_won_SRB_001 | S04aH05 | 0.034391 | IMPNRGZ | elc_wof_SRB_001 | S04aH05 | 0.034391 | IMPNRGZ
elc_spv_SRB_001 | S04aH06 | 0.0022492 | IMPNRGZ | elc_won_SRB_001 | S04aH06 | 0.040919 | IMPNRGZ | elc_wof_SRB_001 | S04aH06 | 0.040919 | IMPNRGZ
elc_spv_SRB_002 | S01aH01 | 0 | IMPNRGZ | elc_won_SRB_002 | S01aH01 | 0.11754 | IMPNRGZ | elc_wof_SRB_002 | S01aH01 | 0.11754 | IMPNRGZ
elc_spv_SRB_002 | S01aH02 | 0.0033759 | IMPNRGZ | elc_won_SRB_002 | S01aH02 | 0.058071 | IMPNRGZ | elc_wof_SRB_002 | S01aH02 | 0.058071 | IMPNRGZ
elc_spv_SRB_002 | S01aH03 | 0.039939 | IMPNRGZ | elc_won_SRB_002 | S01aH03 | 0.036731 | IMPNRGZ | elc_wof_SRB_002 | S01aH03 | 0.036731 | IMPNRGZ
elc_spv_SRB_002 | S01aH04 | 0.04708 | IMPNRGZ | elc_won_SRB_002 | S01aH04 | 0.033722 | IMPNRGZ | elc_wof_SRB_002 | S01aH04 | 0.033722 | IMPNRGZ
elc_spv_SRB_002 | S01aH05 | 0.019241 | IMPNRGZ | elc_won_SRB_002 | S01aH05 | 0.036031 | IMPNRGZ | elc_wof_SRB_002 | S01aH05 | 0.036031 | IMPNRGZ
elc_spv_SRB_002 | S01aH06 | 0 | IMPNRGZ | elc_won_SRB_002 | S01aH06 | 0.042511 | IMPNRGZ | elc_wof_SRB_002 | S01aH06 | 0.042511 | IMPNRGZ
elc_spv_SRB_002 | S02aH01 | 0 | IMPNRGZ | elc_won_SRB_002 | S02aH01 | 0.10576 | IMPNRGZ | elc_wof_SRB_002 | S02aH01 | 0.10576 | IMPNRGZ
elc_spv_SRB_002 | S02aH02 | 0.049075 | IMPNRGZ | elc_won_SRB_002 | S02aH02 | 0.043886 | IMPNRGZ | elc_wof_SRB_002 | S02aH02 | 0.043886 | IMPNRGZ
elc_spv_SRB_002 | S02aH03 | 0.08888 | IMPNRGZ | elc_won_SRB_002 | S02aH03 | 0.028676 | IMPNRGZ | elc_wof_SRB_002 | S02aH03 | 0.028676 | IMPNRGZ
elc_spv_SRB_002 | S02aH04 | 0.090714 | IMPNRGZ | elc_won_SRB_002 | S02aH04 | 0.029755 | IMPNRGZ | elc_wof_SRB_002 | S02aH04 | 0.029755 | IMPNRGZ
elc_spv_SRB_002 | S02aH05 | 0.065641 | IMPNRGZ | elc_won_SRB_002 | S02aH05 | 0.030255 | IMPNRGZ | elc_wof_SRB_002 | S02aH05 | 0.030255 | IMPNRGZ
elc_spv_SRB_002 | S02aH06 | 0.011278 | IMPNRGZ | elc_won_SRB_002 | S02aH06 | 0.04041 | IMPNRGZ | elc_wof_SRB_002 | S02aH06 | 0.04041 | IMPNRGZ
elc_spv_SRB_002 | S03aH01 | 0 | IMPNRGZ | elc_won_SRB_002 | S03aH01 | 0.053343 | IMPNRGZ | elc_wof_SRB_002 | S03aH01 | 0.053343 | IMPNRGZ
elc_spv_SRB_002 | S03aH02 | 0.074448 | IMPNRGZ | elc_won_SRB_002 | S03aH02 | 0.014967 | IMPNRGZ | elc_wof_SRB_002 | S03aH02 | 0.014967 | IMPNRGZ
elc_spv_SRB_002 | S03aH03 | 0.10371 | IMPNRGZ | elc_won_SRB_002 | S03aH03 | 0.0089594 | IMPNRGZ | elc_wof_SRB_002 | S03aH03 | 0.0089594 | IMPNRGZ
elc_spv_SRB_002 | S03aH04 | 0.10202 | IMPNRGZ | elc_won_SRB_002 | S03aH04 | 0.0095315 | IMPNRGZ | elc_wof_SRB_002 | S03aH04 | 0.0095315 | IMPNRGZ
elc_spv_SRB_002 | S03aH05 | 0.08218 | IMPNRGZ | elc_won_SRB_002 | S03aH05 | 0.013801 | IMPNRGZ | elc_wof_SRB_002 | S03aH05 | 0.013801 | IMPNRGZ
elc_spv_SRB_002 | S03aH06 | 0.023802 | IMPNRGZ | elc_won_SRB_002 | S03aH06 | 0.018121 | IMPNRGZ | elc_wof_SRB_002 | S03aH06 | 0.018121 | IMPNRGZ
elc_spv_SRB_002 | S04aH01 | 0 | IMPNRGZ | elc_won_SRB_002 | S04aH01 | 0.10628 | IMPNRGZ | elc_wof_SRB_002 | S04aH01 | 0.10628 | IMPNRGZ
elc_spv_SRB_002 | S04aH02 | 0.02545 | IMPNRGZ | elc_won_SRB_002 | S04aH02 | 0.046113 | IMPNRGZ | elc_wof_SRB_002 | S04aH02 | 0.046113 | IMPNRGZ
elc_spv_SRB_002 | S04aH03 | 0.066376 | IMPNRGZ | elc_won_SRB_002 | S04aH03 | 0.02688 | IMPNRGZ | elc_wof_SRB_002 | S04aH03 | 0.02688 | IMPNRGZ
elc_spv_SRB_002 | S04aH04 | 0.065022 | IMPNRGZ | elc_won_SRB_002 | S04aH04 | 0.026005 | IMPNRGZ | elc_wof_SRB_002 | S04aH04 | 0.026005 | IMPNRGZ
elc_spv_SRB_002 | S04aH05 | 0.039713 | IMPNRGZ | elc_won_SRB_002 | S04aH05 | 0.031699 | IMPNRGZ | elc_wof_SRB_002 | S04aH05 | 0.031699 | IMPNRGZ
elc_spv_SRB_002 | S04aH06 | 0.0020555 | IMPNRGZ | elc_won_SRB_002 | S04aH06 | 0.040946 | IMPNRGZ | elc_wof_SRB_002 | S04aH06 | 0.040946 | IMPNRGZ
elc_spv_SRB_003 | S01aH01 | 0 | IMPNRGZ | elc_won_SRB_003 | S01aH01 | 0.11158 | IMPNRGZ | elc_wof_SRB_003 | S01aH01 | 0.11158 | IMPNRGZ
elc_spv_SRB_003 | S01aH02 | 0.0039763 | IMPNRGZ | elc_won_SRB_003 | S01aH02 | 0.064967 | IMPNRGZ | elc_wof_SRB_003 | S01aH02 | 0.064967 | IMPNRGZ
elc_spv_SRB_003 | S01aH03 | 0.040603 | IMPNRGZ | elc_won_SRB_003 | S01aH03 | 0.037495 | IMPNRGZ | elc_wof_SRB_003 | S01aH03 | 0.037495 | IMPNRGZ
elc_spv_SRB_003 | S01aH04 | 0.047751 | IMPNRGZ | elc_won_SRB_003 | S01aH04 | 0.031906 | IMPNRGZ | elc_wof_SRB_003 | S01aH04 | 0.031906 | IMPNRGZ
elc_spv_SRB_003 | S01aH05 | 0.020306 | IMPNRGZ | elc_won_SRB_003 | S01aH05 | 0.040084 | IMPNRGZ | elc_wof_SRB_003 | S01aH05 | 0.040084 | IMPNRGZ
elc_spv_SRB_003 | S01aH06 | 0 | IMPNRGZ | elc_won_SRB_003 | S01aH06 | 0.045917 | IMPNRGZ | elc_wof_SRB_003 | S01aH06 | 0.045917 | IMPNRGZ
elc_spv_SRB_003 | S02aH01 | 0 | IMPNRGZ | elc_won_SRB_003 | S02aH01 | 0.089938 | IMPNRGZ | elc_wof_SRB_003 | S02aH01 | 0.089938 | IMPNRGZ
elc_spv_SRB_003 | S02aH02 | 0.048397 | IMPNRGZ | elc_won_SRB_003 | S02aH02 | 0.0384 | IMPNRGZ | elc_wof_SRB_003 | S02aH02 | 0.0384 | IMPNRGZ
elc_spv_SRB_003 | S02aH03 | 0.089639 | IMPNRGZ | elc_won_SRB_003 | S02aH03 | 0.030999 | IMPNRGZ | elc_wof_SRB_003 | S02aH03 | 0.030999 | IMPNRGZ
elc_spv_SRB_003 | S02aH04 | 0.090183 | IMPNRGZ | elc_won_SRB_003 | S02aH04 | 0.0349 | IMPNRGZ | elc_wof_SRB_003 | S02aH04 | 0.0349 | IMPNRGZ
elc_spv_SRB_003 | S02aH05 | 0.065709 | IMPNRGZ | elc_won_SRB_003 | S02aH05 | 0.036336 | IMPNRGZ | elc_wof_SRB_003 | S02aH05 | 0.036336 | IMPNRGZ
elc_spv_SRB_003 | S02aH06 | 0.010929 | IMPNRGZ | elc_won_SRB_003 | S02aH06 | 0.040962 | IMPNRGZ | elc_wof_SRB_003 | S02aH06 | 0.040962 | IMPNRGZ
elc_spv_SRB_003 | S03aH01 | 0 | IMPNRGZ | elc_won_SRB_003 | S03aH01 | 0.058699 | IMPNRGZ | elc_wof_SRB_003 | S03aH01 | 0.058699 | IMPNRGZ
elc_spv_SRB_003 | S03aH02 | 0.072263 | IMPNRGZ | elc_won_SRB_003 | S03aH02 | 0.026338 | IMPNRGZ | elc_wof_SRB_003 | S03aH02 | 0.026338 | IMPNRGZ
elc_spv_SRB_003 | S03aH03 | 0.10103 | IMPNRGZ | elc_won_SRB_003 | S03aH03 | 0.014762 | IMPNRGZ | elc_wof_SRB_003 | S03aH03 | 0.014762 | IMPNRGZ
elc_spv_SRB_003 | S03aH04 | 0.10089 | IMPNRGZ | elc_won_SRB_003 | S03aH04 | 0.017286 | IMPNRGZ | elc_wof_SRB_003 | S03aH04 | 0.017286 | IMPNRGZ
elc_spv_SRB_003 | S03aH05 | 0.082033 | IMPNRGZ | elc_won_SRB_003 | S03aH05 | 0.023769 | IMPNRGZ | elc_wof_SRB_003 | S03aH05 | 0.023769 | IMPNRGZ
elc_spv_SRB_003 | S03aH06 | 0.02362 | IMPNRGZ | elc_won_SRB_003 | S03aH06 | 0.02198 | IMPNRGZ | elc_wof_SRB_003 | S03aH06 | 0.02198 | IMPNRGZ
elc_spv_SRB_003 | S04aH01 | 0 | IMPNRGZ | elc_won_SRB_003 | S04aH01 | 0.07831 | IMPNRGZ | elc_wof_SRB_003 | S04aH01 | 0.07831 | IMPNRGZ
elc_spv_SRB_003 | S04aH02 | 0.026385 | IMPNRGZ | elc_won_SRB_003 | S04aH02 | 0.038939 | IMPNRGZ | elc_wof_SRB_003 | S04aH02 | 0.038939 | IMPNRGZ
elc_spv_SRB_003 | S04aH03 | 0.067571 | IMPNRGZ | elc_won_SRB_003 | S04aH03 | 0.023045 | IMPNRGZ | elc_wof_SRB_003 | S04aH03 | 0.023045 | IMPNRGZ
elc_spv_SRB_003 | S04aH04 | 0.06604 | IMPNRGZ | elc_won_SRB_003 | S04aH04 | 0.02698 | IMPNRGZ | elc_wof_SRB_003 | S04aH04 | 0.02698 | IMPNRGZ
elc_spv_SRB_003 | S04aH05 | 0.040548 | IMPNRGZ | elc_won_SRB_003 | S04aH05 | 0.030871 | IMPNRGZ | elc_wof_SRB_003 | S04aH05 | 0.030871 | IMPNRGZ
elc_spv_SRB_003 | S04aH06 | 0.0021237 | IMPNRGZ | elc_won_SRB_003 | S04aH06 | 0.035538 | IMPNRGZ | elc_wof_SRB_003 | S04aH06 | 0.035538 | IMPNRGZ
elc_spv_SRB_004 | S01aH01 | 0 | IMPNRGZ | elc_won_SRB_004 | S01aH01 | 0.11851 | IMPNRGZ | elc_wof_SRB_004 | S01aH01 | 0.11851 | IMPNRGZ
elc_spv_SRB_004 | S01aH02 | 0.005577 | IMPNRGZ | elc_won_SRB_004 | S01aH02 | 0.061938 | IMPNRGZ | elc_wof_SRB_004 | S01aH02 | 0.061938 | IMPNRGZ
elc_spv_SRB_004 | S01aH03 | 0.041616 | IMPNRGZ | elc_won_SRB_004 | S01aH03 | 0.036192 | IMPNRGZ | elc_wof_SRB_004 | S01aH03 | 0.036192 | IMPNRGZ
elc_spv_SRB_004 | S01aH04 | 0.047325 | IMPNRGZ | elc_won_SRB_004 | S01aH04 | 0.031428 | IMPNRGZ | elc_wof_SRB_004 | S01aH04 | 0.031428 | IMPNRGZ
elc_spv_SRB_004 | S01aH05 | 0.020899 | IMPNRGZ | elc_won_SRB_004 | S01aH05 | 0.03634 | IMPNRGZ | elc_wof_SRB_004 | S01aH05 | 0.03634 | IMPNRGZ
elc_spv_SRB_004 | S01aH06 | 0 | IMPNRGZ | elc_won_SRB_004 | S01aH06 | 0.047159 | IMPNRGZ | elc_wof_SRB_004 | S01aH06 | 0.047159 | IMPNRGZ
elc_spv_SRB_004 | S02aH01 | 0 | IMPNRGZ | elc_won_SRB_004 | S02aH01 | 0.098357 | IMPNRGZ | elc_wof_SRB_004 | S02aH01 | 0.098357 | IMPNRGZ
elc_spv_SRB_004 | S02aH02 | 0.049252 | IMPNRGZ | elc_won_SRB_004 | S02aH02 | 0.040315 | IMPNRGZ | elc_wof_SRB_004 | S02aH02 | 0.040315 | IMPNRGZ
elc_spv_SRB_004 | S02aH03 | 0.088799 | IMPNRGZ | elc_won_SRB_004 | S02aH03 | 0.028237 | IMPNRGZ | elc_wof_SRB_004 | S02aH03 | 0.028237 | IMPNRGZ
elc_spv_SRB_004 | S02aH04 | 0.090129 | IMPNRGZ | elc_won_SRB_004 | S02aH04 | 0.028729 | IMPNRGZ | elc_wof_SRB_004 | S02aH04 | 0.028729 | IMPNRGZ
elc_spv_SRB_004 | S02aH05 | 0.066126 | IMPNRGZ | elc_won_SRB_004 | S02aH05 | 0.030055 | IMPNRGZ | elc_wof_SRB_004 | S02aH05 | 0.030055 | IMPNRGZ
elc_spv_SRB_004 | S02aH06 | 0.010351 | IMPNRGZ | elc_won_SRB_004 | S02aH06 | 0.039033 | IMPNRGZ | elc_wof_SRB_004 | S02aH06 | 0.039033 | IMPNRGZ
elc_spv_SRB_004 | S03aH01 | 0 | IMPNRGZ | elc_won_SRB_004 | S03aH01 | 0.061566 | IMPNRGZ | elc_wof_SRB_004 | S03aH01 | 0.061566 | IMPNRGZ
elc_spv_SRB_004 | S03aH02 | 0.072569 | IMPNRGZ | elc_won_SRB_004 | S03aH02 | 0.018159 | IMPNRGZ | elc_wof_SRB_004 | S03aH02 | 0.018159 | IMPNRGZ
elc_spv_SRB_004 | S03aH03 | 0.10109 | IMPNRGZ | elc_won_SRB_004 | S03aH03 | 0.010903 | IMPNRGZ | elc_wof_SRB_004 | S03aH03 | 0.010903 | IMPNRGZ
elc_spv_SRB_004 | S03aH04 | 0.10125 | IMPNRGZ | elc_won_SRB_004 | S03aH04 | 0.012954 | IMPNRGZ | elc_wof_SRB_004 | S03aH04 | 0.012954 | IMPNRGZ
elc_spv_SRB_004 | S03aH05 | 0.081042 | IMPNRGZ | elc_won_SRB_004 | S03aH05 | 0.018672 | IMPNRGZ | elc_wof_SRB_004 | S03aH05 | 0.018672 | IMPNRGZ
elc_spv_SRB_004 | S03aH06 | 0.022431 | IMPNRGZ | elc_won_SRB_004 | S03aH06 | 0.020858 | IMPNRGZ | elc_wof_SRB_004 | S03aH06 | 0.020858 | IMPNRGZ
elc_spv_SRB_004 | S04aH01 | 0 | IMPNRGZ | elc_won_SRB_004 | S04aH01 | 0.095052 | IMPNRGZ | elc_wof_SRB_004 | S04aH01 | 0.095052 | IMPNRGZ
elc_spv_SRB_004 | S04aH02 | 0.027135 | IMPNRGZ | elc_won_SRB_004 | S04aH02 | 0.042531 | IMPNRGZ | elc_wof_SRB_004 | S04aH02 | 0.042531 | IMPNRGZ
elc_spv_SRB_004 | S04aH03 | 0.067148 | IMPNRGZ | elc_won_SRB_004 | S04aH03 | 0.025282 | IMPNRGZ | elc_wof_SRB_004 | S04aH03 | 0.025282 | IMPNRGZ
elc_spv_SRB_004 | S04aH04 | 0.065898 | IMPNRGZ | elc_won_SRB_004 | S04aH04 | 0.026995 | IMPNRGZ | elc_wof_SRB_004 | S04aH04 | 0.026995 | IMPNRGZ
elc_spv_SRB_004 | S04aH05 | 0.039493 | IMPNRGZ | elc_won_SRB_004 | S04aH05 | 0.031407 | IMPNRGZ | elc_wof_SRB_004 | S04aH05 | 0.031407 | IMPNRGZ
elc_spv_SRB_004 | S04aH06 | 0.0018736 | IMPNRGZ | elc_won_SRB_004 | S04aH06 | 0.03933 | IMPNRGZ | elc_wof_SRB_004 | S04aH06 | 0.03933 | IMPNRGZ
elc_spv_SRB_005 | S01aH01 | 0 | IMPNRGZ | elc_won_SRB_005 | S01aH01 | 0.11786 | IMPNRGZ | elc_wof_SRB_005 | S01aH01 | 0.11786 | IMPNRGZ
elc_spv_SRB_005 | S01aH02 | 0.0044027 | IMPNRGZ | elc_won_SRB_005 | S01aH02 | 0.058135 | IMPNRGZ | elc_wof_SRB_005 | S01aH02 | 0.058135 | IMPNRGZ
elc_spv_SRB_005 | S01aH03 | 0.041877 | IMPNRGZ | elc_won_SRB_005 | S01aH03 | 0.032725 | IMPNRGZ | elc_wof_SRB_005 | S01aH03 | 0.032725 | IMPNRGZ
elc_spv_SRB_005 | S01aH04 | 0.048545 | IMPNRGZ | elc_won_SRB_005 | S01aH04 | 0.026705 | IMPNRGZ | elc_wof_SRB_005 | S01aH04 | 0.026705 | IMPNRGZ
elc_spv_SRB_005 | S01aH05 | 0.021664 | IMPNRGZ | elc_won_SRB_005 | S01aH05 | 0.031028 | IMPNRGZ | elc_wof_SRB_005 | S01aH05 | 0.031028 | IMPNRGZ
elc_spv_SRB_005 | S01aH06 | 0 | IMPNRGZ | elc_won_SRB_005 | S01aH06 | 0.04245 | IMPNRGZ | elc_wof_SRB_005 | S01aH06 | 0.04245 | IMPNRGZ
elc_spv_SRB_005 | S02aH01 | 0 | IMPNRGZ | elc_won_SRB_005 | S02aH01 | 0.096529 | IMPNRGZ | elc_wof_SRB_005 | S02aH01 | 0.096529 | IMPNRGZ
elc_spv_SRB_005 | S02aH02 | 0.04841 | IMPNRGZ | elc_won_SRB_005 | S02aH02 | 0.044389 | IMPNRGZ | elc_wof_SRB_005 | S02aH02 | 0.044389 | IMPNRGZ
elc_spv_SRB_005 | S02aH03 | 0.091435 | IMPNRGZ | elc_won_SRB_005 | S02aH03 | 0.028803 | IMPNRGZ | elc_wof_SRB_005 | S02aH03 | 0.028803 | IMPNRGZ
elc_spv_SRB_005 | S02aH04 | 0.089857 | IMPNRGZ | elc_won_SRB_005 | S02aH04 | 0.025593 | IMPNRGZ | elc_wof_SRB_005 | S02aH04 | 0.025593 | IMPNRGZ
elc_spv_SRB_005 | S02aH05 | 0.064886 | IMPNRGZ | elc_won_SRB_005 | S02aH05 | 0.026615 | IMPNRGZ | elc_wof_SRB_005 | S02aH05 | 0.026615 | IMPNRGZ
elc_spv_SRB_005 | S02aH06 | 0.011269 | IMPNRGZ | elc_won_SRB_005 | S02aH06 | 0.031955 | IMPNRGZ | elc_wof_SRB_005 | S02aH06 | 0.031955 | IMPNRGZ
elc_spv_SRB_005 | S03aH01 | 0 | IMPNRGZ | elc_won_SRB_005 | S03aH01 | 0.072438 | IMPNRGZ | elc_wof_SRB_005 | S03aH01 | 0.072438 | IMPNRGZ
elc_spv_SRB_005 | S03aH02 | 0.06909 | IMPNRGZ | elc_won_SRB_005 | S03aH02 | 0.021388 | IMPNRGZ | elc_wof_SRB_005 | S03aH02 | 0.021388 | IMPNRGZ
elc_spv_SRB_005 | S03aH03 | 0.09938 | IMPNRGZ | elc_won_SRB_005 | S03aH03 | 0.010385 | IMPNRGZ | elc_wof_SRB_005 | S03aH03 | 0.010385 | IMPNRGZ
elc_spv_SRB_005 | S03aH04 | 0.099498 | IMPNRGZ | elc_won_SRB_005 | S03aH04 | 0.013406 | IMPNRGZ | elc_wof_SRB_005 | S03aH04 | 0.013406 | IMPNRGZ
elc_spv_SRB_005 | S03aH05 | 0.08112 | IMPNRGZ | elc_won_SRB_005 | S03aH05 | 0.018552 | IMPNRGZ | elc_wof_SRB_005 | S03aH05 | 0.018552 | IMPNRGZ
elc_spv_SRB_005 | S03aH06 | 0.023218 | IMPNRGZ | elc_won_SRB_005 | S03aH06 | 0.020425 | IMPNRGZ | elc_wof_SRB_005 | S03aH06 | 0.020425 | IMPNRGZ
elc_spv_SRB_005 | S04aH01 | 0 | IMPNRGZ | elc_won_SRB_005 | S04aH01 | 0.10535 | IMPNRGZ | elc_wof_SRB_005 | S04aH01 | 0.10535 | IMPNRGZ
elc_spv_SRB_005 | S04aH02 | 0.026245 | IMPNRGZ | elc_won_SRB_005 | S04aH02 | 0.047415 | IMPNRGZ | elc_wof_SRB_005 | S04aH02 | 0.047415 | IMPNRGZ
elc_spv_SRB_005 | S04aH03 | 0.068267 | IMPNRGZ | elc_won_SRB_005 | S04aH03 | 0.027027 | IMPNRGZ | elc_wof_SRB_005 | S04aH03 | 0.027027 | IMPNRGZ
elc_spv_SRB_005 | S04aH04 | 0.066841 | IMPNRGZ | elc_won_SRB_005 | S04aH04 | 0.029913 | IMPNRGZ | elc_wof_SRB_005 | S04aH04 | 0.029913 | IMPNRGZ
elc_spv_SRB_005 | S04aH05 | 0.041856 | IMPNRGZ | elc_won_SRB_005 | S04aH05 | 0.032137 | IMPNRGZ | elc_wof_SRB_005 | S04aH05 | 0.032137 | IMPNRGZ
elc_spv_SRB_005 | S04aH06 | 0.0021384 | IMPNRGZ | elc_won_SRB_005 | S04aH06 | 0.038772 | IMPNRGZ | elc_wof_SRB_005 | S04aH06 | 0.038772 | IMPNRGZ
elc_spv_SRB_006 | S01aH01 | 0 | IMPNRGZ | elc_won_SRB_006 | S01aH01 | 0.1189 | IMPNRGZ | elc_wof_SRB_006 | S01aH01 | 0.1189 | IMPNRGZ
elc_spv_SRB_006 | S01aH02 | 0.0054221 | IMPNRGZ | elc_won_SRB_006 | S01aH02 | 0.060987 | IMPNRGZ | elc_wof_SRB_006 | S01aH02 | 0.060987 | IMPNRGZ
elc_spv_SRB_006 | S01aH03 | 0.043864 | IMPNRGZ | elc_won_SRB_006 | S01aH03 | 0.035601 | IMPNRGZ | elc_wof_SRB_006 | S01aH03 | 0.035601 | IMPNRGZ
elc_spv_SRB_006 | S01aH04 | 0.049842 | IMPNRGZ | elc_won_SRB_006 | S01aH04 | 0.030264 | IMPNRGZ | elc_wof_SRB_006 | S01aH04 | 0.030264 | IMPNRGZ
elc_spv_SRB_006 | S01aH05 | 0.023359 | IMPNRGZ | elc_won_SRB_006 | S01aH05 | 0.033101 | IMPNRGZ | elc_wof_SRB_006 | S01aH05 | 0.033101 | IMPNRGZ
elc_spv_SRB_006 | S01aH06 | 0 | IMPNRGZ | elc_won_SRB_006 | S01aH06 | 0.042588 | IMPNRGZ | elc_wof_SRB_006 | S01aH06 | 0.042588 | IMPNRGZ
elc_spv_SRB_006 | S02aH01 | 0 | IMPNRGZ | elc_won_SRB_006 | S02aH01 | 0.10227 | IMPNRGZ | elc_wof_SRB_006 | S02aH01 | 0.10227 | IMPNRGZ
elc_spv_SRB_006 | S02aH02 | 0.049809 | IMPNRGZ | elc_won_SRB_006 | S02aH02 | 0.041267 | IMPNRGZ | elc_wof_SRB_006 | S02aH02 | 0.041267 | IMPNRGZ
elc_spv_SRB_006 | S02aH03 | 0.093378 | IMPNRGZ | elc_won_SRB_006 | S02aH03 | 0.027296 | IMPNRGZ | elc_wof_SRB_006 | S02aH03 | 0.027296 | IMPNRGZ
elc_spv_SRB_006 | S02aH04 | 0.088814 | IMPNRGZ | elc_won_SRB_006 | S02aH04 | 0.024694 | IMPNRGZ | elc_wof_SRB_006 | S02aH04 | 0.024694 | IMPNRGZ
elc_spv_SRB_006 | S02aH05 | 0.063504 | IMPNRGZ | elc_won_SRB_006 | S02aH05 | 0.02506 | IMPNRGZ | elc_wof_SRB_006 | S02aH05 | 0.02506 | IMPNRGZ
elc_spv_SRB_006 | S02aH06 | 0.011462 | IMPNRGZ | elc_won_SRB_006 | S02aH06 | 0.034633 | IMPNRGZ | elc_wof_SRB_006 | S02aH06 | 0.034633 | IMPNRGZ
elc_spv_SRB_006 | S03aH01 | 0 | IMPNRGZ | elc_won_SRB_006 | S03aH01 | 0.065097 | IMPNRGZ | elc_wof_SRB_006 | S03aH01 | 0.065097 | IMPNRGZ
elc_spv_SRB_006 | S03aH02 | 0.066193 | IMPNRGZ | elc_won_SRB_006 | S03aH02 | 0.017268 | IMPNRGZ | elc_wof_SRB_006 | S03aH02 | 0.017268 | IMPNRGZ
elc_spv_SRB_006 | S03aH03 | 0.098324 | IMPNRGZ | elc_won_SRB_006 | S03aH03 | 0.008335 | IMPNRGZ | elc_wof_SRB_006 | S03aH03 | 0.008335 | IMPNRGZ
elc_spv_SRB_006 | S03aH04 | 0.098235 | IMPNRGZ | elc_won_SRB_006 | S03aH04 | 0.010407 | IMPNRGZ | elc_wof_SRB_006 | S03aH04 | 0.010407 | IMPNRGZ
elc_spv_SRB_006 | S03aH05 | 0.078545 | IMPNRGZ | elc_won_SRB_006 | S03aH05 | 0.016169 | IMPNRGZ | elc_wof_SRB_006 | S03aH05 | 0.016169 | IMPNRGZ
elc_spv_SRB_006 | S03aH06 | 0.021678 | IMPNRGZ | elc_won_SRB_006 | S03aH06 | 0.020212 | IMPNRGZ | elc_wof_SRB_006 | S03aH06 | 0.020212 | IMPNRGZ
elc_spv_SRB_006 | S04aH01 | 0 | IMPNRGZ | elc_won_SRB_006 | S04aH01 | 0.10869 | IMPNRGZ | elc_wof_SRB_006 | S04aH01 | 0.10869 | IMPNRGZ
elc_spv_SRB_006 | S04aH02 | 0.02633 | IMPNRGZ | elc_won_SRB_006 | S04aH02 | 0.047265 | IMPNRGZ | elc_wof_SRB_006 | S04aH02 | 0.047265 | IMPNRGZ
elc_spv_SRB_006 | S04aH03 | 0.068956 | IMPNRGZ | elc_won_SRB_006 | S04aH03 | 0.027659 | IMPNRGZ | elc_wof_SRB_006 | S04aH03 | 0.027659 | IMPNRGZ
elc_spv_SRB_006 | S04aH04 | 0.06753 | IMPNRGZ | elc_won_SRB_006 | S04aH04 | 0.028959 | IMPNRGZ | elc_wof_SRB_006 | S04aH04 | 0.028959 | IMPNRGZ
elc_spv_SRB_006 | S04aH05 | 0.042694 | IMPNRGZ | elc_won_SRB_006 | S04aH05 | 0.032519 | IMPNRGZ | elc_wof_SRB_006 | S04aH05 | 0.032519 | IMPNRGZ
elc_spv_SRB_006 | S04aH06 | 0.0020615 | IMPNRGZ | elc_won_SRB_006 | S04aH06 | 0.040759 | IMPNRGZ | elc_wof_SRB_006 | S04aH06 | 0.040759 | IMPNRGZ
elc_spv_SRB_007 | S01aH01 | 0 | IMPNRGZ | elc_won_SRB_007 | S01aH01 | 0.09273 | IMPNRGZ | elc_wof_SRB_007 | S01aH01 | 0.09273 | IMPNRGZ
elc_spv_SRB_007 | S01aH02 | 0.005732 | IMPNRGZ | elc_won_SRB_007 | S01aH02 | 0.047282 | IMPNRGZ | elc_wof_SRB_007 | S01aH02 | 0.047282 | IMPNRGZ
elc_spv_SRB_007 | S01aH03 | 0.039487 | IMPNRGZ | elc_won_SRB_007 | S01aH03 | 0.039504 | IMPNRGZ | elc_wof_SRB_007 | S01aH03 | 0.039504 | IMPNRGZ
elc_spv_SRB_007 | S01aH04 | 0.04722 | IMPNRGZ | elc_won_SRB_007 | S01aH04 | 0.044456 | IMPNRGZ | elc_wof_SRB_007 | S01aH04 | 0.044456 | IMPNRGZ
elc_spv_SRB_007 | S01aH05 | 0.02226 | IMPNRGZ | elc_won_SRB_007 | S01aH05 | 0.040955 | IMPNRGZ | elc_wof_SRB_007 | S01aH05 | 0.040955 | IMPNRGZ
elc_spv_SRB_007 | S01aH06 | 0 | IMPNRGZ | elc_won_SRB_007 | S01aH06 | 0.035611 | IMPNRGZ | elc_wof_SRB_007 | S01aH06 | 0.035611 | IMPNRGZ
elc_spv_SRB_007 | S02aH01 | 0 | IMPNRGZ | elc_won_SRB_007 | S02aH01 | 0.088863 | IMPNRGZ | elc_wof_SRB_007 | S02aH01 | 0.088863 | IMPNRGZ
elc_spv_SRB_007 | S02aH02 | 0.051465 | IMPNRGZ | elc_won_SRB_007 | S02aH02 | 0.038939 | IMPNRGZ | elc_wof_SRB_007 | S02aH02 | 0.038939 | IMPNRGZ
elc_spv_SRB_007 | S02aH03 | 0.090736 | IMPNRGZ | elc_won_SRB_007 | S02aH03 | 0.034061 | IMPNRGZ | elc_wof_SRB_007 | S02aH03 | 0.034061 | IMPNRGZ
elc_spv_SRB_007 | S02aH04 | 0.091897 | IMPNRGZ | elc_won_SRB_007 | S02aH04 | 0.039927 | IMPNRGZ | elc_wof_SRB_007 | S02aH04 | 0.039927 | IMPNRGZ
elc_spv_SRB_007 | S02aH05 | 0.067352 | IMPNRGZ | elc_won_SRB_007 | S02aH05 | 0.041884 | IMPNRGZ | elc_wof_SRB_007 | S02aH05 | 0.041884 | IMPNRGZ
elc_spv_SRB_007 | S02aH06 | 0.010965 | IMPNRGZ | elc_won_SRB_007 | S02aH06 | 0.035886 | IMPNRGZ | elc_wof_SRB_007 | S02aH06 | 0.035886 | IMPNRGZ
elc_spv_SRB_007 | S03aH01 | 0 | IMPNRGZ | elc_won_SRB_007 | S03aH01 | 0.047953 | IMPNRGZ | elc_wof_SRB_007 | S03aH01 | 0.047953 | IMPNRGZ
elc_spv_SRB_007 | S03aH02 | 0.070416 | IMPNRGZ | elc_won_SRB_007 | S03aH02 | 0.023615 | IMPNRGZ | elc_wof_SRB_007 | S03aH02 | 0.023615 | IMPNRGZ
elc_spv_SRB_007 | S03aH03 | 0.1015 | IMPNRGZ | elc_won_SRB_007 | S03aH03 | 0.021816 | IMPNRGZ | elc_wof_SRB_007 | S03aH03 | 0.021816 | IMPNRGZ
elc_spv_SRB_007 | S03aH04 | 0.099532 | IMPNRGZ | elc_won_SRB_007 | S03aH04 | 0.024575 | IMPNRGZ | elc_wof_SRB_007 | S03aH04 | 0.024575 | IMPNRGZ
elc_spv_SRB_007 | S03aH05 | 0.078335 | IMPNRGZ | elc_won_SRB_007 | S03aH05 | 0.027881 | IMPNRGZ | elc_wof_SRB_007 | S03aH05 | 0.027881 | IMPNRGZ
elc_spv_SRB_007 | S03aH06 | 0.021203 | IMPNRGZ | elc_won_SRB_007 | S03aH06 | 0.024764 | IMPNRGZ | elc_wof_SRB_007 | S03aH06 | 0.024764 | IMPNRGZ
elc_spv_SRB_007 | S04aH01 | 0 | IMPNRGZ | elc_won_SRB_007 | S04aH01 | 0.080944 | IMPNRGZ | elc_wof_SRB_007 | S04aH01 | 0.080944 | IMPNRGZ
elc_spv_SRB_007 | S04aH02 | 0.027207 | IMPNRGZ | elc_won_SRB_007 | S04aH02 | 0.036208 | IMPNRGZ | elc_wof_SRB_007 | S04aH02 | 0.036208 | IMPNRGZ
elc_spv_SRB_007 | S04aH03 | 0.067708 | IMPNRGZ | elc_won_SRB_007 | S04aH03 | 0.033124 | IMPNRGZ | elc_wof_SRB_007 | S04aH03 | 0.033124 | IMPNRGZ
elc_spv_SRB_007 | S04aH04 | 0.065892 | IMPNRGZ | elc_won_SRB_007 | S04aH04 | 0.036611 | IMPNRGZ | elc_wof_SRB_007 | S04aH04 | 0.036611 | IMPNRGZ
elc_spv_SRB_007 | S04aH05 | 0.039387 | IMPNRGZ | elc_won_SRB_007 | S04aH05 | 0.032498 | IMPNRGZ | elc_wof_SRB_007 | S04aH05 | 0.032498 | IMPNRGZ
elc_spv_SRB_007 | S04aH06 | 0.0017046 | IMPNRGZ | elc_won_SRB_007 | S04aH06 | 0.029913 | IMPNRGZ | elc_wof_SRB_007 | S04aH06 | 0.029913 | IMPNRGZ
elc_spv_SRB_008 | S01aH01 | 0 | IMPNRGZ | elc_won_SRB_008 | S01aH01 | 0.088404 | IMPNRGZ | elc_wof_SRB_008 | S01aH01 | 0.088404 | IMPNRGZ
elc_spv_SRB_008 | S01aH02 | 0.0060488 | IMPNRGZ | elc_won_SRB_008 | S01aH02 | 0.045097 | IMPNRGZ | elc_wof_SRB_008 | S01aH02 | 0.045097 | IMPNRGZ
elc_spv_SRB_008 | S01aH03 | 0.042565 | IMPNRGZ | elc_won_SRB_008 | S01aH03 | 0.038015 | IMPNRGZ | elc_wof_SRB_008 | S01aH03 | 0.038015 | IMPNRGZ
elc_spv_SRB_008 | S01aH04 | 0.047742 | IMPNRGZ | elc_won_SRB_008 | S01aH04 | 0.044765 | IMPNRGZ | elc_wof_SRB_008 | S01aH04 | 0.044765 | IMPNRGZ
elc_spv_SRB_008 | S01aH05 | 0.021926 | IMPNRGZ | elc_won_SRB_008 | S01aH05 | 0.041587 | IMPNRGZ | elc_wof_SRB_008 | S01aH05 | 0.041587 | IMPNRGZ
elc_spv_SRB_008 | S01aH06 | 0 | IMPNRGZ | elc_won_SRB_008 | S01aH06 | 0.036278 | IMPNRGZ | elc_wof_SRB_008 | S01aH06 | 0.036278 | IMPNRGZ
elc_spv_SRB_008 | S02aH01 | 0 | IMPNRGZ | elc_won_SRB_008 | S02aH01 | 0.091649 | IMPNRGZ | elc_wof_SRB_008 | S02aH01 | 0.091649 | IMPNRGZ
elc_spv_SRB_008 | S02aH02 | 0.050338 | IMPNRGZ | elc_won_SRB_008 | S02aH02 | 0.042334 | IMPNRGZ | elc_wof_SRB_008 | S02aH02 | 0.042334 | IMPNRGZ
elc_spv_SRB_008 | S02aH03 | 0.09166 | IMPNRGZ | elc_won_SRB_008 | S02aH03 | 0.036028 | IMPNRGZ | elc_wof_SRB_008 | S02aH03 | 0.036028 | IMPNRGZ
elc_spv_SRB_008 | S02aH04 | 0.089467 | IMPNRGZ | elc_won_SRB_008 | S02aH04 | 0.038107 | IMPNRGZ | elc_wof_SRB_008 | S02aH04 | 0.038107 | IMPNRGZ
elc_spv_SRB_008 | S02aH05 | 0.064463 | IMPNRGZ | elc_won_SRB_008 | S02aH05 | 0.036686 | IMPNRGZ | elc_wof_SRB_008 | S02aH05 | 0.036686 | IMPNRGZ
elc_spv_SRB_008 | S02aH06 | 0.010962 | IMPNRGZ | elc_won_SRB_008 | S02aH06 | 0.032676 | IMPNRGZ | elc_wof_SRB_008 | S02aH06 | 0.032676 | IMPNRGZ
elc_spv_SRB_008 | S03aH01 | 0 | IMPNRGZ | elc_won_SRB_008 | S03aH01 | 0.045354 | IMPNRGZ | elc_wof_SRB_008 | S03aH01 | 0.045354 | IMPNRGZ
elc_spv_SRB_008 | S03aH02 | 0.068575 | IMPNRGZ | elc_won_SRB_008 | S03aH02 | 0.023446 | IMPNRGZ | elc_wof_SRB_008 | S03aH02 | 0.023446 | IMPNRGZ
elc_spv_SRB_008 | S03aH03 | 0.10039 | IMPNRGZ | elc_won_SRB_008 | S03aH03 | 0.022012 | IMPNRGZ | elc_wof_SRB_008 | S03aH03 | 0.022012 | IMPNRGZ
elc_spv_SRB_008 | S03aH04 | 0.097598 | IMPNRGZ | elc_won_SRB_008 | S03aH04 | 0.024447 | IMPNRGZ | elc_wof_SRB_008 | S03aH04 | 0.024447 | IMPNRGZ
elc_spv_SRB_008 | S03aH05 | 0.078352 | IMPNRGZ | elc_won_SRB_008 | S03aH05 | 0.02656 | IMPNRGZ | elc_wof_SRB_008 | S03aH05 | 0.02656 | IMPNRGZ
elc_spv_SRB_008 | S03aH06 | 0.021062 | IMPNRGZ | elc_won_SRB_008 | S03aH06 | 0.022239 | IMPNRGZ | elc_wof_SRB_008 | S03aH06 | 0.022239 | IMPNRGZ
elc_spv_SRB_008 | S04aH01 | 0 | IMPNRGZ | elc_won_SRB_008 | S04aH01 | 0.084733 | IMPNRGZ | elc_wof_SRB_008 | S04aH01 | 0.084733 | IMPNRGZ
elc_spv_SRB_008 | S04aH02 | 0.027949 | IMPNRGZ | elc_won_SRB_008 | S04aH02 | 0.03833 | IMPNRGZ | elc_wof_SRB_008 | S04aH02 | 0.03833 | IMPNRGZ
elc_spv_SRB_008 | S04aH03 | 0.070247 | IMPNRGZ | elc_won_SRB_008 | S04aH03 | 0.03531 | IMPNRGZ | elc_wof_SRB_008 | S04aH03 | 0.03531 | IMPNRGZ
elc_spv_SRB_008 | S04aH04 | 0.067808 | IMPNRGZ | elc_won_SRB_008 | S04aH04 | 0.038854 | IMPNRGZ | elc_wof_SRB_008 | S04aH04 | 0.038854 | IMPNRGZ
elc_spv_SRB_008 | S04aH05 | 0.041065 | IMPNRGZ | elc_won_SRB_008 | S04aH05 | 0.034093 | IMPNRGZ | elc_wof_SRB_008 | S04aH05 | 0.034093 | IMPNRGZ
elc_spv_SRB_008 | S04aH06 | 0.0017801 | IMPNRGZ | elc_won_SRB_008 | S04aH06 | 0.032994 | IMPNRGZ | elc_wof_SRB_008 | S04aH06 | 0.032994 | IMPNRGZ
elc_spv_SRB_009 | S01aH01 | 0 | IMPNRGZ | elc_won_SRB_009 | S01aH01 | 0.11425 | IMPNRGZ | elc_wof_SRB_009 | S01aH01 | 0.11425 | IMPNRGZ
elc_spv_SRB_009 | S01aH02 | 0.0062759 | IMPNRGZ | elc_won_SRB_009 | S01aH02 | 0.053566 | IMPNRGZ | elc_wof_SRB_009 | S01aH02 | 0.053566 | IMPNRGZ
elc_spv_SRB_009 | S01aH03 | 0.042207 | IMPNRGZ | elc_won_SRB_009 | S01aH03 | 0.032127 | IMPNRGZ | elc_wof_SRB_009 | S01aH03 | 0.032127 | IMPNRGZ
elc_spv_SRB_009 | S01aH04 | 0.047089 | IMPNRGZ | elc_won_SRB_009 | S01aH04 | 0.040535 | IMPNRGZ | elc_wof_SRB_009 | S01aH04 | 0.040535 | IMPNRGZ
elc_spv_SRB_009 | S01aH05 | 0.021462 | IMPNRGZ | elc_won_SRB_009 | S01aH05 | 0.038817 | IMPNRGZ | elc_wof_SRB_009 | S01aH05 | 0.038817 | IMPNRGZ
elc_spv_SRB_009 | S01aH06 | 0 | IMPNRGZ | elc_won_SRB_009 | S01aH06 | 0.040664 | IMPNRGZ | elc_wof_SRB_009 | S01aH06 | 0.040664 | IMPNRGZ
elc_spv_SRB_009 | S02aH01 | 0 | IMPNRGZ | elc_won_SRB_009 | S02aH01 | 0.092702 | IMPNRGZ | elc_wof_SRB_009 | S02aH01 | 0.092702 | IMPNRGZ
elc_spv_SRB_009 | S02aH02 | 0.049594 | IMPNRGZ | elc_won_SRB_009 | S02aH02 | 0.042174 | IMPNRGZ | elc_wof_SRB_009 | S02aH02 | 0.042174 | IMPNRGZ
elc_spv_SRB_009 | S02aH03 | 0.090001 | IMPNRGZ | elc_won_SRB_009 | S02aH03 | 0.048575 | IMPNRGZ | elc_wof_SRB_009 | S02aH03 | 0.048575 | IMPNRGZ
elc_spv_SRB_009 | S02aH04 | 0.090007 | IMPNRGZ | elc_won_SRB_009 | S02aH04 | 0.067423 | IMPNRGZ | elc_wof_SRB_009 | S02aH04 | 0.067423 | IMPNRGZ
elc_spv_SRB_009 | S02aH05 | 0.065871 | IMPNRGZ | elc_won_SRB_009 | S02aH05 | 0.060576 | IMPNRGZ | elc_wof_SRB_009 | S02aH05 | 0.060576 | IMPNRGZ
elc_spv_SRB_009 | S02aH06 | 0.010462 | IMPNRGZ | elc_won_SRB_009 | S02aH06 | 0.045183 | IMPNRGZ | elc_wof_SRB_009 | S02aH06 | 0.045183 | IMPNRGZ
elc_spv_SRB_009 | S03aH01 | 0 | IMPNRGZ | elc_won_SRB_009 | S03aH01 | 0.024632 | IMPNRGZ | elc_wof_SRB_009 | S03aH01 | 0.024632 | IMPNRGZ
elc_spv_SRB_009 | S03aH02 | 0.070642 | IMPNRGZ | elc_won_SRB_009 | S03aH02 | 0.011548 | IMPNRGZ | elc_wof_SRB_009 | S03aH02 | 0.011548 | IMPNRGZ
elc_spv_SRB_009 | S03aH03 | 0.10048 | IMPNRGZ | elc_won_SRB_009 | S03aH03 | 0.013482 | IMPNRGZ | elc_wof_SRB_009 | S03aH03 | 0.013482 | IMPNRGZ
elc_spv_SRB_009 | S03aH04 | 0.0999 | IMPNRGZ | elc_won_SRB_009 | S03aH04 | 0.019621 | IMPNRGZ | elc_wof_SRB_009 | S03aH04 | 0.019621 | IMPNRGZ
elc_spv_SRB_009 | S03aH05 | 0.079539 | IMPNRGZ | elc_won_SRB_009 | S03aH05 | 0.024298 | IMPNRGZ | elc_wof_SRB_009 | S03aH05 | 0.024298 | IMPNRGZ
elc_spv_SRB_009 | S03aH06 | 0.021593 | IMPNRGZ | elc_won_SRB_009 | S03aH06 | 0.019637 | IMPNRGZ | elc_wof_SRB_009 | S03aH06 | 0.019637 | IMPNRGZ
elc_spv_SRB_009 | S04aH01 | 0 | IMPNRGZ | elc_won_SRB_009 | S04aH01 | 0.062157 | IMPNRGZ | elc_wof_SRB_009 | S04aH01 | 0.062157 | IMPNRGZ
elc_spv_SRB_009 | S04aH02 | 0.027718 | IMPNRGZ | elc_won_SRB_009 | S04aH02 | 0.029414 | IMPNRGZ | elc_wof_SRB_009 | S04aH02 | 0.029414 | IMPNRGZ
elc_spv_SRB_009 | S04aH03 | 0.068393 | IMPNRGZ | elc_won_SRB_009 | S04aH03 | 0.024152 | IMPNRGZ | elc_wof_SRB_009 | S04aH03 | 0.024152 | IMPNRGZ
elc_spv_SRB_009 | S04aH04 | 0.06674 | IMPNRGZ | elc_won_SRB_009 | S04aH04 | 0.034719 | IMPNRGZ | elc_wof_SRB_009 | S04aH04 | 0.034719 | IMPNRGZ
elc_spv_SRB_009 | S04aH05 | 0.040268 | IMPNRGZ | elc_won_SRB_009 | S04aH05 | 0.031065 | IMPNRGZ | elc_wof_SRB_009 | S04aH05 | 0.031065 | IMPNRGZ
elc_spv_SRB_009 | S04aH06 | 0.0017589 | IMPNRGZ | elc_won_SRB_009 | S04aH06 | 0.02868 | IMPNRGZ | elc_wof_SRB_009 | S04aH06 | 0.02868 | IMPNRGZ
elc_spv_SRB_010 | S01aH01 | 0 | IMPNRGZ | elc_won_SRB_010 | S01aH01 | 0.099524 | IMPNRGZ | elc_wof_SRB_010 | S01aH01 | 0.099524 | IMPNRGZ
elc_spv_SRB_010 | S01aH02 | 0.0066871 | IMPNRGZ | elc_won_SRB_010 | S01aH02 | 0.045071 | IMPNRGZ | elc_wof_SRB_010 | S01aH02 | 0.045071 | IMPNRGZ
elc_spv_SRB_010 | S01aH03 | 0.048614 | IMPNRGZ | elc_won_SRB_010 | S01aH03 | 0.034558 | IMPNRGZ | elc_wof_SRB_010 | S01aH03 | 0.034558 | IMPNRGZ
elc_spv_SRB_010 | S01aH04 | 0.056847 | IMPNRGZ | elc_won_SRB_010 | S01aH04 | 0.046091 | IMPNRGZ | elc_wof_SRB_010 | S01aH04 | 0.046091 | IMPNRGZ
elc_spv_SRB_010 | S01aH05 | 0.030878 | IMPNRGZ | elc_won_SRB_010 | S01aH05 | 0.047991 | IMPNRGZ | elc_wof_SRB_010 | S01aH05 | 0.047991 | IMPNRGZ
elc_spv_SRB_010 | S01aH06 | 0 | IMPNRGZ | elc_won_SRB_010 | S01aH06 | 0.041137 | IMPNRGZ | elc_wof_SRB_010 | S01aH06 | 0.041137 | IMPNRGZ
elc_spv_SRB_010 | S02aH01 | 0 | IMPNRGZ | elc_won_SRB_010 | S02aH01 | 0.076792 | IMPNRGZ | elc_wof_SRB_010 | S02aH01 | 0.076792 | IMPNRGZ
elc_spv_SRB_010 | S02aH02 | 0.048438 | IMPNRGZ | elc_won_SRB_010 | S02aH02 | 0.039635 | IMPNRGZ | elc_wof_SRB_010 | S02aH02 | 0.039635 | IMPNRGZ
elc_spv_SRB_010 | S02aH03 | 0.090441 | IMPNRGZ | elc_won_SRB_010 | S02aH03 | 0.047232 | IMPNRGZ | elc_wof_SRB_010 | S02aH03 | 0.047232 | IMPNRGZ
elc_spv_SRB_010 | S02aH04 | 0.089021 | IMPNRGZ | elc_won_SRB_010 | S02aH04 | 0.063713 | IMPNRGZ | elc_wof_SRB_010 | S02aH04 | 0.063713 | IMPNRGZ
elc_spv_SRB_010 | S02aH05 | 0.065466 | IMPNRGZ | elc_won_SRB_010 | S02aH05 | 0.057617 | IMPNRGZ | elc_wof_SRB_010 | S02aH05 | 0.057617 | IMPNRGZ
elc_spv_SRB_010 | S02aH06 | 0.011716 | IMPNRGZ | elc_won_SRB_010 | S02aH06 | 0.042006 | IMPNRGZ | elc_wof_SRB_010 | S02aH06 | 0.042006 | IMPNRGZ
elc_spv_SRB_010 | S03aH01 | 0 | IMPNRGZ | elc_won_SRB_010 | S03aH01 | 0.039223 | IMPNRGZ | elc_wof_SRB_010 | S03aH01 | 0.039223 | IMPNRGZ
elc_spv_SRB_010 | S03aH02 | 0.061492 | IMPNRGZ | elc_won_SRB_010 | S03aH02 | 0.013046 | IMPNRGZ | elc_wof_SRB_010 | S03aH02 | 0.013046 | IMPNRGZ
elc_spv_SRB_010 | S03aH03 | 0.096056 | IMPNRGZ | elc_won_SRB_010 | S03aH03 | 0.016793 | IMPNRGZ | elc_wof_SRB_010 | S03aH03 | 0.016793 | IMPNRGZ
elc_spv_SRB_010 | S03aH04 | 0.093669 | IMPNRGZ | elc_won_SRB_010 | S03aH04 | 0.023356 | IMPNRGZ | elc_wof_SRB_010 | S03aH04 | 0.023356 | IMPNRGZ
elc_spv_SRB_010 | S03aH05 | 0.071534 | IMPNRGZ | elc_won_SRB_010 | S03aH05 | 0.03538 | IMPNRGZ | elc_wof_SRB_010 | S03aH05 | 0.03538 | IMPNRGZ
elc_spv_SRB_010 | S03aH06 | 0.019843 | IMPNRGZ | elc_won_SRB_010 | S03aH06 | 0.037413 | IMPNRGZ | elc_wof_SRB_010 | S03aH06 | 0.037413 | IMPNRGZ
elc_spv_SRB_010 | S04aH01 | 0 | IMPNRGZ | elc_won_SRB_010 | S04aH01 | 0.049875 | IMPNRGZ | elc_wof_SRB_010 | S04aH01 | 0.049875 | IMPNRGZ
elc_spv_SRB_010 | S04aH02 | 0.02631 | IMPNRGZ | elc_won_SRB_010 | S04aH02 | 0.021999 | IMPNRGZ | elc_wof_SRB_010 | S04aH02 | 0.021999 | IMPNRGZ
elc_spv_SRB_010 | S04aH03 | 0.070056 | IMPNRGZ | elc_won_SRB_010 | S04aH03 | 0.02641 | IMPNRGZ | elc_wof_SRB_010 | S04aH03 | 0.02641 | IMPNRGZ
elc_spv_SRB_010 | S04aH04 | 0.068324 | IMPNRGZ | elc_won_SRB_010 | S04aH04 | 0.036739 | IMPNRGZ | elc_wof_SRB_010 | S04aH04 | 0.036739 | IMPNRGZ
elc_spv_SRB_010 | S04aH05 | 0.042524 | IMPNRGZ | elc_won_SRB_010 | S04aH05 | 0.032118 | IMPNRGZ | elc_wof_SRB_010 | S04aH05 | 0.032118 | IMPNRGZ
elc_spv_SRB_010 | S04aH06 | 0.0020854 | IMPNRGZ | elc_won_SRB_010 | S04aH06 | 0.026282 | IMPNRGZ | elc_wof_SRB_010 | S04aH06 | 0.026282 | IMPNRGZ
elc_spv_SRB_011 | S01aH01 | 0 | IMPNRGZ | elc_won_SRB_011 | S01aH01 | 0.10355 | IMPNRGZ | elc_wof_SRB_011 | S01aH01 | 0.10355 | IMPNRGZ
elc_spv_SRB_011 | S01aH02 | 0.0058467 | IMPNRGZ | elc_won_SRB_011 | S01aH02 | 0.051133 | IMPNRGZ | elc_wof_SRB_011 | S01aH02 | 0.051133 | IMPNRGZ
elc_spv_SRB_011 | S01aH03 | 0.046971 | IMPNRGZ | elc_won_SRB_011 | S01aH03 | 0.037481 | IMPNRGZ | elc_wof_SRB_011 | S01aH03 | 0.037481 | IMPNRGZ
elc_spv_SRB_011 | S01aH04 | 0.052918 | IMPNRGZ | elc_won_SRB_011 | S01aH04 | 0.044798 | IMPNRGZ | elc_wof_SRB_011 | S01aH04 | 0.044798 | IMPNRGZ
elc_spv_SRB_011 | S01aH05 | 0.027108 | IMPNRGZ | elc_won_SRB_011 | S01aH05 | 0.048935 | IMPNRGZ | elc_wof_SRB_011 | S01aH05 | 0.048935 | IMPNRGZ
elc_spv_SRB_011 | S01aH06 | 0 | IMPNRGZ | elc_won_SRB_011 | S01aH06 | 0.045151 | IMPNRGZ | elc_wof_SRB_011 | S01aH06 | 0.045151 | IMPNRGZ
elc_spv_SRB_011 | S02aH01 | 0 | IMPNRGZ | elc_won_SRB_011 | S02aH01 | 0.082372 | IMPNRGZ | elc_wof_SRB_011 | S02aH01 | 0.082372 | IMPNRGZ
elc_spv_SRB_011 | S02aH02 | 0.051449 | IMPNRGZ | elc_won_SRB_011 | S02aH02 | 0.03308 | IMPNRGZ | elc_wof_SRB_011 | S02aH02 | 0.03308 | IMPNRGZ
elc_spv_SRB_011 | S02aH03 | 0.093181 | IMPNRGZ | elc_won_SRB_011 | S02aH03 | 0.032394 | IMPNRGZ | elc_wof_SRB_011 | S02aH03 | 0.032394 | IMPNRGZ
elc_spv_SRB_011 | S02aH04 | 0.088677 | IMPNRGZ | elc_won_SRB_011 | S02aH04 | 0.046219 | IMPNRGZ | elc_wof_SRB_011 | S02aH04 | 0.046219 | IMPNRGZ
elc_spv_SRB_011 | S02aH05 | 0.063242 | IMPNRGZ | elc_won_SRB_011 | S02aH05 | 0.049919 | IMPNRGZ | elc_wof_SRB_011 | S02aH05 | 0.049919 | IMPNRGZ
elc_spv_SRB_011 | S02aH06 | 0.011091 | IMPNRGZ | elc_won_SRB_011 | S02aH06 | 0.044139 | IMPNRGZ | elc_wof_SRB_011 | S02aH06 | 0.044139 | IMPNRGZ
elc_spv_SRB_011 | S03aH01 | 0 | IMPNRGZ | elc_won_SRB_011 | S03aH01 | 0.044802 | IMPNRGZ | elc_wof_SRB_011 | S03aH01 | 0.044802 | IMPNRGZ
elc_spv_SRB_011 | S03aH02 | 0.064335 | IMPNRGZ | elc_won_SRB_011 | S03aH02 | 0.019606 | IMPNRGZ | elc_wof_SRB_011 | S03aH02 | 0.019606 | IMPNRGZ
elc_spv_SRB_011 | S03aH03 | 0.096149 | IMPNRGZ | elc_won_SRB_011 | S03aH03 | 0.014488 | IMPNRGZ | elc_wof_SRB_011 | S03aH03 | 0.014488 | IMPNRGZ
elc_spv_SRB_011 | S03aH04 | 0.094159 | IMPNRGZ | elc_won_SRB_011 | S03aH04 | 0.015684 | IMPNRGZ | elc_wof_SRB_011 | S03aH04 | 0.015684 | IMPNRGZ
elc_spv_SRB_011 | S03aH05 | 0.073984 | IMPNRGZ | elc_won_SRB_011 | S03aH05 | 0.024429 | IMPNRGZ | elc_wof_SRB_011 | S03aH05 | 0.024429 | IMPNRGZ
elc_spv_SRB_011 | S03aH06 | 0.02042 | IMPNRGZ | elc_won_SRB_011 | S03aH06 | 0.025405 | IMPNRGZ | elc_wof_SRB_011 | S03aH06 | 0.025405 | IMPNRGZ
elc_spv_SRB_011 | S04aH01 | 0 | IMPNRGZ | elc_won_SRB_011 | S04aH01 | 0.070754 | IMPNRGZ | elc_wof_SRB_011 | S04aH01 | 0.070754 | IMPNRGZ
elc_spv_SRB_011 | S04aH02 | 0.027443 | IMPNRGZ | elc_won_SRB_011 | S04aH02 | 0.032586 | IMPNRGZ | elc_wof_SRB_011 | S04aH02 | 0.032586 | IMPNRGZ
elc_spv_SRB_011 | S04aH03 | 0.070411 | IMPNRGZ | elc_won_SRB_011 | S04aH03 | 0.026542 | IMPNRGZ | elc_wof_SRB_011 | S04aH03 | 0.026542 | IMPNRGZ
elc_spv_SRB_011 | S04aH04 | 0.067689 | IMPNRGZ | elc_won_SRB_011 | S04aH04 | 0.034385 | IMPNRGZ | elc_wof_SRB_011 | S04aH04 | 0.034385 | IMPNRGZ
elc_spv_SRB_011 | S04aH05 | 0.042726 | IMPNRGZ | elc_won_SRB_011 | S04aH05 | 0.038597 | IMPNRGZ | elc_wof_SRB_011 | S04aH05 | 0.038597 | IMPNRGZ
elc_spv_SRB_011 | S04aH06 | 0.0022006 | IMPNRGZ | elc_won_SRB_011 | S04aH06 | 0.03355 | IMPNRGZ | elc_wof_SRB_011 | S04aH06 | 0.03355 | IMPNRGZ
elc_spv_SRB_012 | S01aH01 | 0 | IMPNRGZ | elc_won_SRB_012 | S01aH01 | 0.097641 | IMPNRGZ | elc_wof_SRB_012 | S01aH01 | 0.097641 | IMPNRGZ
elc_spv_SRB_012 | S01aH02 | 0.0061609 | IMPNRGZ | elc_won_SRB_012 | S01aH02 | 0.056815 | IMPNRGZ | elc_wof_SRB_012 | S01aH02 | 0.056815 | IMPNRGZ
elc_spv_SRB_012 | S01aH03 | 0.044477 | IMPNRGZ | elc_won_SRB_012 | S01aH03 | 0.038129 | IMPNRGZ | elc_wof_SRB_012 | S01aH03 | 0.038129 | IMPNRGZ
elc_spv_SRB_012 | S01aH04 | 0.051846 | IMPNRGZ | elc_won_SRB_012 | S01aH04 | 0.044081 | IMPNRGZ | elc_wof_SRB_012 | S01aH04 | 0.044081 | IMPNRGZ
elc_spv_SRB_012 | S01aH05 | 0.026903 | IMPNRGZ | elc_won_SRB_012 | S01aH05 | 0.04582 | IMPNRGZ | elc_wof_SRB_012 | S01aH05 | 0.04582 | IMPNRGZ
elc_spv_SRB_012 | S01aH06 | 0 | IMPNRGZ | elc_won_SRB_012 | S01aH06 | 0.044111 | IMPNRGZ | elc_wof_SRB_012 | S01aH06 | 0.044111 | IMPNRGZ
elc_spv_SRB_012 | S02aH01 | 0 | IMPNRGZ | elc_won_SRB_012 | S02aH01 | 0.084782 | IMPNRGZ | elc_wof_SRB_012 | S02aH01 | 0.084782 | IMPNRGZ
elc_spv_SRB_012 | S02aH02 | 0.051309 | IMPNRGZ | elc_won_SRB_012 | S02aH02 | 0.031473 | IMPNRGZ | elc_wof_SRB_012 | S02aH02 | 0.031473 | IMPNRGZ
elc_spv_SRB_012 | S02aH03 | 0.09137 | IMPNRGZ | elc_won_SRB_012 | S02aH03 | 0.03293 | IMPNRGZ | elc_wof_SRB_012 | S02aH03 | 0.03293 | IMPNRGZ
elc_spv_SRB_012 | S02aH04 | 0.088804 | IMPNRGZ | elc_won_SRB_012 | S02aH04 | 0.049113 | IMPNRGZ | elc_wof_SRB_012 | S02aH04 | 0.049113 | IMPNRGZ
elc_spv_SRB_012 | S02aH05 | 0.063862 | IMPNRGZ | elc_won_SRB_012 | S02aH05 | 0.047247 | IMPNRGZ | elc_wof_SRB_012 | S02aH05 | 0.047247 | IMPNRGZ
elc_spv_SRB_012 | S02aH06 | 0.011112 | IMPNRGZ | elc_won_SRB_012 | S02aH06 | 0.043308 | IMPNRGZ | elc_wof_SRB_012 | S02aH06 | 0.043308 | IMPNRGZ
elc_spv_SRB_012 | S03aH01 | 0 | IMPNRGZ | elc_won_SRB_012 | S03aH01 | 0.051091 | IMPNRGZ | elc_wof_SRB_012 | S03aH01 | 0.051091 | IMPNRGZ
elc_spv_SRB_012 | S03aH02 | 0.065107 | IMPNRGZ | elc_won_SRB_012 | S03aH02 | 0.019888 | IMPNRGZ | elc_wof_SRB_012 | S03aH02 | 0.019888 | IMPNRGZ
elc_spv_SRB_012 | S03aH03 | 0.096785 | IMPNRGZ | elc_won_SRB_012 | S03aH03 | 0.015267 | IMPNRGZ | elc_wof_SRB_012 | S03aH03 | 0.015267 | IMPNRGZ
elc_spv_SRB_012 | S03aH04 | 0.094467 | IMPNRGZ | elc_won_SRB_012 | S03aH04 | 0.017107 | IMPNRGZ | elc_wof_SRB_012 | S03aH04 | 0.017107 | IMPNRGZ
elc_spv_SRB_012 | S03aH05 | 0.074884 | IMPNRGZ | elc_won_SRB_012 | S03aH05 | 0.024065 | IMPNRGZ | elc_wof_SRB_012 | S03aH05 | 0.024065 | IMPNRGZ
elc_spv_SRB_012 | S03aH06 | 0.020832 | IMPNRGZ | elc_won_SRB_012 | S03aH06 | 0.024702 | IMPNRGZ | elc_wof_SRB_012 | S03aH06 | 0.024702 | IMPNRGZ
elc_spv_SRB_012 | S04aH01 | 0 | IMPNRGZ | elc_won_SRB_012 | S04aH01 | 0.072355 | IMPNRGZ | elc_wof_SRB_012 | S04aH01 | 0.072355 | IMPNRGZ
elc_spv_SRB_012 | S04aH02 | 0.028891 | IMPNRGZ | elc_won_SRB_012 | S04aH02 | 0.034039 | IMPNRGZ | elc_wof_SRB_012 | S04aH02 | 0.034039 | IMPNRGZ
elc_spv_SRB_012 | S04aH03 | 0.072221 | IMPNRGZ | elc_won_SRB_012 | S04aH03 | 0.02535 | IMPNRGZ | elc_wof_SRB_012 | S04aH03 | 0.02535 | IMPNRGZ
elc_spv_SRB_012 | S04aH04 | 0.068565 | IMPNRGZ | elc_won_SRB_012 | S04aH04 | 0.031164 | IMPNRGZ | elc_wof_SRB_012 | S04aH04 | 0.031164 | IMPNRGZ
elc_spv_SRB_012 | S04aH05 | 0.040448 | IMPNRGZ | elc_won_SRB_012 | S04aH05 | 0.035551 | IMPNRGZ | elc_wof_SRB_012 | S04aH05 | 0.035551 | IMPNRGZ
elc_spv_SRB_012 | S04aH06 | 0.0019553 | IMPNRGZ | elc_won_SRB_012 | S04aH06 | 0.033971 | IMPNRGZ | elc_wof_SRB_012 | S04aH06 | 0.033971 | IMPNRGZ
elc_spv_SRB_013 | S01aH01 | 0 | IMPNRGZ | elc_won_SRB_013 | S01aH01 | 0.11405 | IMPNRGZ | elc_wof_SRB_013 | S01aH01 | 0.11405 | IMPNRGZ
elc_spv_SRB_013 | S01aH02 | 0.0056844 | IMPNRGZ | elc_won_SRB_013 | S01aH02 | 0.05521 | IMPNRGZ | elc_wof_SRB_013 | S01aH02 | 0.05521 | IMPNRGZ
elc_spv_SRB_013 | S01aH03 | 0.042718 | IMPNRGZ | elc_won_SRB_013 | S01aH03 | 0.036731 | IMPNRGZ | elc_wof_SRB_013 | S01aH03 | 0.036731 | IMPNRGZ
elc_spv_SRB_013 | S01aH04 | 0.049396 | IMPNRGZ | elc_won_SRB_013 | S01aH04 | 0.045645 | IMPNRGZ | elc_wof_SRB_013 | S01aH04 | 0.045645 | IMPNRGZ
elc_spv_SRB_013 | S01aH05 | 0.024923 | IMPNRGZ | elc_won_SRB_013 | S01aH05 | 0.047919 | IMPNRGZ | elc_wof_SRB_013 | S01aH05 | 0.047919 | IMPNRGZ
elc_spv_SRB_013 | S01aH06 | 0 | IMPNRGZ | elc_won_SRB_013 | S01aH06 | 0.043911 | IMPNRGZ | elc_wof_SRB_013 | S01aH06 | 0.043911 | IMPNRGZ
elc_spv_SRB_013 | S02aH01 | 0 | IMPNRGZ | elc_won_SRB_013 | S02aH01 | 0.082041 | IMPNRGZ | elc_wof_SRB_013 | S02aH01 | 0.082041 | IMPNRGZ
elc_spv_SRB_013 | S02aH02 | 0.051295 | IMPNRGZ | elc_won_SRB_013 | S02aH02 | 0.038723 | IMPNRGZ | elc_wof_SRB_013 | S02aH02 | 0.038723 | IMPNRGZ
elc_spv_SRB_013 | S02aH03 | 0.092098 | IMPNRGZ | elc_won_SRB_013 | S02aH03 | 0.034187 | IMPNRGZ | elc_wof_SRB_013 | S02aH03 | 0.034187 | IMPNRGZ
elc_spv_SRB_013 | S02aH04 | 0.089338 | IMPNRGZ | elc_won_SRB_013 | S02aH04 | 0.049491 | IMPNRGZ | elc_wof_SRB_013 | S02aH04 | 0.049491 | IMPNRGZ
elc_spv_SRB_013 | S02aH05 | 0.064024 | IMPNRGZ | elc_won_SRB_013 | S02aH05 | 0.049053 | IMPNRGZ | elc_wof_SRB_013 | S02aH05 | 0.049053 | IMPNRGZ
elc_spv_SRB_013 | S02aH06 | 0.011102 | IMPNRGZ | elc_won_SRB_013 | S02aH06 | 0.037025 | IMPNRGZ | elc_wof_SRB_013 | S02aH06 | 0.037025 | IMPNRGZ
elc_spv_SRB_013 | S03aH01 | 0 | IMPNRGZ | elc_won_SRB_013 | S03aH01 | 0.036334 | IMPNRGZ | elc_wof_SRB_013 | S03aH01 | 0.036334 | IMPNRGZ
elc_spv_SRB_013 | S03aH02 | 0.066015 | IMPNRGZ | elc_won_SRB_013 | S03aH02 | 0.016465 | IMPNRGZ | elc_wof_SRB_013 | S03aH02 | 0.016465 | IMPNRGZ
elc_spv_SRB_013 | S03aH03 | 0.097853 | IMPNRGZ | elc_won_SRB_013 | S03aH03 | 0.014742 | IMPNRGZ | elc_wof_SRB_013 | S03aH03 | 0.014742 | IMPNRGZ
elc_spv_SRB_013 | S03aH04 | 0.095592 | IMPNRGZ | elc_won_SRB_013 | S03aH04 | 0.020625 | IMPNRGZ | elc_wof_SRB_013 | S03aH04 | 0.020625 | IMPNRGZ
elc_spv_SRB_013 | S03aH05 | 0.076268 | IMPNRGZ | elc_won_SRB_013 | S03aH05 | 0.028887 | IMPNRGZ | elc_wof_SRB_013 | S03aH05 | 0.028887 | IMPNRGZ
elc_spv_SRB_013 | S03aH06 | 0.021106 | IMPNRGZ | elc_won_SRB_013 | S03aH06 | 0.02613 | IMPNRGZ | elc_wof_SRB_013 | S03aH06 | 0.02613 | IMPNRGZ
elc_spv_SRB_013 | S04aH01 | 0 | IMPNRGZ | elc_won_SRB_013 | S04aH01 | 0.068913 | IMPNRGZ | elc_wof_SRB_013 | S04aH01 | 0.068913 | IMPNRGZ
elc_spv_SRB_013 | S04aH02 | 0.028687 | IMPNRGZ | elc_won_SRB_013 | S04aH02 | 0.034051 | IMPNRGZ | elc_wof_SRB_013 | S04aH02 | 0.034051 | IMPNRGZ
elc_spv_SRB_013 | S04aH03 | 0.072302 | IMPNRGZ | elc_won_SRB_013 | S04aH03 | 0.026119 | IMPNRGZ | elc_wof_SRB_013 | S04aH03 | 0.026119 | IMPNRGZ
elc_spv_SRB_013 | S04aH04 | 0.068676 | IMPNRGZ | elc_won_SRB_013 | S04aH04 | 0.033837 | IMPNRGZ | elc_wof_SRB_013 | S04aH04 | 0.033837 | IMPNRGZ
elc_spv_SRB_013 | S04aH05 | 0.041047 | IMPNRGZ | elc_won_SRB_013 | S04aH05 | 0.032848 | IMPNRGZ | elc_wof_SRB_013 | S04aH05 | 0.032848 | IMPNRGZ
elc_spv_SRB_013 | S04aH06 | 0.0018747 | IMPNRGZ | elc_won_SRB_013 | S04aH06 | 0.027062 | IMPNRGZ | elc_wof_SRB_013 | S04aH06 | 0.027062 | IMPNRGZ
elc_spv_SRB_014 | S01aH01 | 0 | IMPNRGZ | elc_won_SRB_014 | S01aH01 | 0.091165 | IMPNRGZ | elc_wof_SRB_014 | S01aH01 | 0.091165 | IMPNRGZ
elc_spv_SRB_014 | S01aH02 | 0.0080083 | IMPNRGZ | elc_won_SRB_014 | S01aH02 | 0.043394 | IMPNRGZ | elc_wof_SRB_014 | S01aH02 | 0.043394 | IMPNRGZ
elc_spv_SRB_014 | S01aH03 | 0.050551 | IMPNRGZ | elc_won_SRB_014 | S01aH03 | 0.034895 | IMPNRGZ | elc_wof_SRB_014 | S01aH03 | 0.034895 | IMPNRGZ
elc_spv_SRB_014 | S01aH04 | 0.051801 | IMPNRGZ | elc_won_SRB_014 | S01aH04 | 0.04665 | IMPNRGZ | elc_wof_SRB_014 | S01aH04 | 0.04665 | IMPNRGZ
elc_spv_SRB_014 | S01aH05 | 0.025001 | IMPNRGZ | elc_won_SRB_014 | S01aH05 | 0.046768 | IMPNRGZ | elc_wof_SRB_014 | S01aH05 | 0.046768 | IMPNRGZ
elc_spv_SRB_014 | S01aH06 | 0 | IMPNRGZ | elc_won_SRB_014 | S01aH06 | 0.037177 | IMPNRGZ | elc_wof_SRB_014 | S01aH06 | 0.037177 | IMPNRGZ
elc_spv_SRB_014 | S02aH01 | 0 | IMPNRGZ | elc_won_SRB_014 | S02aH01 | 0.079501 | IMPNRGZ | elc_wof_SRB_014 | S02aH01 | 0.079501 | IMPNRGZ
elc_spv_SRB_014 | S02aH02 | 0.052179 | IMPNRGZ | elc_won_SRB_014 | S02aH02 | 0.034882 | IMPNRGZ | elc_wof_SRB_014 | S02aH02 | 0.034882 | IMPNRGZ
elc_spv_SRB_014 | S02aH03 | 0.088152 | IMPNRGZ | elc_won_SRB_014 | S02aH03 | 0.036467 | IMPNRGZ | elc_wof_SRB_014 | S02aH03 | 0.036467 | IMPNRGZ
elc_spv_SRB_014 | S02aH04 | 0.086091 | IMPNRGZ | elc_won_SRB_014 | S02aH04 | 0.050494 | IMPNRGZ | elc_wof_SRB_014 | S02aH04 | 0.050494 | IMPNRGZ
elc_spv_SRB_014 | S02aH05 | 0.063783 | IMPNRGZ | elc_won_SRB_014 | S02aH05 | 0.051558 | IMPNRGZ | elc_wof_SRB_014 | S02aH05 | 0.051558 | IMPNRGZ
elc_spv_SRB_014 | S02aH06 | 0.010086 | IMPNRGZ | elc_won_SRB_014 | S02aH06 | 0.041545 | IMPNRGZ | elc_wof_SRB_014 | S02aH06 | 0.041545 | IMPNRGZ
elc_spv_SRB_014 | S03aH01 | 0 | IMPNRGZ | elc_won_SRB_014 | S03aH01 | 0.042802 | IMPNRGZ | elc_wof_SRB_014 | S03aH01 | 0.042802 | IMPNRGZ
elc_spv_SRB_014 | S03aH02 | 0.068316 | IMPNRGZ | elc_won_SRB_014 | S03aH02 | 0.01921 | IMPNRGZ | elc_wof_SRB_014 | S03aH02 | 0.01921 | IMPNRGZ
elc_spv_SRB_014 | S03aH03 | 0.096935 | IMPNRGZ | elc_won_SRB_014 | S03aH03 | 0.020478 | IMPNRGZ | elc_wof_SRB_014 | S03aH03 | 0.020478 | IMPNRGZ
elc_spv_SRB_014 | S03aH04 | 0.092427 | IMPNRGZ | elc_won_SRB_014 | S03aH04 | 0.025576 | IMPNRGZ | elc_wof_SRB_014 | S03aH04 | 0.025576 | IMPNRGZ
elc_spv_SRB_014 | S03aH05 | 0.070656 | IMPNRGZ | elc_won_SRB_014 | S03aH05 | 0.033173 | IMPNRGZ | elc_wof_SRB_014 | S03aH05 | 0.033173 | IMPNRGZ
elc_spv_SRB_014 | S03aH06 | 0.018969 | IMPNRGZ | elc_won_SRB_014 | S03aH06 | 0.030854 | IMPNRGZ | elc_wof_SRB_014 | S03aH06 | 0.030854 | IMPNRGZ
elc_spv_SRB_014 | S04aH01 | 0 | IMPNRGZ | elc_won_SRB_014 | S04aH01 | 0.063092 | IMPNRGZ | elc_wof_SRB_014 | S04aH01 | 0.063092 | IMPNRGZ
elc_spv_SRB_014 | S04aH02 | 0.031844 | IMPNRGZ | elc_won_SRB_014 | S04aH02 | 0.027483 | IMPNRGZ | elc_wof_SRB_014 | S04aH02 | 0.027483 | IMPNRGZ
elc_spv_SRB_014 | S04aH03 | 0.073417 | IMPNRGZ | elc_won_SRB_014 | S04aH03 | 0.031483 | IMPNRGZ | elc_wof_SRB_014 | S04aH03 | 0.031483 | IMPNRGZ
elc_spv_SRB_014 | S04aH04 | 0.070186 | IMPNRGZ | elc_won_SRB_014 | S04aH04 | 0.042766 | IMPNRGZ | elc_wof_SRB_014 | S04aH04 | 0.042766 | IMPNRGZ
elc_spv_SRB_014 | S04aH05 | 0.040083 | IMPNRGZ | elc_won_SRB_014 | S04aH05 | 0.038822 | IMPNRGZ | elc_wof_SRB_014 | S04aH05 | 0.038822 | IMPNRGZ
elc_spv_SRB_014 | S04aH06 | 0.0015178 | IMPNRGZ | elc_won_SRB_014 | S04aH06 | 0.029766 | IMPNRGZ | elc_wof_SRB_014 | S04aH06 | 0.029766 | IMPNRGZ
elc_spv_SRB_015 | S01aH01 | 0 | IMPNRGZ | elc_won_SRB_015 | S01aH01 | 0.11665 | IMPNRGZ | elc_wof_SRB_015 | S01aH01 | 0.11665 | IMPNRGZ
elc_spv_SRB_015 | S01aH02 | 0.0077124 | IMPNRGZ | elc_won_SRB_015 | S01aH02 | 0.054121 | IMPNRGZ | elc_wof_SRB_015 | S01aH02 | 0.054121 | IMPNRGZ
elc_spv_SRB_015 | S01aH03 | 0.04862 | IMPNRGZ | elc_won_SRB_015 | S01aH03 | 0.037579 | IMPNRGZ | elc_wof_SRB_015 | S01aH03 | 0.037579 | IMPNRGZ
elc_spv_SRB_015 | S01aH04 | 0.051189 | IMPNRGZ | elc_won_SRB_015 | S01aH04 | 0.039804 | IMPNRGZ | elc_wof_SRB_015 | S01aH04 | 0.039804 | IMPNRGZ
elc_spv_SRB_015 | S01aH05 | 0.026365 | IMPNRGZ | elc_won_SRB_015 | S01aH05 | 0.045081 | IMPNRGZ | elc_wof_SRB_015 | S01aH05 | 0.045081 | IMPNRGZ
elc_spv_SRB_015 | S01aH06 | 0 | IMPNRGZ | elc_won_SRB_015 | S01aH06 | 0.044433 | IMPNRGZ | elc_wof_SRB_015 | S01aH06 | 0.044433 | IMPNRGZ
elc_spv_SRB_015 | S02aH01 | 0 | IMPNRGZ | elc_won_SRB_015 | S02aH01 | 0.089926 | IMPNRGZ | elc_wof_SRB_015 | S02aH01 | 0.089926 | IMPNRGZ
elc_spv_SRB_015 | S02aH02 | 0.051248 | IMPNRGZ | elc_won_SRB_015 | S02aH02 | 0.043098 | IMPNRGZ | elc_wof_SRB_015 | S02aH02 | 0.043098 | IMPNRGZ
elc_spv_SRB_015 | S02aH03 | 0.0871 | IMPNRGZ | elc_won_SRB_015 | S02aH03 | 0.033248 | IMPNRGZ | elc_wof_SRB_015 | S02aH03 | 0.033248 | IMPNRGZ
elc_spv_SRB_015 | S02aH04 | 0.084278 | IMPNRGZ | elc_won_SRB_015 | S02aH04 | 0.040553 | IMPNRGZ | elc_wof_SRB_015 | S02aH04 | 0.040553 | IMPNRGZ
elc_spv_SRB_015 | S02aH05 | 0.063389 | IMPNRGZ | elc_won_SRB_015 | S02aH05 | 0.041707 | IMPNRGZ | elc_wof_SRB_015 | S02aH05 | 0.041707 | IMPNRGZ
elc_spv_SRB_015 | S02aH06 | 0.010637 | IMPNRGZ | elc_won_SRB_015 | S02aH06 | 0.041239 | IMPNRGZ | elc_wof_SRB_015 | S02aH06 | 0.041239 | IMPNRGZ
elc_spv_SRB_015 | S03aH01 | 0 | IMPNRGZ | elc_won_SRB_015 | S03aH01 | 0.034802 | IMPNRGZ | elc_wof_SRB_015 | S03aH01 | 0.034802 | IMPNRGZ
elc_spv_SRB_015 | S03aH02 | 0.068466 | IMPNRGZ | elc_won_SRB_015 | S03aH02 | 0.015463 | IMPNRGZ | elc_wof_SRB_015 | S03aH02 | 0.015463 | IMPNRGZ
elc_spv_SRB_015 | S03aH03 | 0.098437 | IMPNRGZ | elc_won_SRB_015 | S03aH03 | 0.014661 | IMPNRGZ | elc_wof_SRB_015 | S03aH03 | 0.014661 | IMPNRGZ
elc_spv_SRB_015 | S03aH04 | 0.093386 | IMPNRGZ | elc_won_SRB_015 | S03aH04 | 0.017763 | IMPNRGZ | elc_wof_SRB_015 | S03aH04 | 0.017763 | IMPNRGZ
elc_spv_SRB_015 | S03aH05 | 0.071803 | IMPNRGZ | elc_won_SRB_015 | S03aH05 | 0.022133 | IMPNRGZ | elc_wof_SRB_015 | S03aH05 | 0.022133 | IMPNRGZ
elc_spv_SRB_015 | S03aH06 | 0.019278 | IMPNRGZ | elc_won_SRB_015 | S03aH06 | 0.021696 | IMPNRGZ | elc_wof_SRB_015 | S03aH06 | 0.021696 | IMPNRGZ
elc_spv_SRB_015 | S04aH01 | 0 | IMPNRGZ | elc_won_SRB_015 | S04aH01 | 0.079353 | IMPNRGZ | elc_wof_SRB_015 | S04aH01 | 0.079353 | IMPNRGZ
elc_spv_SRB_015 | S04aH02 | 0.031363 | IMPNRGZ | elc_won_SRB_015 | S04aH02 | 0.037517 | IMPNRGZ | elc_wof_SRB_015 | S04aH02 | 0.037517 | IMPNRGZ
elc_spv_SRB_015 | S04aH03 | 0.073447 | IMPNRGZ | elc_won_SRB_015 | S04aH03 | 0.028564 | IMPNRGZ | elc_wof_SRB_015 | S04aH03 | 0.028564 | IMPNRGZ
elc_spv_SRB_015 | S04aH04 | 0.070234 | IMPNRGZ | elc_won_SRB_015 | S04aH04 | 0.03207 | IMPNRGZ | elc_wof_SRB_015 | S04aH04 | 0.03207 | IMPNRGZ
elc_spv_SRB_015 | S04aH05 | 0.04134 | IMPNRGZ | elc_won_SRB_015 | S04aH05 | 0.034537 | IMPNRGZ | elc_wof_SRB_015 | S04aH05 | 0.034537 | IMPNRGZ
elc_spv_SRB_015 | S04aH06 | 0.0017069 | IMPNRGZ | elc_won_SRB_015 | S04aH06 | 0.033998 | IMPNRGZ | elc_wof_SRB_015 | S04aH06 | 0.033998 | IMPNRGZ
elc_spv_SRB_016 | S01aH01 | 0 | IMPNRGZ
elc_spv_SRB_016 | S01aH02 | 0.0074 | IMPNRGZ
elc_spv_SRB_016 | S01aH03 | 0.046574 | IMPNRGZ
elc_spv_SRB_016 | S01aH04 | 0.049889 | IMPNRGZ
elc_spv_SRB_016 | S01aH05 | 0.024891 | IMPNRGZ
elc_spv_SRB_016 | S01aH06 | 0 | IMPNRGZ
elc_spv_SRB_016 | S02aH01 | 0 | IMPNRGZ
elc_spv_SRB_016 | S02aH02 | 0.051856 | IMPNRGZ
elc_spv_SRB_016 | S02aH03 | 0.089342 | IMPNRGZ
elc_spv_SRB_016 | S02aH04 | 0.086896 | IMPNRGZ
elc_spv_SRB_016 | S02aH05 | 0.06354 | IMPNRGZ
elc_spv_SRB_016 | S02aH06 | 0.010929 | IMPNRGZ
elc_spv_SRB_016 | S03aH01 | 0 | IMPNRGZ
elc_spv_SRB_016 | S03aH02 | 0.067878 | IMPNRGZ
elc_spv_SRB_016 | S03aH03 | 0.097216 | IMPNRGZ
elc_spv_SRB_016 | S03aH04 | 0.095168 | IMPNRGZ
elc_spv_SRB_016 | S03aH05 | 0.073751 | IMPNRGZ
elc_spv_SRB_016 | S03aH06 | 0.020025 | IMPNRGZ
elc_spv_SRB_016 | S04aH01 | 0 | IMPNRGZ
elc_spv_SRB_016 | S04aH02 | 0.03109 | IMPNRGZ
elc_spv_SRB_016 | S04aH03 | 0.072907 | IMPNRGZ
elc_spv_SRB_016 | S04aH04 | 0.069049 | IMPNRGZ
elc_spv_SRB_016 | S04aH05 | 0.039887 | IMPNRGZ
elc_spv_SRB_016 | S04aH06 | 0.0017124 | IMPNRGZ
elc_spv_SRB_017 | S01aH01 | 0 | IMPNRGZ
elc_spv_SRB_017 | S01aH02 | 0.005438 | IMPNRGZ
elc_spv_SRB_017 | S01aH03 | 0.039927 | IMPNRGZ
elc_spv_SRB_017 | S01aH04 | 0.048696 | IMPNRGZ
elc_spv_SRB_017 | S01aH05 | 0.023704 | IMPNRGZ
elc_spv_SRB_017 | S01aH06 | 0 | IMPNRGZ
elc_spv_SRB_017 | S02aH01 | 0 | IMPNRGZ
elc_spv_SRB_017 | S02aH02 | 0.053916 | IMPNRGZ
elc_spv_SRB_017 | S02aH03 | 0.091278 | IMPNRGZ
elc_spv_SRB_017 | S02aH04 | 0.091476 | IMPNRGZ
elc_spv_SRB_017 | S02aH05 | 0.068148 | IMPNRGZ
elc_spv_SRB_017 | S02aH06 | 0.0099093 | IMPNRGZ
elc_spv_SRB_017 | S03aH01 | 0 | IMPNRGZ
elc_spv_SRB_017 | S03aH02 | 0.074174 | IMPNRGZ
elc_spv_SRB_017 | S03aH03 | 0.10204 | IMPNRGZ
elc_spv_SRB_017 | S03aH04 | 0.098979 | IMPNRGZ
elc_spv_SRB_017 | S03aH05 | 0.076126 | IMPNRGZ
elc_spv_SRB_017 | S03aH06 | 0.020717 | IMPNRGZ
elc_spv_SRB_017 | S04aH01 | 0 | IMPNRGZ
elc_spv_SRB_017 | S04aH02 | 0.028359 | IMPNRGZ
elc_spv_SRB_017 | S04aH03 | 0.06533 | IMPNRGZ
elc_spv_SRB_017 | S04aH04 | 0.062624 | IMPNRGZ
elc_spv_SRB_017 | S04aH05 | 0.037628 | IMPNRGZ
elc_spv_SRB_017 | S04aH06 | 0.0015298 | IMPNRGZ
elc_spv_SRB_018 | S01aH01 | 0 | IMPNRGZ
elc_spv_SRB_018 | S01aH02 | 0.0063032 | IMPNRGZ
elc_spv_SRB_018 | S01aH03 | 0.043568 | IMPNRGZ
elc_spv_SRB_018 | S01aH04 | 0.048883 | IMPNRGZ
elc_spv_SRB_018 | S01aH05 | 0.024221 | IMPNRGZ
elc_spv_SRB_018 | S01aH06 | 0 | IMPNRGZ
elc_spv_SRB_018 | S02aH01 | 0 | IMPNRGZ
elc_spv_SRB_018 | S02aH02 | 0.05192 | IMPNRGZ
elc_spv_SRB_018 | S02aH03 | 0.090612 | IMPNRGZ
elc_spv_SRB_018 | S02aH04 | 0.089584 | IMPNRGZ
elc_spv_SRB_018 | S02aH05 | 0.064653 | IMPNRGZ
elc_spv_SRB_018 | S02aH06 | 0.0108 | IMPNRGZ
elc_spv_SRB_018 | S03aH01 | 0 | IMPNRGZ
elc_spv_SRB_018 | S03aH02 | 0.068891 | IMPNRGZ
elc_spv_SRB_018 | S03aH03 | 0.098411 | IMPNRGZ
elc_spv_SRB_018 | S03aH04 | 0.096253 | IMPNRGZ
elc_spv_SRB_018 | S03aH05 | 0.076021 | IMPNRGZ
elc_spv_SRB_018 | S03aH06 | 0.020711 | IMPNRGZ
elc_spv_SRB_018 | S04aH01 | 0 | IMPNRGZ
elc_spv_SRB_018 | S04aH02 | 0.029386 | IMPNRGZ
elc_spv_SRB_018 | S04aH03 | 0.071049 | IMPNRGZ
elc_spv_SRB_018 | S04aH04 | 0.068064 | IMPNRGZ
elc_spv_SRB_018 | S04aH05 | 0.038948 | IMPNRGZ
elc_spv_SRB_018 | S04aH06 | 0.0017198 | IMPNRGZ

## firmness
~TFM_DINS-TSL: attribute=FLO_EMIS; other_indexes=ACT | [25 empty] | ~TFM_INS-TSL: attribute=FLO_SHAR; limtype=FX | [25 empty] | ~TFM_INS-TSL: attribute=FLO_SHAR; limtype=FX | [25 empty] | ~TFM_DINS-TSL: attribute=NCAP_PKCNT | [24 empty] | ~TFM_DINS-AT
process | commodity | S01aH01 | S01aH02 | S01aH03 | S01aH04 | S01aH05 | S01aH06 | S02aH01 | S02aH02 | S02aH03 | S02aH04 | S02aH05 | S02aH06 | S03aH01 | S03aH02 | S03aH03 | S03aH04 | S03aH05 | S03aH06 | S04aH01 | S04aH02 | S04aH03 | S04aH04 | S04aH05 | S04aH06 | process | commodity | S01aH01 | S01aH02 | S01aH03 | S01aH04 | S01aH05 | S01aH06 | S02aH01 | S02aH02 | S02aH03 | S02aH04 | S02aH05 | S02aH06 | S03aH01 | S03aH02 | S03aH03 | S03aH04 | S03aH05 | S03aH06 | S04aH01 | S04aH02 | S04aH03 | S04aH04 | S04aH05 | S04aH06 | process | commodity | S01aH01 | S01aH02 | S01aH03 | S01aH04 | S01aH05 | S01aH06 | S02aH01 | S02aH02 | S02aH03 | S02aH04 | S02aH05 | S02aH06 | S03aH01 | S03aH02 | S03aH03 | S03aH04 | S03aH05 | S03aH06 | S04aH01 | S04aH02 | S04aH03 | S04aH04 | S04aH05 | S04aH06 | process | S01aH01 | S01aH02 | S01aH03 | S01aH04 | S01aH05 | S01aH06 | S02aH01 | S02aH02 | S02aH03 | S02aH04 | S02aH05 | S02aH06 | S03aH01 | S03aH02 | S03aH03 | S03aH04 | S03aH05 | S03aH06 | S04aH01 | S04aH02 | S04aH03 | S04aH04 | S04aH05 | S04aH06 | process | commodity | other_indexes | ncap_com
distr_solelc_spv_SRB_001 | DEF_E | 0 | 0.88077 | 0.30784 | 0.20429 | 0.46119 | 0 | 0 | 0.47372 | 0.19263 | 0.15334 | 0.23115 | 0.63336 | 0 | 0.27078 | 0.097034 | 0.086743 | 0.11697 | 0.41735 | 0 | 0.63729 | 0.24819 | 0.20132 | 0.34263 | 0.92146 | distr_sol* | ELC4H | 0 | 0.61706 | 0.12344 | 0.03409 | 0.059605 | 0 | 0 | 0.26343 | 0.056718 | 0.00061901 | 0.0073007 | 0.18724 | 0 | 0.15153 | 0.028512 | 0.0017878 | 0.0098503 | 0.12852 | 0 | 0.38744 | 0.087963 | 0.0044547 | 0.0093091 | 0.13511 | distr_sol* | ELC8H | 0 | 0 | 0 | 0.059013 | 0.19096 | 0 | 0 | 0 | 0.01898 | 0.05778 | 0.068708 | 0 | 0 | 0 | 0.0080014 | 0.030927 | 0.035679 | 0.0089998 | 0 | 0 | 0.01329 | 0.088774 | 0.14778 | 0.1292 | distr_solelc_spv_SRB_001 | 0 | 0.013162 | 0.22358 | 0.26096 | 0.10882 | 0 | 0 | 0.19402 | 0.49077 | 0.49615 | 0.36127 | 0.066068 | 0 | 0.29876 | 0.5635 | 0.55326 | 0.45507 | 0.13483 | 0 | 0.1026 | 0.37119 | 0.36426 | 0.23265 | 0.012463 | distr_solelc_spv_SRB_001 | DEF_C | OUT | 0.5187
distr_solelc_spv_SRB_002 | DEF_E | 0 | 0.85097 | 0.30668 | 0.20918 | 0.46101 | 0 | 0 | 0.46129 | 0.20349 | 0.15781 | 0.24683 | 0.66077 | 0 | 0.2601 | 0.092906 | 0.078584 | 0.1231 | 0.43025 | 0 | 0.63389 | 0.25137 | 0.21432 | 0.37186 | 0.93068 | distr_won* | ELC4H | 0.013591 | 0.028561 | 0 | 0 | 0.0070344 | 0.028263 | 0.022592 | 0.02706 | 0.012388 | 0.028404 | 0.041174 | 0.034277 | 0.058204 | 0.017493 | 0.023957 | 0.028641 | 0.045646 | 0.053006 | 0.022387 | 0.0094309 | 0.022021 | 0.060711 | 0.05307 | 0.043967 | distr_won* | ELC8H | 0.037369 | 0.02679 | 0.093962 | 0.025331 | 0 | 0.0080929 | 0.052879 | 0.029696 | 0.065425 | 0.029814 | 0.027994 | 0.059129 | 0.046942 | 0.04177 | 0.019242 | 0.027586 | 0.021002 | 0.051231 | 0.056271 | 0.071194 | 0.05531 | 0.051911 | 0.051943 | 0.054807 | distr_solelc_spv_SRB_002 | 0 | 0.014178 | 0.22364 | 0.26363 | 0.10774 | 0 | 0 | 0.20162 | 0.48687 | 0.49691 | 0.35957 | 0.06178 | 0 | 0.30586 | 0.56808 | 0.55887 | 0.45017 | 0.13038 | 0 | 0.10571 | 0.36759 | 0.36009 | 0.21993 | 0.011383 | distr_solelc_spv_SRB_002 | DEF_C | OUT | 0.49357
distr_solelc_spv_SRB_003 | DEF_E | 0 | 0.82571 | 0.28039 | 0.19414 | 0.45544 | 0 | 0 | 0.46143 | 0.19062 | 0.15347 | 0.23025 | 0.651 | 0 | 0.26799 | 0.094868 | 0.076929 | 0.11381 | 0.42405 | 0 | 0.62351 | 0.23534 | 0.19474 | 0.35025 | 0.93065 | [52 empty] | distr_solelc_spv_SRB_003 | 0 | 0.016935 | 0.23057 | 0.27116 | 0.11531 | 0 | 0 | 0.20164 | 0.49796 | 0.50099 | 0.36503 | 0.060714 | 0 | 0.30108 | 0.56125 | 0.56047 | 0.45571 | 0.13121 | 0 | 0.11114 | 0.3795 | 0.3709 | 0.22773 | 0.011927 | distr_solelc_spv_SRB_003 | DEF_C | OUT | 0.51658
distr_solelc_spv_SRB_004 | DEF_E | 0 | 0.80296 | 0.27262 | 0.20351 | 0.45109 | 0 | 0 | 0.45683 | 0.19716 | 0.15199 | 0.2324 | 0.66374 | 0 | 0.26478 | 0.093462 | 0.073304 | 0.11607 | 0.44098 | 0 | 0.6109 | 0.22612 | 0.19131 | 0.35732 | 0.93403 | [52 empty] | distr_solelc_spv_SRB_004 | 0 | 0.023758 | 0.23637 | 0.2688 | 0.11871 | 0 | 0 | 0.20525 | 0.49341 | 0.5008 | 0.36742 | 0.057514 | 0 | 0.30242 | 0.5617 | 0.56257 | 0.45031 | 0.12464 | 0 | 0.11432 | 0.3772 | 0.37018 | 0.22185 | 0.010525 | distr_solelc_spv_SRB_004 | DEF_C | OUT | 0.51059
distr_solelc_spv_SRB_005 | DEF_E | 0 | 0.80824 | 0.27089 | 0.19937 | 0.44552 | 0 | 0 | 0.46165 | 0.17336 | 0.14246 | 0.22001 | 0.64325 | 0 | 0.28109 | 0.10217 | 0.078657 | 0.11322 | 0.42411 | 0 | 0.61957 | 0.23237 | 0.19861 | 0.35291 | 0.92357 | [52 empty] | distr_solelc_spv_SRB_005 | 0 | 0.018836 | 0.23889 | 0.27693 | 0.12358 | 0 | 0 | 0.20261 | 0.51025 | 0.50145 | 0.3621 | 0.062887 | 0 | 0.28917 | 0.55459 | 0.55525 | 0.45269 | 0.12957 | 0 | 0.11105 | 0.38515 | 0.37711 | 0.23615 | 0.012065 | distr_solelc_spv_SRB_005 | DEF_C | OUT | 0.50166
distr_solelc_spv_SRB_006 | DEF_E | 0 | 0.79811 | 0.28401 | 0.21163 | 0.45556 | 0 | 0 | 0.46235 | 0.17006 | 0.14174 | 0.22541 | 0.6566 | 0 | 0.29884 | 0.11403 | 0.086144 | 0.12791 | 0.44655 | 0 | 0.62538 | 0.23757 | 0.21028 | 0.36216 | 0.92526 | [52 empty] | distr_solelc_spv_SRB_006 | 0 | 0.023256 | 0.25085 | 0.28503 | 0.13359 | 0 | 0 | 0.20899 | 0.5224 | 0.49686 | 0.35527 | 0.064125 | 0 | 0.27773 | 0.55006 | 0.54957 | 0.43941 | 0.12127 | 0 | 0.11169 | 0.39001 | 0.38194 | 0.24147 | 0.011659 | distr_solelc_spv_SRB_006 | DEF_C | OUT | 0.48458
distr_solelc_spv_SRB_007 | DEF_E | 0 | 0.79048 | 0.26618 | 0.20385 | 0.44609 | 0 | 0 | 0.43613 | 0.17746 | 0.13891 | 0.21191 | 0.68075 | 0 | 0.27673 | 0.090259 | 0.077839 | 0.12457 | 0.44753 | 0 | 0.58026 | 0.22084 | 0.20836 | 0.37661 | 0.94115 | [52 empty] | distr_solelc_spv_SRB_007 | 0 | 0.024795 | 0.22774 | 0.27234 | 0.12838 | 0 | 0 | 0.21778 | 0.51194 | 0.5185 | 0.38001 | 0.061868 | 0 | 0.29797 | 0.57268 | 0.56157 | 0.44197 | 0.11963 | 0 | 0.1164 | 0.38621 | 0.37586 | 0.22467 | 0.0097232 | distr_solelc_spv_SRB_007 | DEF_C | OUT | 0.4855
distr_solelc_spv_SRB_008 | DEF_E | 0 | 0.80654 | 0.29814 | 0.2227 | 0.46712 | 0 | 0 | 0.45784 | 0.18096 | 0.15698 | 0.23253 | 0.67127 | 0 | 0.28876 | 0.1 | 0.091805 | 0.14052 | 0.46631 | 0 | 0.60705 | 0.22303 | 0.2062 | 0.37222 | 0.93571 | [52 empty] | distr_solelc_spv_SRB_008 | 0 | 0.025887 | 0.24289 | 0.27243 | 0.12512 | 0 | 0 | 0.21075 | 0.51168 | 0.49944 | 0.35985 | 0.061194 | 0 | 0.28711 | 0.56042 | 0.54482 | 0.43739 | 0.11757 | 0 | 0.1183 | 0.39645 | 0.38269 | 0.23176 | 0.010047 | distr_solelc_spv_SRB_008 | DEF_C | OUT | 0.46922
distr_solelc_spv_SRB_009 | DEF_E | 0 | 0.79457 | 0.28505 | 0.20784 | 0.45063 | 0 | 0 | 0.45305 | 0.18659 | 0.15095 | 0.22584 | 0.6628 | 0 | 0.27305 | 0.093468 | 0.078499 | 0.12343 | 0.44879 | 0 | 0.59994 | 0.21998 | 0.19595 | 0.36123 | 0.9336 | [52 empty] | distr_solelc_spv_SRB_009 | 0 | 0.026825 | 0.24054 | 0.26836 | 0.12232 | 0 | 0 | 0.20737 | 0.50177 | 0.50181 | 0.36724 | 0.058327 | 0 | 0.29538 | 0.56019 | 0.55697 | 0.44344 | 0.12038 | 0 | 0.11717 | 0.38549 | 0.37618 | 0.22697 | 0.0099141 | distr_solelc_spv_SRB_009 | DEF_C | OUT | 0.49224
distr_solelc_spv_SRB_010 | DEF_E | 0 | 0.77173 | 0.24121 | 0.16529 | 0.379 | 0 | 0 | 0.45672 | 0.16188 | 0.12667 | 0.19596 | 0.64965 | 0 | 0.32241 | 0.097995 | 0.084199 | 0.13392 | 0.43954 | 0 | 0.60955 | 0.20743 | 0.18449 | 0.35257 | 0.9221 | [52 empty] | distr_solelc_spv_SRB_010 | 0 | 0.030535 | 0.29597 | 0.3461 | 0.18799 | 0 | 0 | 0.21637 | 0.53866 | 0.5302 | 0.38991 | 0.069778 | 0 | 0.27468 | 0.5721 | 0.55789 | 0.42605 | 0.11818 | 0 | 0.11882 | 0.42184 | 0.4114 | 0.25606 | 0.012557 | distr_solelc_spv_SRB_010 | DEF_C | OUT | 0.51662
distr_solelc_spv_SRB_011 | DEF_E | 0 | 0.78939 | 0.27965 | 0.21015 | 0.42793 | 0 | 0 | 0.4626 | 0.1733 | 0.13818 | 0.21537 | 0.66742 | 0 | 0.30727 | 0.11823 | 0.097704 | 0.14149 | 0.45174 | 0 | 0.62501 | 0.2256 | 0.20859 | 0.36823 | 0.92636 | [52 empty] | distr_solelc_spv_SRB_011 | 0 | 0.025566 | 0.27386 | 0.30853 | 0.15805 | 0 | 0 | 0.22008 | 0.53147 | 0.50578 | 0.36071 | 0.063258 | 0 | 0.27521 | 0.5484 | 0.53705 | 0.42198 | 0.11647 | 0 | 0.11868 | 0.40601 | 0.39031 | 0.24637 | 0.012689 | distr_solelc_spv_SRB_011 | DEF_C | OUT | 0.50254
distr_solelc_spv_SRB_012 | DEF_E | 0 | 0.78036 | 0.27158 | 0.18908 | 0.41797 | 0 | 0 | 0.44639 | 0.1662 | 0.13186 | 0.20307 | 0.67502 | 0 | 0.30237 | 0.099214 | 0.086624 | 0.12793 | 0.43733 | 0 | 0.60088 | 0.19505 | 0.18765 | 0.36821 | 0.93513 | [52 empty] | distr_solelc_spv_SRB_012 | 0 | 0.027613 | 0.26579 | 0.30983 | 0.16077 | 0 | 0 | 0.22497 | 0.53416 | 0.51915 | 0.37334 | 0.064959 | 0 | 0.28547 | 0.56581 | 0.55226 | 0.43778 | 0.12179 | 0 | 0.12807 | 0.42685 | 0.40524 | 0.23906 | 0.011557 | distr_solelc_spv_SRB_012 | DEF_C | OUT | 0.49661
distr_solelc_spv_SRB_013 | DEF_E | 0 | 0.79652 | 0.29632 | 0.21588 | 0.44703 | 0 | 0 | 0.45328 | 0.17498 | 0.14593 | 0.22592 | 0.67773 | 0 | 0.29892 | 0.10766 | 0.090516 | 0.13427 | 0.44636 | 0 | 0.60255 | 0.20623 | 0.20475 | 0.37747 | 0.93133 | [52 empty] | distr_solelc_spv_SRB_013 | 0 | 0.024698 | 0.24747 | 0.28616 | 0.14438 | 0 | 0 | 0.21802 | 0.52193 | 0.50629 | 0.36284 | 0.062916 | 0 | 0.28059 | 0.55455 | 0.54173 | 0.43223 | 0.11961 | 0 | 0.12327 | 0.41425 | 0.39347 | 0.23518 | 0.010741 | distr_solelc_spv_SRB_013 | DEF_C | OUT | 0.48058
distr_solelc_spv_SRB_014 | DEF_E | 0 | 0.77288 | 0.22482 | 0.1912 | 0.42605 | 0 | 0 | 0.42655 | 0.15416 | 0.1245 | 0.1981 | 0.69313 | 0 | 0.27861 | 0.082247 | 0.072421 | 0.12693 | 0.46287 | 0 | 0.55908 | 0.16526 | 0.15947 | 0.34942 | 0.94297 | [52 empty] | distr_solelc_spv_SRB_014 | 0 | 0.037814 | 0.31825 | 0.32612 | 0.1574 | 0 | 0 | 0.24102 | 0.54291 | 0.53022 | 0.39283 | 0.062115 | 0 | 0.31556 | 0.59701 | 0.56924 | 0.43516 | 0.11683 | 0 | 0.14871 | 0.45713 | 0.43701 | 0.24958 | 0.0094505 | distr_solelc_spv_SRB_014 | DEF_C | OUT | 0.54872
distr_solelc_spv_SRB_015 | DEF_E | 0 | 0.76904 | 0.24503 | 0.19018 | 0.40922 | 0 | 0 | 0.43132 | 0.15754 | 0.13253 | 0.18793 | 0.68259 | 0 | 0.2674 | 0.068665 | 0.062031 | 0.12203 | 0.45735 | 0 | 0.55464 | 0.17086 | 0.16388 | 0.34026 | 0.94093 | [52 empty] | distr_solelc_spv_SRB_015 | 0 | 0.036916 | 0.31029 | 0.32669 | 0.16827 | 0 | 0 | 0.23997 | 0.5438 | 0.52618 | 0.39576 | 0.066408 | 0 | 0.32059 | 0.61458 | 0.58304 | 0.44829 | 0.12036 | 0 | 0.14847 | 0.4636 | 0.44332 | 0.26094 | 0.010774 | distr_solelc_spv_SRB_015 | DEF_C | OUT | 0.52592
distr_solelc_spv_SRB_016 | DEF_E | 0 | 0.77081 | 0.23569 | 0.18794 | 0.41842 | 0 | 0 | 0.43313 | 0.15918 | 0.12885 | 0.19819 | 0.67955 | 0 | 0.27475 | 0.079798 | 0.063976 | 0.11998 | 0.44422 | 0 | 0.56696 | 0.17304 | 0.1685 | 0.35411 | 0.93695 | [52 empty] | distr_solelc_spv_SRB_016 | 0 | 0.034255 | 0.28746 | 0.30792 | 0.15363 | 0 | 0 | 0.23482 | 0.53943 | 0.52466 | 0.38364 | 0.065986 | 0 | 0.30738 | 0.58698 | 0.57461 | 0.4453 | 0.12091 | 0 | 0.14234 | 0.44504 | 0.42149 | 0.24348 | 0.010453 | distr_solelc_spv_SRB_016 | DEF_C | OUT | 0.52889
distr_solelc_spv_SRB_017 | DEF_E | 0 | 0.79698 | 0.28505 | 0.21686 | 0.44875 | 0 | 0 | 0.42391 | 0.171 | 0.1371 | 0.21404 | 0.69113 | 0 | 0.24924 | 0.074873 | 0.067625 | 0.12177 | 0.44053 | 0 | 0.58582 | 0.2488 | 0.23119 | 0.39628 | 0.94139 | [52 empty] | distr_solelc_spv_SRB_017 | 0 | 0.024033 | 0.23528 | 0.28696 | 0.13968 | 0 | 0 | 0.2331 | 0.52619 | 0.52733 | 0.39285 | 0.057123 | 0 | 0.32069 | 0.58824 | 0.57058 | 0.43884 | 0.11942 | 0 | 0.12396 | 0.38074 | 0.36497 | 0.21929 | 0.0089154 | distr_solelc_spv_SRB_017 | DEF_C | OUT | 0.48678
distr_solelc_spv_SRB_018 | DEF_E | 0 | 0.77545 | 0.25491 | 0.19985 | 0.43747 | 0 | 0 | 0.42722 | 0.16148 | 0.12632 | 0.2061 | 0.68179 | 0 | 0.27465 | 0.088299 | 0.07102 | 0.11373 | 0.44347 | 0 | 0.5738 | 0.18245 | 0.18443 | 0.36949 | 0.93855 | [52 empty] | distr_solelc_spv_SRB_018 | 0 | 0.028324 | 0.26103 | 0.29288 | 0.14512 | 0 | 0 | 0.22823 | 0.53109 | 0.52507 | 0.37895 | 0.063304 | 0 | 0.30284 | 0.57681 | 0.56416 | 0.44558 | 0.12139 | 0 | 0.1306 | 0.42101 | 0.40332 | 0.23079 | 0.010191 | distr_solelc_spv_SRB_018 | DEF_C | OUT | 0.51746
distr_wonelc_won_SRB_001 | DEF_E | 0.46951 | 0.45834 | 0.49384 | 0.49178 | 0.50792 | 0.50559 | 0.46049 | 0.50922 | 0.5402 | 0.51107 | 0.49067 | 0.45742 | 0.49258 | 0.56006 | 0.47597 | 0.4572 | 0.43662 | 0.44086 | 0.43208 | 0.45468 | 0.49409 | 0.4811 | 0.45346 | 0.4512 | [52 empty] | distr_wonelc_won_SRB_001 | 0.32546 | 0.30293 | 0.27719 | 0.27419 | 0.29158 | 0.31391 | 0.2853 | 0.27841 | 0.24528 | 0.23921 | 0.22936 | 0.27269 | 0.10526 | 0.097823 | 0.086075 | 0.08772 | 0.097933 | 0.09611 | 0.298 | 0.27026 | 0.21502 | 0.21284 | 0.25715 | 0.30596 | distr_wonelc_won_SRB_001 | DEF_C | OUT | 0.32546
distr_wonelc_won_SRB_002 | DEF_E | 0.44512 | 0.44138 | 0.52402 | 0.56972 | 0.56083 | 0.48623 | 0.38979 | 0.48004 | 0.54274 | 0.53554 | 0.48368 | 0.40902 | 0.39276 | 0.51063 | 0.57242 | 0.5452 | 0.45758 | 0.38841 | 0.3624 | 0.43629 | 0.51771 | 0.50161 | 0.4681 | 0.39308 | [52 empty] | distr_wonelc_won_SRB_002 | 0.30245 | 0.29884 | 0.25203 | 0.23139 | 0.24723 | 0.29169 | 0.26622 | 0.22093 | 0.19248 | 0.19973 | 0.20308 | 0.27125 | 0.13427 | 0.075348 | 0.060139 | 0.063979 | 0.092638 | 0.12163 | 0.27046 | 0.2347 | 0.18241 | 0.17647 | 0.21512 | 0.27787 | distr_wonelc_won_SRB_002 | DEF_C | OUT | 0.30245
distr_wonelc_won_SRB_003 | DEF_E | 0.5663 | 0.61779 | 0.65374 | 0.65762 | 0.61686 | 0.57752 | 0.47767 | 0.5873 | 0.64274 | 0.58608 | 0.51668 | 0.48519 | 0.5288 | 0.61901 | 0.66588 | 0.61329 | 0.52842 | 0.45837 | 0.5614 | 0.60424 | 0.67426 | 0.63797 | 0.56951 | 0.52529 | [52 empty] | distr_wonelc_won_SRB_003 | 0.12095 | 0.14085 | 0.10838 | 0.09223 | 0.11587 | 0.13273 | 0.095374 | 0.08144 | 0.087659 | 0.098691 | 0.10275 | 0.11583 | 0.062246 | 0.055858 | 0.041745 | 0.048882 | 0.067215 | 0.062156 | 0.083955 | 0.083491 | 0.065885 | 0.077132 | 0.088257 | 0.1016 | distr_wonelc_won_SRB_003 | DEF_C | OUT | 0.14085
distr_wonelc_won_SRB_004 | DEF_E | 0.44633 | 0.48266 | 0.57241 | 0.59657 | 0.56264 | 0.49493 | 0.39519 | 0.50722 | 0.57945 | 0.55157 | 0.50619 | 0.43061 | 0.41409 | 0.5409 | 0.61137 | 0.58796 | 0.49628 | 0.41629 | 0.40935 | 0.48161 | 0.58512 | 0.57849 | 0.50472 | 0.42513 | [52 empty] | distr_wonelc_won_SRB_004 | 0.22752 | 0.23783 | 0.18529 | 0.1609 | 0.18605 | 0.24144 | 0.18473 | 0.15143 | 0.14142 | 0.14389 | 0.15053 | 0.19549 | 0.11563 | 0.06821 | 0.054607 | 0.06488 | 0.093516 | 0.10447 | 0.18048 | 0.16151 | 0.12801 | 0.13669 | 0.15903 | 0.19914 | distr_wonelc_won_SRB_004 | DEF_C | OUT | 0.24144
distr_wonelc_won_SRB_005 | DEF_E | 0.39097 | 0.42731 | 0.53405 | 0.58624 | 0.51165 | 0.41283 | 0.36774 | 0.44031 | 0.51615 | 0.47497 | 0.47821 | 0.416 | 0.38213 | 0.47924 | 0.55435 | 0.56762 | 0.52504 | 0.43539 | 0.36744 | 0.44448 | 0.52996 | 0.508 | 0.4648 | 0.39 | [52 empty] | distr_wonelc_won_SRB_005 | 0.27327 | 0.26958 | 0.20234 | 0.16511 | 0.19184 | 0.26246 | 0.21895 | 0.20137 | 0.17422 | 0.1548 | 0.16098 | 0.19328 | 0.1643 | 0.097025 | 0.062815 | 0.081084 | 0.11221 | 0.12354 | 0.24159 | 0.21746 | 0.16527 | 0.18292 | 0.19652 | 0.23709 | distr_wonelc_won_SRB_005 | DEF_C | OUT | 0.27327
distr_wonelc_won_SRB_006 | DEF_E | 0.4102 | 0.42016 | 0.52163 | 0.57965 | 0.5443 | 0.43978 | 0.36879 | 0.44121 | 0.51363 | 0.47648 | 0.46141 | 0.4194 | 0.38546 | 0.48578 | 0.54077 | 0.55958 | 0.48107 | 0.40199 | 0.34141 | 0.4127 | 0.51021 | 0.51259 | 0.45922 | 0.37399 | [52 empty] | distr_wonelc_won_SRB_006 | 0.28773 | 0.29516 | 0.22974 | 0.1953 | 0.2136 | 0.27482 | 0.2421 | 0.19538 | 0.17231 | 0.15589 | 0.1582 | 0.21863 | 0.1541 | 0.081755 | 0.052617 | 0.065699 | 0.10207 | 0.1276 | 0.26014 | 0.22624 | 0.17653 | 0.18482 | 0.20754 | 0.26013 | distr_wonelc_won_SRB_006 | DEF_C | OUT | 0.29516
distr_wonelc_won_SRB_007 | DEF_E | 0.49952 | 0.53257 | 0.55068 | 0.5364 | 0.49546 | 0.49478 | 0.54242 | 0.58594 | 0.57847 | 0.51771 | 0.45905 | 0.44194 | 0.50537 | 0.57038 | 0.54196 | 0.52237 | 0.45693 | 0.42204 | 0.56542 | 0.579 | 0.61333 | 0.54946 | 0.49429 | 0.5283 | [52 empty] | distr_wonelc_won_SRB_007 | 0.14521 | 0.14809 | 0.16497 | 0.18565 | 0.17103 | 0.14871 | 0.13613 | 0.1193 | 0.13915 | 0.16311 | 0.1711 | 0.1466 | 0.073461 | 0.072352 | 0.089121 | 0.10039 | 0.1139 | 0.10117 | 0.12536 | 0.11215 | 0.13681 | 0.15121 | 0.13422 | 0.12354 | distr_wonelc_won_SRB_007 | DEF_C | OUT | 0.18565
distr_wonelc_won_SRB_008 | DEF_E | 0.51844 | 0.53221 | 0.52238 | 0.50075 | 0.4858 | 0.49744 | 0.52 | 0.54883 | 0.53515 | 0.51331 | 0.48547 | 0.46109 | 0.51501 | 0.57646 | 0.55449 | 0.54954 | 0.53807 | 0.4689 | 0.52954 | 0.54839 | 0.55992 | 0.53079 | 0.49345 | 0.50885 | [52 empty] | distr_wonelc_won_SRB_008 | 0.16885 | 0.17226 | 0.19361 | 0.22799 | 0.21181 | 0.18477 | 0.17124 | 0.15819 | 0.17951 | 0.18987 | 0.18278 | 0.16281 | 0.084739 | 0.087612 | 0.10967 | 0.12181 | 0.13233 | 0.1108 | 0.16006 | 0.14481 | 0.17786 | 0.19572 | 0.17173 | 0.1662 | distr_wonelc_won_SRB_008 | DEF_C | OUT | 0.22799
distr_wonelc_won_SRB_009 | DEF_E | 0.58895 | 0.5865 | 0.60283 | 0.57819 | 0.52992 | 0.58144 | 0.48242 | 0.51072 | 0.51758 | 0.46904 | 0.45458 | 0.47153 | 0.64103 | 0.68898 | 0.60469 | 0.48665 | 0.42236 | 0.4256 | 0.49221 | 0.49306 | 0.60478 | 0.55447 | 0.51783 | 0.53319 | [52 empty] | distr_wonelc_won_SRB_009 | 0.11947 | 0.11203 | 0.089587 | 0.11303 | 0.10824 | 0.11339 | 0.09483 | 0.086284 | 0.13251 | 0.18392 | 0.16524 | 0.12325 | 0.025197 | 0.023626 | 0.036777 | 0.053524 | 0.066283 | 0.053568 | 0.064282 | 0.060839 | 0.066608 | 0.095751 | 0.085671 | 0.079095 | distr_wonelc_won_SRB_009 | DEF_C | OUT | 0.18392
distr_wonelc_won_SRB_010 | DEF_E | 0.55603 | 0.54519 | 0.59477 | 0.53917 | 0.51598 | 0.5259 | 0.48914 | 0.56777 | 0.49819 | 0.4421 | 0.39735 | 0.37354 | 0.5155 | 0.62659 | 0.5366 | 0.4621 | 0.36089 | 0.32691 | 0.49249 | 0.53443 | 0.55201 | 0.49846 | 0.46337 | 0.45805 | [52 empty] | distr_wonelc_won_SRB_010 | 0.10851 | 0.09828 | 0.10047 | 0.134 | 0.13953 | 0.1196 | 0.081905 | 0.084548 | 0.13434 | 0.18121 | 0.16387 | 0.11947 | 0.041834 | 0.02783 | 0.047762 | 0.066428 | 0.10063 | 0.10641 | 0.05378 | 0.047442 | 0.075941 | 0.10564 | 0.092353 | 0.075574 | distr_wonelc_won_SRB_010 | DEF_C | OUT | 0.18121
distr_wonelc_won_SRB_011 | DEF_E | 0.52465 | 0.50998 | 0.61017 | 0.60011 | 0.56069 | 0.54487 | 0.49595 | 0.55378 | 0.56122 | 0.544 | 0.47747 | 0.45905 | 0.53944 | 0.63413 | 0.59965 | 0.54228 | 0.45055 | 0.43806 | 0.47056 | 0.50231 | 0.58829 | 0.53316 | 0.49629 | 0.51438 | [52 empty] | distr_wonelc_won_SRB_011 | 0.15112 | 0.14924 | 0.14587 | 0.17434 | 0.19044 | 0.17571 | 0.1176 | 0.094454 | 0.12333 | 0.17596 | 0.19005 | 0.16804 | 0.063962 | 0.05598 | 0.055157 | 0.059709 | 0.093003 | 0.09672 | 0.10212 | 0.094066 | 0.10216 | 0.13235 | 0.14856 | 0.12913 | distr_wonelc_won_SRB_011 | DEF_C | OUT | 0.19044
distr_wonelc_won_SRB_012 | DEF_E | 0.53907 | 0.55197 | 0.62142 | 0.60755 | 0.56989 | 0.54895 | 0.50028 | 0.56627 | 0.57138 | 0.52807 | 0.46273 | 0.4487 | 0.54591 | 0.598 | 0.63872 | 0.56005 | 0.48474 | 0.47176 | 0.51868 | 0.54353 | 0.63801 | 0.58305 | 0.53373 | 0.52004 | [52 empty] | distr_wonelc_won_SRB_012 | 0.10972 | 0.12768 | 0.11425 | 0.13209 | 0.1373 | 0.13218 | 0.093196 | 0.069193 | 0.096528 | 0.14397 | 0.1385 | 0.12695 | 0.056161 | 0.043724 | 0.044752 | 0.050146 | 0.070543 | 0.072411 | 0.080409 | 0.075656 | 0.075125 | 0.092356 | 0.10536 | 0.10067 | distr_wonelc_won_SRB_012 | DEF_C | OUT | 0.14397
distr_wonelc_won_SRB_013 | DEF_E | 0.52704 | 0.50425 | 0.57379 | 0.58692 | 0.54912 | 0.54496 | 0.50042 | 0.54414 | 0.53604 | 0.47408 | 0.4281 | 0.44608 | 0.53312 | 0.62167 | 0.56965 | 0.46544 | 0.38946 | 0.38385 | 0.45237 | 0.45506 | 0.54562 | 0.51644 | 0.46427 | 0.49321 | [52 empty] | distr_wonelc_won_SRB_013 | 0.12276 | 0.11885 | 0.10543 | 0.13102 | 0.13754 | 0.12604 | 0.086387 | 0.081549 | 0.095996 | 0.13897 | 0.13774 | 0.10396 | 0.038259 | 0.034675 | 0.041393 | 0.057912 | 0.081112 | 0.073373 | 0.073361 | 0.072498 | 0.074146 | 0.096056 | 0.09325 | 0.076823 | distr_wonelc_won_SRB_013 | DEF_C | OUT | 0.13897
distr_wonelc_won_SRB_014 | DEF_E | 0.52355 | 0.49688 | 0.56165 | 0.54724 | 0.52439 | 0.52857 | 0.5015 | 0.56952 | 0.52198 | 0.47988 | 0.44166 | 0.43003 | 0.5264 | 0.61547 | 0.52501 | 0.47825 | 0.40939 | 0.37438 | 0.47076 | 0.47958 | 0.55259 | 0.4954 | 0.4621 | 0.47902 | [52 empty] | distr_wonelc_won_SRB_014 | 0.10266 | 0.097727 | 0.10478 | 0.14008 | 0.14044 | 0.11164 | 0.087576 | 0.076849 | 0.10712 | 0.14833 | 0.15145 | 0.12204 | 0.047149 | 0.042323 | 0.060153 | 0.07513 | 0.097446 | 0.090633 | 0.070264 | 0.061214 | 0.093497 | 0.12701 | 0.11529 | 0.0884 | distr_wonelc_won_SRB_014 | DEF_C | OUT | 0.15141
distr_wonelc_won_SRB_015 | DEF_E | 0.49366 | 0.49833 | 0.53419 | 0.5291 | 0.52348 | 0.50851 | 0.46437 | 0.5261 | 0.52307 | 0.51193 | 0.48085 | 0.44868 | 0.5071 | 0.5858 | 0.49563 | 0.49272 | 0.42847 | 0.38626 | 0.42545 | 0.42953 | 0.49052 | 0.46691 | 0.45872 | 0.46367 | [52 empty] | distr_wonelc_won_SRB_015 | 0.216 | 0.20043 | 0.18556 | 0.19654 | 0.2226 | 0.2194 | 0.16289 | 0.15614 | 0.1606 | 0.19589 | 0.20146 | 0.1992 | 0.06304 | 0.056019 | 0.07082 | 0.085801 | 0.10691 | 0.1048 | 0.14532 | 0.13741 | 0.13949 | 0.15661 | 0.16866 | 0.16603 | distr_wonelc_won_SRB_015 | DEF_C | OUT | 0.2226

## load_shapes
~TFM_DINS-AT
g_yrfr | com_fr | timeslice | commodity
0.082192 | 0.022912 | S01aH01 | elc_roadtransport
0.041096 | 0.050687 | S01aH02 | elc_roadtransport
0.030822 | 0.038336 | S01aH03 | elc_roadtransport
0.030822 | 0.039768 | S01aH04 | elc_roadtransport
0.030822 | 0.055491 | S01aH05 | elc_roadtransport
0.030822 | 0.03938 | S01aH06 | elc_roadtransport
0.084018 | 0.023421 | S02aH01 | elc_roadtransport
0.042009 | 0.051814 | S02aH02 | elc_roadtransport
0.031507 | 0.039188 | S02aH03 | elc_roadtransport
0.031507 | 0.040652 | S02aH04 | elc_roadtransport
0.031507 | 0.056724 | S02aH05 | elc_roadtransport
0.031507 | 0.040256 | S02aH06 | elc_roadtransport
0.084018 | 0.023421 | S03aH01 | elc_roadtransport
0.042009 | 0.051814 | S03aH02 | elc_roadtransport
0.031507 | 0.039188 | S03aH03 | elc_roadtransport
0.031507 | 0.040652 | S03aH04 | elc_roadtransport
0.031507 | 0.056724 | S03aH05 | elc_roadtransport
0.031507 | 0.040256 | S03aH06 | elc_roadtransport
0.083105 | 0.023167 | S04aH01 | elc_roadtransport
0.041553 | 0.051251 | S04aH02 | elc_roadtransport
0.031164 | 0.038762 | S04aH03 | elc_roadtransport
0.031164 | 0.04021 | S04aH04 | elc_roadtransport
0.031164 | 0.056107 | S04aH05 | elc_roadtransport
0.031164 | 0.039818 | S04aH06 | elc_roadtransport

## demand
~TFM_DINS-AT
commodity | timeslice | com_fr
elc_buildings | S01aH01 | 0.081558
elc_buildings | S01aH02 | 0.044405
elc_buildings | S01aH03 | 0.041159
elc_buildings | S01aH04 | 0.041099
elc_buildings | S01aH05 | 0.042191
elc_buildings | S01aH06 | 0.043506
elc_buildings | S02aH01 | 0.067982
elc_buildings | S02aH02 | 0.036573
elc_buildings | S02aH03 | 0.034903
elc_buildings | S02aH04 | 0.034751
elc_buildings | S02aH05 | 0.034941
elc_buildings | S02aH06 | 0.036116
elc_buildings | S03aH01 | 0.062581
elc_buildings | S03aH02 | 0.032856
elc_buildings | S03aH03 | 0.032468
elc_buildings | S03aH04 | 0.032786
elc_buildings | S03aH05 | 0.032513
elc_buildings | S03aH06 | 0.032515
elc_buildings | S04aH01 | 0.06644
elc_buildings | S04aH02 | 0.034109
elc_buildings | S04aH03 | 0.033314
elc_buildings | S04aH04 | 0.033186
elc_buildings | S04aH05 | 0.033391
elc_buildings | S04aH06 | 0.034658
elc_industry | S01aH01 | 0.081164
elc_industry | S01aH02 | 0.040832
elc_industry | S01aH03 | 0.031167
elc_industry | S01aH04 | 0.031163
elc_industry | S01aH05 | 0.031238
elc_industry | S01aH06 | 0.031329
elc_industry | S02aH01 | 0.083052
elc_industry | S02aH02 | 0.041704
elc_industry | S02aH03 | 0.031794
elc_industry | S02aH04 | 0.031784
elc_industry | S02aH05 | 0.031797
elc_industry | S02aH06 | 0.031878
elc_industry | S03aH01 | 0.083085
elc_industry | S03aH02 | 0.041651
elc_industry | S03aH03 | 0.031778
elc_industry | S03aH04 | 0.0318
elc_industry | S03aH05 | 0.031782
elc_industry | S03aH06 | 0.031782
elc_industry | S04aH01 | 0.08225
elc_industry | S04aH02 | 0.041186
elc_industry | S04aH03 | 0.031424
elc_industry | S04aH04 | 0.031415
elc_industry | S04aH05 | 0.031429
elc_industry | S04aH06 | 0.031516

## peak_factors
~TFM_DINS-AT
commodity | timeslice | com_pkflx
ELC | S01aH01 | 0.28414
ELC | S01aH02 | 0.18081
ELC | S01aH03 | 0.048516
ELC | S01aH04 | 0.046668
ELC | S01aH05 | 0.074306
ELC | S01aH06 | 0.048142
ELC | S02aH01 | 0.35585
ELC | S02aH02 | 0.33596
ELC | S02aH03 | 0.18452
ELC | S02aH04 | 0.18864
ELC | S02aH05 | 0.21338
ELC | S02aH06 | 0.18502
ELC | S03aH01 | 0.31275
ELC | S03aH02 | 0.23004
ELC | S03aH03 | 0.079283
ELC | S03aH04 | 0.071982
ELC | S03aH05 | 0.071264
ELC | S03aH06 | 0.063344
ELC | S04aH01 | 0.35627
ELC | S04aH02 | 0.28509
ELC | S04aH03 | 0.15892
ELC | S04aH04 | 0.16294
ELC | S04aH05 | 0.18688
ELC | S04aH06 | 0.15834

## hydro_af
~TFM_INS-AT
Year | timeslice | ncap_afs | pset_ci
2020 | S01 | 0.39727 | hydro
2020 | S02 | 0.4155 | hydro
2020 | S03 | 0.44417 | hydro
2020 | S04 | 0.4108 | hydro
2021 | S01 | 0.67063 | hydro
2021 | S02 | 0.64377 | hydro
2021 | S03 | 0.43563 | hydro
2021 | S04 | 0.32117 | hydro
2022 | S01 | 0.51507 | hydro
2022 | S02 | 0.47523 | hydro
2022 | S03 | 0.2793 | hydro
2022 | S04 | 0.29983 | hydro
2025 | S01 | 0.53277 | hydro
2025 | S02 | 0.564 | hydro
2025 | S03 | 0.37707 | hydro
2025 | S04 | 0.3203 | hydro
2026 | S01 | 0.68037 | hydro
2026 | S02 | 0.67483 | hydro
2026 | S03 | 0.49017 | hydro
2026 | S04 | 0.4508 | hydro
2027 | S01 | 0.5285 | hydro
2027 | S02 | 0.5783 | hydro
2027 | S03 | 0.3873 | hydro
2027 | S04 | 0.36303 | hydro
2028 | S01 | 0.49183 | hydro
2028 | S02 | 0.58067 | hydro
2028 | S03 | 0.43133 | hydro
2028 | S04 | 0.36757 | hydro
2029 | S01 | 0.47933 | hydro
2029 | S02 | 0.53067 | hydro
2029 | S03 | 0.36423 | hydro
2029 | S04 | 0.36567 | hydro
2030 | S01 | 0.5196 | hydro
2030 | S02 | 0.4491 | hydro
2030 | S03 | 0.4044 | hydro
2030 | S04 | 0.35737 | hydro
2031 | S01 | 0.53337 | hydro
2031 | S02 | 0.59343 | hydro
2031 | S03 | 0.39297 | hydro
2031 | S04 | 0.2918 | hydro
2032 | S01 | 0.52427 | hydro
2032 | S02 | 0.546 | hydro
2032 | S03 | 0.3642 | hydro
2032 | S04 | 0.3227 | hydro
2033 | S01 | 0.53753 | hydro
2033 | S02 | 0.6374 | hydro
2033 | S03 | 0.48713 | hydro
2033 | S04 | 0.33457 | hydro
2034 | S01 | 0.5605 | hydro
2034 | S02 | 0.5874 | hydro
2034 | S03 | 0.44993 | hydro
2034 | S04 | 0.2981 | hydro
2035 | S01 | 0.54457 | hydro
2035 | S02 | 0.5966 | hydro
2035 | S03 | 0.447 | hydro
2035 | S04 | 0.36217 | hydro
2036 | S01 | 0.59903 | hydro
2036 | S02 | 0.62413 | hydro
2036 | S03 | 0.4755 | hydro
2036 | S04 | 0.36193 | hydro
2037 | S01 | 0.5534 | hydro
2037 | S02 | 0.55763 | hydro
2037 | S03 | 0.3875 | hydro
2037 | S04 | 0.3366 | hydro
2038 | S01 | 0.54793 | hydro
2038 | S02 | 0.616 | hydro
2038 | S03 | 0.45097 | hydro
2038 | S04 | 0.346 | hydro
2039 | S01 | 0.58503 | hydro
2039 | S02 | 0.6293 | hydro
2039 | S03 | 0.40153 | hydro
2039 | S04 | 0.39437 | hydro
2040 | S01 | 0.70417 | hydro
2040 | S02 | 0.7061 | hydro
2040 | S03 | 0.5267 | hydro
2040 | S04 | 0.409 | hydro
2041 | S01 | 0.6693 | hydro
2041 | S02 | 0.718 | hydro
2041 | S03 | 0.45637 | hydro
2041 | S04 | 0.40937 | hydro
2042 | S01 | 0.62587 | hydro
2042 | S02 | 0.63687 | hydro
2042 | S03 | 0.5198 | hydro
2042 | S04 | 0.4069 | hydro
2043 | S01 | 0.5537 | hydro
2043 | S02 | 0.51613 | hydro
2043 | S03 | 0.43723 | hydro
2043 | S04 | 0.36367 | hydro
2044 | S01 | 0.54433 | hydro
2044 | S02 | 0.60047 | hydro
2044 | S03 | 0.42313 | hydro
2044 | S04 | 0.32537 | hydro
2045 | S01 | 0.67463 | hydro
2045 | S02 | 0.64947 | hydro
2045 | S03 | 0.47567 | hydro
2045 | S04 | 0.3811 | hydro
2046 | S01 | 0.55543 | hydro
2046 | S02 | 0.55437 | hydro
2046 | S03 | 0.38103 | hydro
2046 | S04 | 0.3221 | hydro
2047 | S01 | 0.52697 | hydro
2047 | S02 | 0.58337 | hydro
2047 | S03 | 0.37793 | hydro
2047 | S04 | 0.3523 | hydro
2048 | S01 | 0.6025 | hydro
2048 | S02 | 0.6644 | hydro
2048 | S03 | 0.4886 | hydro
2048 | S04 | 0.41173 | hydro
2049 | S01 | 0.67657 | hydro
2049 | S02 | 0.63307 | hydro
2049 | S03 | 0.48363 | hydro
2049 | S04 | 0.3648 | hydro
2050 | S01 | 0.5209 | hydro
2050 | S02 | 0.4855 | hydro
2050 | S03 | 0.36597 | hydro
2050 | S04 | 0.30597 | hydro