## weo_pg
Conventional Technologies from WEO
scenario | technology | attribute | 2023 | 2030 | 2050 | model_attribute | model_fuel
Net Zero Emissions by 2050 | Bioenergy + CCUS | Annual O&M Costs (USD/kW) |  | 180 | 150 | ncap_fom | bioenergy
Net Zero Emissions by 2050 | Bioenergy + CCUS | Capacity factor (%) |  | 0.6 | 0.6 | ncap_af | bioenergy
Net Zero Emissions by 2050 | Bioenergy + CCUS | Capital costs (USD/kW) |  | 5150 | 4250 | ncap_cost | bioenergy
Net Zero Emissions by 2050 | Bioenergy + CCUS | Construction Time (years) |  | 3 | 3 | ncap_iled | bioenergy
Net Zero Emissions by 2050 | Bioenergy + CCUS | Efficiency (gross, LHV) |  | 0.3 | 0.3 | efficiency | bioenergy
Net Zero Emissions by 2050 | Bioenergy - Large scale unit | Annual O&M Costs (USD/kW) |  | 80 | 75 | ncap_fom | bioenergy
Net Zero Emissions by 2050 | Bioenergy - Large scale unit | Capacity factor (%) |  | 0.6 | 0.6 | ncap_af | bioenergy
Net Zero Emissions by 2050 | Bioenergy - Large scale unit | Capital costs (USD/kW) |  | 2350 | 2200 | ncap_cost | bioenergy
Net Zero Emissions by 2050 | Bioenergy - Large scale unit | Construction Time (years) |  | 3 | 3 | ncap_iled | bioenergy
Net Zero Emissions by 2050 | Bioenergy - Large scale unit | Efficiency (gross, LHV) |  | 0.35 | 0.35 | efficiency | bioenergy
Net Zero Emissions by 2050 | CCGT | Annual O&M Costs (USD/kW) |  | 25 | 25 | ncap_fom | gas
Net Zero Emissions by 2050 | CCGT | Capital costs (USD/kW) |  | 1000 | 1000 | ncap_cost | gas
Net Zero Emissions by 2050 | CCGT | Efficiency (gross, LHV) |  | 0.6 | 0.61 | efficiency | gas
Net Zero Emissions by 2050 | CCGT + CCS | Annual O&M Costs (USD/kW) |  | 60 | 50 | ncap_fom | gas
Net Zero Emissions by 2050 | CCGT + CCS | Capital costs (USD/kW) |  | 2400 | 2050 | ncap_cost | gas
Net Zero Emissions by 2050 | CCGT + CCS | Efficiency (gross, LHV) |  | 0.52 | 0.54 | efficiency | gas
Net Zero Emissions by 2050 | Coal + CCS | Annual O&M Costs (USD/kW) |  | 130 | 115 | ncap_fom | coal
Net Zero Emissions by 2050 | Coal + CCS | Capital costs (USD/kW) |  | 4350 | 3750 | ncap_cost | coal
Net Zero Emissions by 2050 | Coal + CCS | Efficiency (gross, LHV) |  | 0.38 | 0.39 | efficiency | coal
Net Zero Emissions by 2050 | Gas turbine | Annual O&M Costs (USD/kW) |  | 20 | 20 | ncap_fom | gas
Net Zero Emissions by 2050 | Gas turbine | Capital costs (USD/kW) |  | 500 | 500 | ncap_cost | gas
Net Zero Emissions by 2050 | Gas turbine | Efficiency (gross, LHV) |  | 0.41 | 0.42 | efficiency | gas
Net Zero Emissions by 2050 | Hydropower - large-scale unit | Annual O&M Costs (USD/kW) |  | 65 | 65 | ncap_fom | hydro
Net Zero Emissions by 2050 | Hydropower - large-scale unit | Capacity factor (%) |  | 0.35 | 0.35 | ncap_af | hydro
Net Zero Emissions by 2050 | Hydropower - large-scale unit | Capital costs (USD/kW) |  | 2650 | 2650 | ncap_cost | hydro
Net Zero Emissions by 2050 | Hydropower - large-scale unit | Construction Time (years) |  | 4 | 4 | ncap_iled | hydro
Net Zero Emissions by 2050 | Hydropower - large-scale unit | Efficiency (gross, LHV) |  | 1 | 1 | efficiency | hydro
Net Zero Emissions by 2050 | IGCC | Annual O&M Costs (USD/kW) |  | 85 | 80 | ncap_fom | gas
Net Zero Emissions by 2050 | IGCC | Capital costs (USD/kW) |  | 2350 | 2300 | ncap_cost | gas
Net Zero Emissions by 2050 | IGCC | Efficiency (gross, LHV) |  | 0.47 | 0.5 | efficiency | gas
Net Zero Emissions by 2050 | IGCC + CCS | Annual O&M Costs (USD/kW) |  | 180 | 150 | ncap_fom | coal
Net Zero Emissions by 2050 | IGCC + CCS | Capital costs (USD/kW) |  | 5150 | 4350 | ncap_cost | coal
Net Zero Emissions by 2050 | IGCC + CCS | Efficiency (gross, LHV) |  | 0.38 | 0.43 | efficiency | coal
Net Zero Emissions by 2050 | Nuclear large | Annual O&M Costs (USD/kW) |  | 165 | 160 | ncap_fom | nuclear
Net Zero Emissions by 2050 | Nuclear large | Capital costs (USD/kW) |  | 5100 | 4500 | ncap_cost | nuclear
Net Zero Emissions by 2050 | Nuclear large | Efficiency (gross, LHV) |  | 0.33 | 0.33 | efficiency | nuclear
Net Zero Emissions by 2050 | Oxyfuel + CCS | Annual O&M Costs (USD/kW) |  | 155 | 145 | ncap_fom | coal
Net Zero Emissions by 2050 | Oxyfuel + CCS | Capital costs (USD/kW) |  | 5100 | 4800 | ncap_cost | coal
Net Zero Emissions by 2050 | Oxyfuel + CCS | Efficiency (gross, LHV) |  | 0.38 | 0.39 | efficiency | coal
Net Zero Emissions by 2050 | Solar photovoltaics - Large scale unit | Annual O&M Costs (USD/kW) |  | 10 | 10 | ncap_fom | solar
Net Zero Emissions by 2050 | Solar photovoltaics - Large scale unit | Capacity factor (%) |  | 0.14 | 0.14 | ncap_af | solar
Net Zero Emissions by 2050 | Solar photovoltaics - Large scale unit | Capital costs (USD/kW) |  | 460 | 320 | ncap_cost | solar
Net Zero Emissions by 2050 | Solar photovoltaics - Large scale unit | Construction Time (years) |  | 1.5 | 1.5 | ncap_iled | solar
Net Zero Emissions by 2050 | Solar photovoltaics - Large scale unit | Efficiency (gross, LHV) |  | 1 | 1 | efficiency | solar
Net Zero Emissions by 2050 | Steam Coal - SUBCRITICAL | Annual O&M Costs (USD/kW) |  | 45 | 45 | ncap_fom | coal
Net Zero Emissions by 2050 | Steam Coal - SUBCRITICAL | Capital costs (USD/kW) |  | 1700 | 1700 | ncap_cost | coal
Net Zero Emissions by 2050 | Steam Coal - SUBCRITICAL | Efficiency (gross, LHV) |  | 0.39 | 0.39 | efficiency | coal
Net Zero Emissions by 2050 | Steam Coal - SUPERCRITICAL | Annual O&M Costs (USD/kW) |  | 60 | 60 | ncap_fom | coal
Net Zero Emissions by 2050 | Steam Coal - SUPERCRITICAL | Capital costs (USD/kW) |  | 2000 | 2000 | ncap_cost | coal
Net Zero Emissions by 2050 | Steam Coal - SUPERCRITICAL | Efficiency (gross, LHV) |  | 0.43 | 0.43 | efficiency | coal
Net Zero Emissions by 2050 | Steam Coal - ULTRASUPERCRITICAL | Annual O&M Costs (USD/kW) |  | 65 | 65 | ncap_fom | coal
Net Zero Emissions by 2050 | Steam Coal - ULTRASUPERCRITICAL | Capital costs (USD/kW) |  | 2200 | 2200 | ncap_cost | coal
Net Zero Emissions by 2050 | Steam Coal - ULTRASUPERCRITICAL | Efficiency (gross, LHV) |  | 0.46 | 0.48 | efficiency | coal
Net Zero Emissions by 2050 | Wind offshore | Annual O&M Costs (USD/kW) |  | 45 | 35 | ncap_fom | unknown
Net Zero Emissions by 2050 | Wind offshore | Capacity factor (%) |  | 0.55 | 0.56 | ncap_af | unknown
Net Zero Emissions by 2050 | Wind offshore | Capital costs (USD/kW) |  | 2140 | 1440 | ncap_cost | unknown
Net Zero Emissions by 2050 | Wind offshore | Construction Time (years) |  | 3 | 3 | ncap_iled | unknown
Net Zero Emissions by 2050 | Wind offshore | Efficiency (gross, LHV) |  | 1 | 1 | efficiency | unknown
Net Zero Emissions by 2050 | Wind onshore | Annual O&M Costs (USD/kW) |  | 38 | 38 | ncap_fom | unknown
Net Zero Emissions by 2050 | Wind onshore | Capacity factor (%) |  | 0.3 | 0.3 | ncap_af | unknown
Net Zero Emissions by 2050 | Wind onshore | Capital costs (USD/kW) |  | 1530 | 1440 | ncap_cost | unknown
Net Zero Emissions by 2050 | Wind onshore | Construction Time (years) |  | 1.5 | 1.5 | ncap_iled | unknown
Net Zero Emissions by 2050 | Wind onshore | Efficiency (gross, LHV) |  | 1 | 1 | efficiency | unknown
Stated Policies | Bioenergy + CCUS | Annual O&M Costs (USD/kW) | 200 | 200 | 175 | ncap_fom | bioenergy
Stated Policies | Bioenergy + CCUS | Capacity factor (%) | 0.6 | 0.6 | 0.6 | ncap_af | bioenergy
Stated Policies | Bioenergy + CCUS | Capital costs (USD/kW) | 5750 | 5700 | 5100 | ncap_cost | bioenergy
Stated Policies | Bioenergy + CCUS | Construction Time (years) | 3 | 3 | 3 | ncap_iled | bioenergy
Stated Policies | Bioenergy + CCUS | Efficiency (gross, LHV) | 0.3 | 0.3 | 0.3 | efficiency | bioenergy
Stated Policies | Bioenergy - Large scale unit | Annual O&M Costs (USD/kW) | 85 | 85 | 80 | ncap_fom | bioenergy
Stated Policies | Bioenergy - Large scale unit | Capacity factor (%) | 0.6 | 0.6 | 0.6 | ncap_af | bioenergy
Stated Policies | Bioenergy - Large scale unit | Capital costs (USD/kW) | 2400 | 2350 | 2300 | ncap_cost | bioenergy
Stated Policies | Bioenergy - Large scale unit | Construction Time (years) | 3 | 3 | 3 | ncap_iled | bioenergy
Stated Policies | Bioenergy - Large scale unit | Efficiency (gross, LHV) | 0.35 | 0.35 | 0.35 | efficiency | bioenergy
Stated Policies | CCGT | Annual O&M Costs (USD/kW) | 25 | 25 | 25 | ncap_fom | gas
Stated Policies | CCGT | Capital costs (USD/kW) | 1000 | 1000 | 1000 | ncap_cost | gas
Stated Policies | CCGT | Efficiency (gross, LHV) | 0.59 | 0.6 | 0.61 | efficiency | gas
Stated Policies | CCGT + CCS | Annual O&M Costs (USD/kW) | 75 | 75 | 60 | ncap_fom | gas
Stated Policies | CCGT + CCS | Capital costs (USD/kW) | 3100 | 3100 | 2400 | ncap_cost | gas
Stated Policies | CCGT + CCS | Efficiency (gross, LHV) | 0.51 | 0.52 | 0.54 | efficiency | gas
Stated Policies | Coal + CCS | Annual O&M Costs (USD/kW) | 165 | 165 | 130 | ncap_fom | coal
Stated Policies | Coal + CCS | Capital costs (USD/kW) | 5500 | 5500 | 4350 | ncap_cost | coal
Stated Policies | Coal + CCS | Efficiency (gross, LHV) | 0.37 | 0.38 | 0.39 | efficiency | coal
Stated Policies | Gas turbine | Annual O&M Costs (USD/kW) | 20 | 20 | 20 | ncap_fom | gas
Stated Policies | Gas turbine | Capital costs (USD/kW) | 500 | 500 | 500 | ncap_cost | gas
Stated Policies | Gas turbine | Efficiency (gross, LHV) | 0.4 | 0.41 | 0.42 | efficiency | gas
Stated Policies | Hydropower - large-scale unit | Annual O&M Costs (USD/kW) | 65 | 65 | 65 | ncap_fom | hydro
Stated Policies | Hydropower - large-scale unit | Capacity factor (%) | 0.35 | 0.35 | 0.35 | ncap_af | hydro
Stated Policies | Hydropower - large-scale unit | Capital costs (USD/kW) | 2650 | 2650 | 2650 | ncap_cost | hydro
Stated Policies | Hydropower - large-scale unit | Construction Time (years) | 4 | 4 | 4 | ncap_iled | hydro
Stated Policies | Hydropower - large-scale unit | Efficiency (gross, LHV) | 1 | 1 | 1 | efficiency | hydro
Stated Policies | IGCC | Annual O&M Costs (USD/kW) | 95 | 85 | 80 | ncap_fom | gas
Stated Policies | IGCC | Capital costs (USD/kW) | 2500 | 2350 | 2300 | ncap_cost | gas
Stated Policies | IGCC | Efficiency (gross, LHV) | 0.45 | 0.47 | 0.5 | efficiency | gas
Stated Policies | IGCC + CCS | Annual O&M Costs (USD/kW) | 205 | 200 | 180 | ncap_fom | coal
Stated Policies | IGCC + CCS | Capital costs (USD/kW) | 5850 | 5700 | 5100 | ncap_cost | coal
Stated Policies | IGCC + CCS | Efficiency (gross, LHV) | 0.36 | 0.38 | 0.43 | efficiency | coal
Stated Policies | Nuclear large | Annual O&M Costs (USD/kW) | 165 | 165 | 160 | ncap_fom | nuclear
Stated Policies | Nuclear large | Capital costs (USD/kW) | 6600 | 5100 | 4500 | ncap_cost | nuclear
Stated Policies | Nuclear large | Efficiency (gross, LHV) | 0.33 | 0.33 | 0.33 | efficiency | nuclear
Stated Policies | Oxyfuel + CCS | Annual O&M Costs (USD/kW) | 170 | 170 | 155 | ncap_fom | coal
Stated Policies | Oxyfuel + CCS | Capital costs (USD/kW) | 5700 | 5700 | 5100 | ncap_cost | coal
Stated Policies | Oxyfuel + CCS | Efficiency (gross, LHV) | 0.37 | 0.38 | 0.39 | efficiency | coal
Stated Policies | Solar photovoltaics - Large scale unit | Annual O&M Costs (USD/kW) | 12 | 10 | 10 | ncap_fom | solar
Stated Policies | Solar photovoltaics - Large scale unit | Capacity factor (%) | 0.14 | 0.14 | 0.14 | ncap_af | solar
Stated Policies | Solar photovoltaics - Large scale unit | Capital costs (USD/kW) | 750 | 480 | 340 | ncap_cost | solar
Stated Policies | Solar photovoltaics - Large scale unit | Construction Time (years) | 1.5 | 1.5 | 1.5 | ncap_iled | solar
Stated Policies | Solar photovoltaics - Large scale unit | Efficiency (gross, LHV) | 1 | 1 | 1 | efficiency | solar
Stated Policies | Steam Coal - SUBCRITICAL | Annual O&M Costs (USD/kW) | 45 | 45 | 45 | ncap_fom | coal
Stated Policies | Steam Coal - SUBCRITICAL | Capital costs (USD/kW) | 1700 | 1700 | 1700 | ncap_cost | coal
Stated Policies | Steam Coal - SUBCRITICAL | Efficiency (gross, LHV) | 0.39 | 0.39 | 0.39 | efficiency | coal
Stated Policies | Steam Coal - SUPERCRITICAL | Annual O&M Costs (USD/kW) | 60 | 60 | 60 | ncap_fom | coal
Stated Policies | Steam Coal - SUPERCRITICAL | Capital costs (USD/kW) | 2000 | 2000 | 2000 | ncap_cost | coal
Stated Policies | Steam Coal - SUPERCRITICAL | Efficiency (gross, LHV) | 0.43 | 0.43 | 0.43 | efficiency | coal
Stated Policies | Steam Coal - ULTRASUPERCRITICAL | Annual O&M Costs (USD/kW) | 65 | 65 | 65 | ncap_fom | coal
Stated Policies | Steam Coal - ULTRASUPERCRITICAL | Capital costs (USD/kW) | 2200 | 2200 | 2200 | ncap_cost | coal
Stated Policies | Steam Coal - ULTRASUPERCRITICAL | Efficiency (gross, LHV) | 0.46 | 0.46 | 0.48 | efficiency | coal
Stated Policies | Wind offshore | Annual O&M Costs (USD/kW) | 60 | 50 | 40 | ncap_fom | unknown
Stated Policies | Wind offshore | Capacity factor (%) | 0.5 | 0.55 | 0.56 | ncap_af | unknown
Stated Policies | Wind offshore | Capital costs (USD/kW) | 3120 | 2280 | 1660 | ncap_cost | unknown
Stated Policies | Wind offshore | Construction Time (years) | 3 | 3 | 3 | ncap_iled | unknown
Stated Policies | Wind offshore | Efficiency (gross, LHV) | 1 | 1 | 1 | efficiency | unknown
Stated Policies | Wind onshore | Annual O&M Costs (USD/kW) | 42 | 40 | 38 | ncap_fom | unknown
Stated Policies | Wind onshore | Capacity factor (%) | 0.29 | 0.3 | 0.3 | ncap_af | unknown
Stated Policies | Wind onshore | Capital costs (USD/kW) | 1630 | 1550 | 1490 | ncap_cost | unknown
Stated Policies | Wind onshore | Construction Time (years) | 1.5 | 1.5 | 1.5 | ncap_iled | unknown
Stated Policies | Wind onshore | Efficiency (gross, LHV) | 1 | 1 | 1 | efficiency | unknown

## re_targets
RE Targets from EMBER
TARGET_YEAR | FUEL_CATEGORY | METRIC | VALUE | SOURCE_TYPE | SOURCE_NAME | PUBLISHER | ANNOUNCEMENT_DATE | LINK | SOURCE_SUMMARY | NOTES
2028 | Bioenergy | capacity_total_gw | 1.18 | National strategy or plans (approved) | Integrated National Energy and Climate Plan for France | Government of France | 2020-03-01 | https://energy.ec.europa.eu/system/files/2022-08/fr_final_necp_main_en.pdf | Under the EU Regulation on the governance of energy union and climate action (EU 2018/21999), adopted in 2019 as part of the Clean Energy for All Europeans Package, all EU countries must submit 10-year national energy and climate plans (NECPs) to outline how they intend to meet the EU energy and climate targets for 2030. In line with Article 14 of the Governance Regulation, EU member countries were requried to submit their draft updated NECPS to the EU Commission. France has not submitted its updated NECP plans yet, as of August 9, 2023. | p. 8, "Targets relating to renewable energies were set in the Law on Energy Transition for Green Growth and updated in the 2019 Law on Energy and Climate. According to current plans, the share of renewable energies will be increased to 23% of gross final energy consumption by 2020, and to 33% by 2030. By this date, renewable energies must account for at least 40% of electricity production" When target is given as a range, then we take the lower end.
2030 | Bioenergy | capacity_total_gw | 0 | National strategy or plans (approved) | National Energy Climate Plan of France | Government of France | 2023-11-21 | https://commission.europa.eu/publications/france-draft-updated-necp-2021-2030_en | Under the EU Regulation on the Governance of Energy Union and Climate Action (EU 2018/21999), adopted in 2019 as part of the Clean Energy for All Europeans Package, all EU countries must submit 10-year national energy and climate plans (NECPs) to outline how they intend to meet the EU energy and climate targets for 2030. In line with Article 14 of the Governance Regulation, EU member countries were required to submit their draft updated NECPs to the EU Commission. The Plan is France's updated NECP, submitted in November 2023. Capacity figures are provided in a range, of which the lower trajectories are taken. | p. 51
2028 | Hydro | capacity_total_gw | 26.4 | National strategy or plans (approved) | Integrated National Energy and Climate Plan for France | Government of France | 2020-03-01 | https://energy.ec.europa.eu/system/files/2022-08/fr_final_necp_main_en.pdf | Under the EU Regulation on the governance of energy union and climate action (EU 2018/21999), adopted in 2019 as part of the Clean Energy for All Europeans Package, all EU countries must submit 10-year national energy and climate plans (NECPs) to outline how they intend to meet the EU energy and climate targets for 2030. In line with Article 14 of the Governance Regulation, EU member countries were requried to submit their draft updated NECPS to the EU Commission. France has not submitted its updated NECP plans yet, as of August 9, 2023. | p. 8, "Targets relating to renewable energies were set in the Law on Energy Transition for Green Growth and updated in the 2019 Law on Energy and Climate. According to current plans, the share of renewable energies will be increased to 23% of gross final energy consumption by 2020, and to 33% by 2030. By this date, renewable energies must account for at least 40% of electricity production" When target is given as a range, then we take the lower end.
2030 | Hydro | capacity_total_gw | 0 | National strategy or plans (approved) | National Energy Climate Plan of France | Government of France | 2024-07-10 | https://commission.europa.eu/publications/france-final-updated-necp-2021-2030-submitted-2024_en | France has submitted its final National Energy and Climate Plan (NECP) to the European Union Commission in July 2024. The data shows no changes from the previous draft version of the report. Hydro capacity for 2030 is provided only with the inclusion of pumped hydro, and is therefore not shown in the data. The tracker shows data following the With Additional Measures (WAM) scenario. | Data is taken from the Europe team's NECP tracker data. Capacity: Table of pg.70: Using low trajectories to align with generation numbers Generation: Tables of pg.70-71 and Text of pg.268: Calculated using generation shares and derived total generation number
2030 | Hydro | capacity_total_gw | 26.3 | National strategy or plans (approved) | National Energy Climate Plan of France | Government of France | 2023-11-21 | https://commission.europa.eu/publications/france-draft-updated-necp-2021-2030_en | Under the EU Regulation on the Governance of Energy Union and Climate Action (EU 2018/21999), adopted in 2019 as part of the Clean Energy for All Europeans Package, all EU countries must submit 10-year national energy and climate plans (NECPs) to outline how they intend to meet the EU energy and climate targets for 2030. In line with Article 14 of the Governance Regulation, EU member countries were required to submit their draft updated NECPs to the EU Commission. The Plan is France's updated NECP, submitted in November 2023. Capacity figures are provided in a range, of which the lower trajectories are taken. | p. 51
2028 | Offshore Wind | capacity_total_gw | 5.2 | National strategy or plans (approved) | Integrated National Energy and Climate Plan for France | Government of France | 2020-03-01 | https://energy.ec.europa.eu/system/files/2022-08/fr_final_necp_main_en.pdf | Under the EU Regulation on the governance of energy union and climate action (EU 2018/21999), adopted in 2019 as part of the Clean Energy for All Europeans Package, all EU countries must submit 10-year national energy and climate plans (NECPs) to outline how they intend to meet the EU energy and climate targets for 2030. In line with Article 14 of the Governance Regulation, EU member countries were requried to submit their draft updated NECPS to the EU Commission. France has not submitted its updated NECP plans yet, as of August 9, 2023. | p. 8, "Targets relating to renewable energies were set in the Law on Energy Transition for Green Growth and updated in the 2019 Law on Energy and Climate. According to current plans, the share of renewable energies will be increased to 23% of gross final energy consumption by 2020, and to 33% by 2030. By this date, renewable energies must account for at least 40% of electricity production" When target is given as a range, then we take the lower end.
2030 | Offshore Wind | capacity_total_gw | 3.6 | National strategy or plans (approved) | National Energy Climate Plan of France | Government of France | 2024-07-10 | https://commission.europa.eu/publications/france-final-updated-necp-2021-2030-submitted-2024_en | France has submitted its final National Energy and Climate Plan (NECP) to the European Union Commission in July 2024. The data shows no changes from the previous draft version of the report. Hydro capacity for 2030 is provided only with the inclusion of pumped hydro, and is therefore not shown in the data. The tracker shows data following the With Additional Measures (WAM) scenario. | Data is taken from the Europe team's NECP tracker data. Capacity: Table of pg.70: Using low trajectories to align with generation numbers Generation: Tables of pg.70-71 and Text of pg.268: Calculated using generation shares and derived total generation number
2030 | Offshore Wind | capacity_total_gw | 3.6 | National strategy or plans (approved) | National Energy Climate Plan of France | Government of France | 2023-11-21 | https://commission.europa.eu/publications/france-draft-updated-necp-2021-2030_en | Under the EU Regulation on the Governance of Energy Union and Climate Action (EU 2018/21999), adopted in 2019 as part of the Clean Energy for All Europeans Package, all EU countries must submit 10-year national energy and climate plans (NECPs) to outline how they intend to meet the EU energy and climate targets for 2030. In line with Article 14 of the Governance Regulation, EU member countries were required to submit their draft updated NECPs to the EU Commission. The Plan is France's updated NECP, submitted in November 2023. Capacity figures are provided in a range, of which the lower trajectories are taken. | p. 51
2030 | Offshore Wind | capacity_total_gw | 3.6 | National strategy or plans (approved) | Ecological Planning Dashboard | Ecological Transition Agency (ADEME) | 2023-07-01 | https://www.gouvernement.fr/upload/media/content/0001/06/27899b60fe0cf622dc033d34bd8b2f1ab0c8102c.pdf | As part of the official Ecological Planning process, key indicators for 2030 are presented in this supplementary document. The trajectories are based on officieal objectives or projections. | p. 7 Puissance cumulée installée de production électrique d’origine solaire, en Megawatt (MW).
2030 | Onshore Wind | capacity_total_gw | 30 | National strategy or plans (approved) | Ecological Planning Dashboard | Ecological Transition Agency (ADEME) | 2023-07-01 | https://www.gouvernement.fr/upload/media/content/0001/06/27899b60fe0cf622dc033d34bd8b2f1ab0c8102c.pdf | As part of the official Ecological Planning process, key indicators for 2030 are presented in this supplementary document. The trajectories are based on officieal objectives or projections. | p. 7 Puissance cumulée installée de production électrique d’origine solaire, en Megawatt (MW).
2030 | Onshore Wind | capacity_total_gw | 33 | National strategy or plans (approved) | National Energy Climate Plan of France | Government of France | 2024-07-10 | https://commission.europa.eu/publications/france-final-updated-necp-2021-2030-submitted-2024_en | France has submitted its final National Energy and Climate Plan (NECP) to the European Union Commission in July 2024. The data shows no changes from the previous draft version of the report. Hydro capacity for 2030 is provided only with the inclusion of pumped hydro, and is therefore not shown in the data. The tracker shows data following the With Additional Measures (WAM) scenario. | Data is taken from the Europe team's NECP tracker data. Capacity: Table of pg.70: Using low trajectories to align with generation numbers Generation: Tables of pg.70-71 and Text of pg.268: Calculated using generation shares and derived total generation number
2030 | Onshore Wind | capacity_total_gw | 33 | National strategy or plans (approved) | National Energy Climate Plan of France | Government of France | 2023-11-21 | https://commission.europa.eu/publications/france-draft-updated-necp-2021-2030_en | Under the EU Regulation on the Governance of Energy Union and Climate Action (EU 2018/21999), adopted in 2019 as part of the Clean Energy for All Europeans Package, all EU countries must submit 10-year national energy and climate plans (NECPs) to outline how they intend to meet the EU energy and climate targets for 2030. In line with Article 14 of the Governance Regulation, EU member countries were required to submit their draft updated NECPs to the EU Commission. The Plan is France's updated NECP, submitted in November 2023. Capacity figures are provided in a range, of which the lower trajectories are taken. | p. 51
2028 | Onshore Wind | capacity_total_gw | 33.2 | National strategy or plans (approved) | Integrated National Energy and Climate Plan for France | Government of France | 2020-03-01 | https://energy.ec.europa.eu/system/files/2022-08/fr_final_necp_main_en.pdf | Under the EU Regulation on the governance of energy union and climate action (EU 2018/21999), adopted in 2019 as part of the Clean Energy for All Europeans Package, all EU countries must submit 10-year national energy and climate plans (NECPs) to outline how they intend to meet the EU energy and climate targets for 2030. In line with Article 14 of the Governance Regulation, EU member countries were requried to submit their draft updated NECPS to the EU Commission. France has not submitted its updated NECP plans yet, as of August 9, 2023. | p. 8, "Targets relating to renewable energies were set in the Law on Energy Transition for Green Growth and updated in the 2019 Law on Energy and Climate. According to current plans, the share of renewable energies will be increased to 23% of gross final energy consumption by 2020, and to 33% by 2030. By this date, renewable energies must account for at least 40% of electricity production" When target is given as a range, then we take the lower end.
2028 | Other Renewables | capacity_total_gw | 0.024 | National strategy or plans (approved) | Integrated National Energy and Climate Plan for France | Government of France | 2020-03-01 | https://energy.ec.europa.eu/system/files/2022-08/fr_final_necp_main_en.pdf | Under the EU Regulation on the governance of energy union and climate action (EU 2018/21999), adopted in 2019 as part of the Clean Energy for All Europeans Package, all EU countries must submit 10-year national energy and climate plans (NECPs) to outline how they intend to meet the EU energy and climate targets for 2030. In line with Article 14 of the Governance Regulation, EU member countries were requried to submit their draft updated NECPS to the EU Commission. France has not submitted its updated NECP plans yet, as of August 9, 2023. | p. 8, "Targets relating to renewable energies were set in the Law on Energy Transition for Green Growth and updated in the 2019 Law on Energy and Climate. According to current plans, the share of renewable energies will be increased to 23% of gross final energy consumption by 2020, and to 33% by 2030. By this date, renewable energies must account for at least 40% of electricity production" When target is given as a range, then we take the lower end.
2028 | Solar | capacity_total_gw | 35.1 | National strategy or plans (approved) | Integrated National Energy and Climate Plan for France | Government of France | 2020-03-01 | https://energy.ec.europa.eu/system/files/2022-08/fr_final_necp_main_en.pdf | Under the EU Regulation on the governance of energy union and climate action (EU 2018/21999), adopted in 2019 as part of the Clean Energy for All Europeans Package, all EU countries must submit 10-year national energy and climate plans (NECPs) to outline how they intend to meet the EU energy and climate targets for 2030. In line with Article 14 of the Governance Regulation, EU member countries were requried to submit their draft updated NECPS to the EU Commission. France has not submitted its updated NECP plans yet, as of August 9, 2023. | p. 8, "Targets relating to renewable energies were set in the Law on Energy Transition for Green Growth and updated in the 2019 Law on Energy and Climate. According to current plans, the share of renewable energies will be increased to 23% of gross final energy consumption by 2020, and to 33% by 2030. By this date, renewable energies must account for at least 40% of electricity production" When target is given as a range, then we take the lower end.
2030 | Solar | capacity_total_gw | 54 | National strategy or plans (approved) | National Energy Climate Plan of France | Government of France | 2024-07-10 | https://commission.europa.eu/publications/france-final-updated-necp-2021-2030-submitted-2024_en | France has submitted its final National Energy and Climate Plan (NECP) to the European Union Commission in July 2024. The data shows no changes from the previous draft version of the report. Hydro capacity for 2030 is provided only with the inclusion of pumped hydro, and is therefore not shown in the data. The tracker shows data following the With Additional Measures (WAM) scenario. | Data is taken from the Europe team's NECP tracker data. Capacity: Table of pg.70: Using low trajectories to align with generation numbers Generation: Tables of pg.70-71 and Text of pg.268: Calculated using generation shares and derived total generation number
2030 | Solar | capacity_total_gw | 54 | National strategy or plans (approved) | National Energy Climate Plan of France | Government of France | 2023-11-21 | https://commission.europa.eu/publications/france-draft-updated-necp-2021-2030_en | Under the EU Regulation on the Governance of Energy Union and Climate Action (EU 2018/21999), adopted in 2019 as part of the Clean Energy for All Europeans Package, all EU countries must submit 10-year national energy and climate plans (NECPs) to outline how they intend to meet the EU energy and climate targets for 2030. In line with Article 14 of the Governance Regulation, EU member countries were required to submit their draft updated NECPs to the EU Commission. The Plan is France's updated NECP, submitted in November 2023. Capacity figures are provided in a range, of which the lower trajectories are taken. | p. 51
2030 | Solar | capacity_total_gw | 52 | National strategy or plans (approved) | Ecological Planning Dashboard | Ecological Transition Agency (ADEME) | 2023-07-01 | https://www.gouvernement.fr/upload/media/content/0001/06/27899b60fe0cf622dc033d34bd8b2f1ab0c8102c.pdf | As part of the official Ecological Planning process, key indicators for 2030 are presented in this supplementary document. The trajectories are based on officieal objectives or projections. | p. 7 Puissance cumulée installée de production électrique d’origine solaire, en Megawatt (MW).
2030 | Fossil | generation_twh | 22.51 | National strategy or plans (approved) | National Energy Climate Plan of France | Government of France | 2024-07-10 | https://commission.europa.eu/publications/france-final-updated-necp-2021-2030-submitted-2024_en | France has submitted its final National Energy and Climate Plan (NECP) to the European Union Commission in July 2024. The data shows no changes from the previous draft version of the report. Hydro capacity for 2030 is provided only with the inclusion of pumped hydro, and is therefore not shown in the data. The tracker shows data following the With Additional Measures (WAM) scenario. | Data is taken from the Europe team's NECP tracker data. Capacity: Table of pg.70: Using low trajectories to align with generation numbers Generation: Tables of pg.70-71 and Text of pg.268: Calculated using generation shares and derived total generation number
2030 | Gas | generation_twh | 27 | National strategy or plans (approved) | Ecological Planning in Energy | Government of France | 2023-06-12 | https://www.gouvernement.fr/france-nation-verte/mieux-produire#fr-sidemenu__link-ca6d3801-0137-4ea8-a357-62bd0f6cdb25 | The French government has made "ecological transition" as its policy priority and commenced a cross-sectoral mobilisation plan, "France Nation Verte". A detailed decarbonisation strategy (also known as "Ecological Planning") for the power sector is included in this plan. This document provides projected electricity production by fuel for 2030, under the "accelerated renewable ambition" scenario. | p. 24 Accelerated renewable ambition 2030
2030 | Gas | generation_twh |  | National strategy or plans (approved) | National Energy Climate Plan of France | Government of France | 2023-11-21 | https://commission.europa.eu/publications/france-draft-updated-necp-2021-2030_en | Under the EU Regulation on the Governance of Energy Union and Climate Action (EU 2018/21999), adopted in 2019 as part of the Clean Energy for All Europeans Package, all EU countries must submit 10-year national energy and climate plans (NECPs) to outline how they intend to meet the EU energy and climate targets for 2030. In line with Article 14 of the Governance Regulation, EU member countries were required to submit their draft updated NECPs to the EU Commission. The Plan is France's updated NECP, submitted in November 2023. Capacity figures are provided in a range, of which the lower trajectories are taken. | p. 51
2030 | Hydro | generation_twh | 54 | National strategy or plans (approved) | National Energy Climate Plan of France | Government of France | 2024-07-10 | https://commission.europa.eu/publications/france-final-updated-necp-2021-2030-submitted-2024_en | France has submitted its final National Energy and Climate Plan (NECP) to the European Union Commission in July 2024. The data shows no changes from the previous draft version of the report. Hydro capacity for 2030 is provided only with the inclusion of pumped hydro, and is therefore not shown in the data. The tracker shows data following the With Additional Measures (WAM) scenario. | Data is taken from the Europe team's NECP tracker data. Capacity: Table of pg.70: Using low trajectories to align with generation numbers Generation: Tables of pg.70-71 and Text of pg.268: Calculated using generation shares and derived total generation number
2030 | Hydro | generation_twh | 58 | National strategy or plans (approved) | Ecological Planning in Energy | Government of France | 2023-06-12 | https://www.gouvernement.fr/france-nation-verte/mieux-produire#fr-sidemenu__link-ca6d3801-0137-4ea8-a357-62bd0f6cdb25 | The French government has made "ecological transition" as its policy priority and commenced a cross-sectoral mobilisation plan, "France Nation Verte". A detailed decarbonisation strategy (also known as "Ecological Planning") for the power sector is included in this plan. This document provides projected electricity production by fuel for 2030, under the "accelerated renewable ambition" scenario. | p. 24 Accelerated renewable ambition 2030
2030 | Hydro | generation_twh | 14 | National strategy or plans (approved) | National Energy Climate Plan of France | Government of France | 2023-11-21 | https://commission.europa.eu/publications/france-draft-updated-necp-2021-2030_en | Under the EU Regulation on the Governance of Energy Union and Climate Action (EU 2018/21999), adopted in 2019 as part of the Clean Energy for All Europeans Package, all EU countries must submit 10-year national energy and climate plans (NECPs) to outline how they intend to meet the EU energy and climate targets for 2030. In line with Article 14 of the Governance Regulation, EU member countries were required to submit their draft updated NECPs to the EU Commission. The Plan is France's updated NECP, submitted in November 2023. Capacity figures are provided in a range, of which the lower trajectories are taken. | p. 51
2030 | Nuclear | generation_twh | 343.34 | National strategy or plans (approved) | National Energy Climate Plan of France | Government of France | 2024-07-10 | https://commission.europa.eu/publications/france-final-updated-necp-2021-2030-submitted-2024_en | France has submitted its final National Energy and Climate Plan (NECP) to the European Union Commission in July 2024. The data shows no changes from the previous draft version of the report. Hydro capacity for 2030 is provided only with the inclusion of pumped hydro, and is therefore not shown in the data. The tracker shows data following the With Additional Measures (WAM) scenario. | Data is taken from the Europe team's NECP tracker data. Capacity: Table of pg.70: Using low trajectories to align with generation numbers Generation: Tables of pg.70-71 and Text of pg.268: Calculated using generation shares and derived total generation number
2030 | Nuclear | generation_twh | 361 | National strategy or plans (approved) | Ecological Planning in Energy | Government of France | 2023-06-12 | https://www.gouvernement.fr/france-nation-verte/mieux-produire#fr-sidemenu__link-ca6d3801-0137-4ea8-a357-62bd0f6cdb25 | The French government has made "ecological transition" as its policy priority and commenced a cross-sectoral mobilisation plan, "France Nation Verte". A detailed decarbonisation strategy (also known as "Ecological Planning") for the power sector is included in this plan. This document provides projected electricity production by fuel for 2030, under the "accelerated renewable ambition" scenario. | p. 24 Accelerated renewable ambition 2030
2030 | Offshore Wind | generation_twh | 18 | National strategy or plans (approved) | Ecological Planning in Energy | Government of France | 2023-06-12 | https://www.gouvernement.fr/france-nation-verte/mieux-produire#fr-sidemenu__link-ca6d3801-0137-4ea8-a357-62bd0f6cdb25 | The French government has made "ecological transition" as its policy priority and commenced a cross-sectoral mobilisation plan, "France Nation Verte". A detailed decarbonisation strategy (also known as "Ecological Planning") for the power sector is included in this plan. This document provides projected electricity production by fuel for 2030, under the "accelerated renewable ambition" scenario. | p. 24 Accelerated renewable ambition 2030
2030 | Offshore Wind | generation_twh | 14 | National strategy or plans (approved) | National Energy Climate Plan of France | Government of France | 2024-07-10 | https://commission.europa.eu/publications/france-final-updated-necp-2021-2030-submitted-2024_en | France has submitted its final National Energy and Climate Plan (NECP) to the European Union Commission in July 2024. The data shows no changes from the previous draft version of the report. Hydro capacity for 2030 is provided only with the inclusion of pumped hydro, and is therefore not shown in the data. The tracker shows data following the With Additional Measures (WAM) scenario. | Data is taken from the Europe team's NECP tracker data. Capacity: Table of pg.70: Using low trajectories to align with generation numbers Generation: Tables of pg.70-71 and Text of pg.268: Calculated using generation shares and derived total generation number
2030 | Offshore Wind | generation_twh | 54 | National strategy or plans (approved) | National Energy Climate Plan of France | Government of France | 2023-11-21 | https://commission.europa.eu/publications/france-draft-updated-necp-2021-2030_en | Under the EU Regulation on the Governance of Energy Union and Climate Action (EU 2018/21999), adopted in 2019 as part of the Clean Energy for All Europeans Package, all EU countries must submit 10-year national energy and climate plans (NECPs) to outline how they intend to meet the EU energy and climate targets for 2030. In line with Article 14 of the Governance Regulation, EU member countries were required to submit their draft updated NECPs to the EU Commission. The Plan is France's updated NECP, submitted in November 2023. Capacity figures are provided in a range, of which the lower trajectories are taken. | p. 51
2030 | Onshore Wind | generation_twh | 64 | National strategy or plans (approved) | National Energy Climate Plan of France | Government of France | 2024-07-10 | https://commission.europa.eu/publications/france-final-updated-necp-2021-2030-submitted-2024_en | France has submitted its final National Energy and Climate Plan (NECP) to the European Union Commission in July 2024. The data shows no changes from the previous draft version of the report. Hydro capacity for 2030 is provided only with the inclusion of pumped hydro, and is therefore not shown in the data. The tracker shows data following the With Additional Measures (WAM) scenario. | Data is taken from the Europe team's NECP tracker data. Capacity: Table of pg.70: Using low trajectories to align with generation numbers Generation: Tables of pg.70-71 and Text of pg.268: Calculated using generation shares and derived total generation number
2030 | Onshore Wind | generation_twh | 65 | National strategy or plans (approved) | Ecological Planning in Energy | Government of France | 2023-06-12 | https://www.gouvernement.fr/france-nation-verte/mieux-produire#fr-sidemenu__link-ca6d3801-0137-4ea8-a357-62bd0f6cdb25 | The French government has made "ecological transition" as its policy priority and commenced a cross-sectoral mobilisation plan, "France Nation Verte". A detailed decarbonisation strategy (also known as "Ecological Planning") for the power sector is included in this plan. This document provides projected electricity production by fuel for 2030, under the "accelerated renewable ambition" scenario. | p. 24 Accelerated renewable ambition 2030
2030 | Onshore Wind | generation_twh | 64 | National strategy or plans (approved) | National Energy Climate Plan of France | Government of France | 2023-11-21 | https://commission.europa.eu/publications/france-draft-updated-necp-2021-2030_en | Under the EU Regulation on the Governance of Energy Union and Climate Action (EU 2018/21999), adopted in 2019 as part of the Clean Energy for All Europeans Package, all EU countries must submit 10-year national energy and climate plans (NECPs) to outline how they intend to meet the EU energy and climate targets for 2030. In line with Article 14 of the Governance Regulation, EU member countries were required to submit their draft updated NECPs to the EU Commission. The Plan is France's updated NECP, submitted in November 2023. Capacity figures are provided in a range, of which the lower trajectories are taken. | p. 51
2030 | Other Renewables | generation_twh | 10 | National strategy or plans (approved) | Ecological Planning in Energy | Government of France | 2023-06-12 | https://www.gouvernement.fr/france-nation-verte/mieux-produire#fr-sidemenu__link-ca6d3801-0137-4ea8-a357-62bd0f6cdb25 | The French government has made "ecological transition" as its policy priority and commenced a cross-sectoral mobilisation plan, "France Nation Verte". A detailed decarbonisation strategy (also known as "Ecological Planning") for the power sector is included in this plan. This document provides projected electricity production by fuel for 2030, under the "accelerated renewable ambition" scenario. | p. 24 Accelerated renewable ambition 2030
2030 | Other Renewables | generation_twh |  | National strategy or plans (approved) | National Energy Climate Plan of France | Government of France | 2023-11-21 | https://commission.europa.eu/publications/france-draft-updated-necp-2021-2030_en | Under the EU Regulation on the Governance of Energy Union and Climate Action (EU 2018/21999), adopted in 2019 as part of the Clean Energy for All Europeans Package, all EU countries must submit 10-year national energy and climate plans (NECPs) to outline how they intend to meet the EU energy and climate targets for 2030. In line with Article 14 of the Governance Regulation, EU member countries were required to submit their draft updated NECPs to the EU Commission. The Plan is France's updated NECP, submitted in November 2023. Capacity figures are provided in a range, of which the lower trajectories are taken. | p. 51
2030 | Solar | generation_twh | 65 | National strategy or plans (approved) | National Energy Climate Plan of France | Government of France | 2024-07-10 | https://commission.europa.eu/publications/france-final-updated-necp-2021-2030-submitted-2024_en | France has submitted its final National Energy and Climate Plan (NECP) to the European Union Commission in July 2024. The data shows no changes from the previous draft version of the report. Hydro capacity for 2030 is provided only with the inclusion of pumped hydro, and is therefore not shown in the data. The tracker shows data following the With Additional Measures (WAM) scenario. | Data is taken from the Europe team's NECP tracker data. Capacity: Table of pg.70: Using low trajectories to align with generation numbers Generation: Tables of pg.70-71 and Text of pg.268: Calculated using generation shares and derived total generation number
2030 | Solar | generation_twh | 65 | National strategy or plans (approved) | National Energy Climate Plan of France | Government of France | 2023-11-21 | https://commission.europa.eu/publications/france-draft-updated-necp-2021-2030_en | Under the EU Regulation on the Governance of Energy Union and Climate Action (EU 2018/21999), adopted in 2019 as part of the Clean Energy for All Europeans Package, all EU countries must submit 10-year national energy and climate plans (NECPs) to outline how they intend to meet the EU energy and climate targets for 2030. In line with Article 14 of the Governance Regulation, EU member countries were required to submit their draft updated NECPs to the EU Commission. The Plan is France's updated NECP, submitted in November 2023. Capacity figures are provided in a range, of which the lower trajectories are taken. | p. 51
2030 | Solar | generation_twh | 53 | National strategy or plans (approved) | Ecological Planning in Energy | Government of France | 2023-06-12 | https://www.gouvernement.fr/france-nation-verte/mieux-produire#fr-sidemenu__link-ca6d3801-0137-4ea8-a357-62bd0f6cdb25 | The French government has made "ecological transition" as its policy priority and commenced a cross-sectoral mobilisation plan, "France Nation Verte". A detailed decarbonisation strategy (also known as "Ecological Planning") for the power sector is included in this plan. This document provides projected electricity production by fuel for 2030, under the "accelerated renewable ambition" scenario. | p. 24 Accelerated renewable ambition 2030
2030 | Fossil | share_of_generation_pct | 4 | National strategy or plans (approved) | National Energy Climate Plan of France | Government of France | 2024-07-10 | https://commission.europa.eu/publications/france-final-updated-necp-2021-2030-submitted-2024_en | France has submitted its final National Energy and Climate Plan (NECP) to the European Union Commission in July 2024. The data shows no changes from the previous draft version of the report. Hydro capacity for 2030 is provided only with the inclusion of pumped hydro, and is therefore not shown in the data. The tracker shows data following the With Additional Measures (WAM) scenario. | Data is taken from the Europe team's NECP tracker data. Capacity: Table of pg.70: Using low trajectories to align with generation numbers Generation: Tables of pg.70-71 and Text of pg.268: Calculated using generation shares and derived total generation number
2030 | Gas | share_of_generation_pct |  | National strategy or plans (approved) | National Energy Climate Plan of France | Government of France | 2024-07-10 | https://commission.europa.eu/publications/france-final-updated-necp-2021-2030-submitted-2024_en | France has submitted its final National Energy and Climate Plan (NECP) to the European Union Commission in July 2024. The data shows no changes from the previous draft version of the report. Hydro capacity for 2030 is provided only with the inclusion of pumped hydro, and is therefore not shown in the data. The tracker shows data following the With Additional Measures (WAM) scenario. | Data is taken from the Europe team's NECP tracker data. Capacity: Table of pg.70: Using low trajectories to align with generation numbers Generation: Tables of pg.70-71 and Text of pg.268: Calculated using generation shares and derived total generation number
2030 | Gas | share_of_generation_pct | 4.56 | National strategy or plans (approved) | Ecological Planning in Energy | Government of France | 2023-06-12 | https://www.gouvernement.fr/france-nation-verte/mieux-produire#fr-sidemenu__link-ca6d3801-0137-4ea8-a357-62bd0f6cdb25 | The French government has made "ecological transition" as its policy priority and commenced a cross-sectoral mobilisation plan, "France Nation Verte". A detailed decarbonisation strategy (also known as "Ecological Planning") for the power sector is included in this plan. This document provides projected electricity production by fuel for 2030, under the "accelerated renewable ambition" scenario. | p. 24 Accelerated renewable ambition 2030
2030 | Hydro | share_of_generation_pct | 9.8 | National strategy or plans (approved) | Ecological Planning in Energy | Government of France | 2023-06-12 | https://www.gouvernement.fr/france-nation-verte/mieux-produire#fr-sidemenu__link-ca6d3801-0137-4ea8-a357-62bd0f6cdb25 | The French government has made "ecological transition" as its policy priority and commenced a cross-sectoral mobilisation plan, "France Nation Verte". A detailed decarbonisation strategy (also known as "Ecological Planning") for the power sector is included in this plan. This document provides projected electricity production by fuel for 2030, under the "accelerated renewable ambition" scenario. | p. 24 Accelerated renewable ambition 2030
2030 | Hydro | share_of_generation_pct | 9.6 | National strategy or plans (approved) | National Energy Climate Plan of France | Government of France | 2024-07-10 | https://commission.europa.eu/publications/france-final-updated-necp-2021-2030-submitted-2024_en | France has submitted its final National Energy and Climate Plan (NECP) to the European Union Commission in July 2024. The data shows no changes from the previous draft version of the report. Hydro capacity for 2030 is provided only with the inclusion of pumped hydro, and is therefore not shown in the data. The tracker shows data following the With Additional Measures (WAM) scenario. | Data is taken from the Europe team's NECP tracker data. Capacity: Table of pg.70: Using low trajectories to align with generation numbers Generation: Tables of pg.70-71 and Text of pg.268: Calculated using generation shares and derived total generation number
2030 | Nuclear | share_of_generation_pct | 61 | National strategy or plans (approved) | National Energy Climate Plan of France | Government of France | 2024-07-10 | https://commission.europa.eu/publications/france-final-updated-necp-2021-2030-submitted-2024_en | France has submitted its final National Energy and Climate Plan (NECP) to the European Union Commission in July 2024. The data shows no changes from the previous draft version of the report. Hydro capacity for 2030 is provided only with the inclusion of pumped hydro, and is therefore not shown in the data. The tracker shows data following the With Additional Measures (WAM) scenario. | Data is taken from the Europe team's NECP tracker data. Capacity: Table of pg.70: Using low trajectories to align with generation numbers Generation: Tables of pg.70-71 and Text of pg.268: Calculated using generation shares and derived total generation number
2030 | Nuclear | share_of_generation_pct | 60.98 | National strategy or plans (approved) | Ecological Planning in Energy | Government of France | 2023-06-12 | https://www.gouvernement.fr/france-nation-verte/mieux-produire#fr-sidemenu__link-ca6d3801-0137-4ea8-a357-62bd0f6cdb25 | The French government has made "ecological transition" as its policy priority and commenced a cross-sectoral mobilisation plan, "France Nation Verte". A detailed decarbonisation strategy (also known as "Ecological Planning") for the power sector is included in this plan. This document provides projected electricity production by fuel for 2030, under the "accelerated renewable ambition" scenario. | p. 24 Accelerated renewable ambition 2030
2030 | Offshore Wind | share_of_generation_pct | 3.04 | National strategy or plans (approved) | Ecological Planning in Energy | Government of France | 2023-06-12 | https://www.gouvernement.fr/france-nation-verte/mieux-produire#fr-sidemenu__link-ca6d3801-0137-4ea8-a357-62bd0f6cdb25 | The French government has made "ecological transition" as its policy priority and commenced a cross-sectoral mobilisation plan, "France Nation Verte". A detailed decarbonisation strategy (also known as "Ecological Planning") for the power sector is included in this plan. This document provides projected electricity production by fuel for 2030, under the "accelerated renewable ambition" scenario. | p. 24 Accelerated renewable ambition 2030
2030 | Offshore Wind | share_of_generation_pct | 2.5 | National strategy or plans (approved) | National Energy Climate Plan of France | Government of France | 2024-07-10 | https://commission.europa.eu/publications/france-final-updated-necp-2021-2030-submitted-2024_en | France has submitted its final National Energy and Climate Plan (NECP) to the European Union Commission in July 2024. The data shows no changes from the previous draft version of the report. Hydro capacity for 2030 is provided only with the inclusion of pumped hydro, and is therefore not shown in the data. The tracker shows data following the With Additional Measures (WAM) scenario. | Data is taken from the Europe team's NECP tracker data. Capacity: Table of pg.70: Using low trajectories to align with generation numbers Generation: Tables of pg.70-71 and Text of pg.268: Calculated using generation shares and derived total generation number
2030 | Onshore Wind | share_of_generation_pct | 10.98 | National strategy or plans (approved) | Ecological Planning in Energy | Government of France | 2023-06-12 | https://www.gouvernement.fr/france-nation-verte/mieux-produire#fr-sidemenu__link-ca6d3801-0137-4ea8-a357-62bd0f6cdb25 | The French government has made "ecological transition" as its policy priority and commenced a cross-sectoral mobilisation plan, "France Nation Verte". A detailed decarbonisation strategy (also known as "Ecological Planning") for the power sector is included in this plan. This document provides projected electricity production by fuel for 2030, under the "accelerated renewable ambition" scenario. | p. 24 Accelerated renewable ambition 2030
2030 | Onshore Wind | share_of_generation_pct | 11.4 | National strategy or plans (approved) | National Energy Climate Plan of France | Government of France | 2024-07-10 | https://commission.europa.eu/publications/france-final-updated-necp-2021-2030-submitted-2024_en | France has submitted its final National Energy and Climate Plan (NECP) to the European Union Commission in July 2024. The data shows no changes from the previous draft version of the report. Hydro capacity for 2030 is provided only with the inclusion of pumped hydro, and is therefore not shown in the data. The tracker shows data following the With Additional Measures (WAM) scenario. | Data is taken from the Europe team's NECP tracker data. Capacity: Table of pg.70: Using low trajectories to align with generation numbers Generation: Tables of pg.70-71 and Text of pg.268: Calculated using generation shares and derived total generation number
2030 | Other Renewables | share_of_generation_pct | 1.69 | National strategy or plans (approved) | Ecological Planning in Energy | Government of France | 2023-06-12 | https://www.gouvernement.fr/france-nation-verte/mieux-produire#fr-sidemenu__link-ca6d3801-0137-4ea8-a357-62bd0f6cdb25 | The French government has made "ecological transition" as its policy priority and commenced a cross-sectoral mobilisation plan, "France Nation Verte". A detailed decarbonisation strategy (also known as "Ecological Planning") for the power sector is included in this plan. This document provides projected electricity production by fuel for 2030, under the "accelerated renewable ambition" scenario. | p. 24 Accelerated renewable ambition 2030
2030 | Other Renewables | share_of_generation_pct |  | National strategy or plans (approved) | National Energy Climate Plan of France | Government of France | 2024-07-10 | https://commission.europa.eu/publications/france-final-updated-necp-2021-2030-submitted-2024_en | France has submitted its final National Energy and Climate Plan (NECP) to the European Union Commission in July 2024. The data shows no changes from the previous draft version of the report. Hydro capacity for 2030 is provided only with the inclusion of pumped hydro, and is therefore not shown in the data. The tracker shows data following the With Additional Measures (WAM) scenario. | Data is taken from the Europe team's NECP tracker data. Capacity: Table of pg.70: Using low trajectories to align with generation numbers Generation: Tables of pg.70-71 and Text of pg.268: Calculated using generation shares and derived total generation number
2030 | Solar | share_of_generation_pct | 8.95 | National strategy or plans (approved) | Ecological Planning in Energy | Government of France | 2023-06-12 | https://www.gouvernement.fr/france-nation-verte/mieux-produire#fr-sidemenu__link-ca6d3801-0137-4ea8-a357-62bd0f6cdb25 | The French government has made "ecological transition" as its policy priority and commenced a cross-sectoral mobilisation plan, "France Nation Verte". A detailed decarbonisation strategy (also known as "Ecological Planning") for the power sector is included in this plan. This document provides projected electricity production by fuel for 2030, under the "accelerated renewable ambition" scenario. | p. 24 Accelerated renewable ambition 2030
2030 | Solar | share_of_generation_pct | 11.5 | National strategy or plans (approved) | National Energy Climate Plan of France | Government of France | 2024-07-10 | https://commission.europa.eu/publications/france-final-updated-necp-2021-2030-submitted-2024_en | France has submitted its final National Energy and Climate Plan (NECP) to the European Union Commission in July 2024. The data shows no changes from the previous draft version of the report. Hydro capacity for 2030 is provided only with the inclusion of pumped hydro, and is therefore not shown in the data. The tracker shows data following the With Additional Measures (WAM) scenario. | Data is taken from the Europe team's NECP tracker data. Capacity: Table of pg.70: Using low trajectories to align with generation numbers Generation: Tables of pg.70-71 and Text of pg.268: Calculated using generation shares and derived total generation number
2030 | Bioenergy | capacity_total_gw | 2 | Official projections | Energy futures 2050: production mix scenarios under study to achieve carbon neutrality by 2050 | RTE | 2022-06-24 | https://www.rte-france.com/analyses-tendances-et-prospectives/bilan-previsionnel-2050-futurs-energetiques | In 2022, the French transmissison systems operator, RTE, conducted a follow-up study on their power mix scenario analysis for carbon neutrality by 2050, titled "Energy Futures 2050". Since France's latest energy plans do not provide targets for hydro, bio and other renewables, we take data from this study as a proxy. All scenarios provide same results for this fuel category.
2030 | Hydro | capacity_total_gw | 27 | Official projections | Energy futures 2050: production mix scenarios under study to achieve carbon neutrality by 2050 | RTE | 2022-06-24 | https://www.rte-france.com/analyses-tendances-et-prospectives/bilan-previsionnel-2050-futurs-energetiques | In 2022, the French transmissison systems operator, RTE, conducted a follow-up study on their power mix scenario analysis for carbon neutrality by 2050, titled "Energy Futures 2050". Since France's latest energy plans do not provide targets for hydro, bio and other renewables, we take data from this study as a proxy. All scenarios provide same results for this fuel category.

## ccs_retrofits
CCS Retrofits
model_fuel | model_name | capex | fixom | varom | efficiency | AF | efficiency_old | plant_old
coal | ep_coal__ember_ccs-rf | 3583 | 49 | 4.59 | 0.10069 | 0.5605 | 0.33123 | ep_coal__ember
coal | ep_coal_subcritical_G100000100986_ccs-rf | 2757 | 39.2 | 3.35 | 0.173 | 0.6308 | 0.3502 | ep_coal_subcritical_G100000100986
coal | ep_coal_subcritical_G100000100987_ccs-rf | 3144 | 43.8 | 3.94 | 0.13766 | 0.59565 | 0.3399 | ep_coal_subcritical_G100000100987
coal | ep_coal_subcritical_G100000101703_ccs-rf | 1967 | 25.2 | 2.73 | 0.27506 | 0.7676 | 0.3605 | ep_coal_subcritical_G100000101703
coal | ep_coal_subcritical_G100000101704_ccs-rf | 1967 | 25.2 | 2.73 | 0.27506 | 0.7676 | 0.3605 | ep_coal_subcritical_G100000101704
coal | ep_coal_subcritical_G100000102637_ccs-rf | 1967 | 25.2 | 2.73 | 0.27506 | 0.7676 | 0.3605 | ep_coal_subcritical_G100000102637
coal | ep_coal_subcritical_G100000106203-CHP_ccs-rf | 2757 | 39.2 | 3.35 | 0.173 | 0.6308 | 0.3502 | ep_coal_subcritical_G100000106203-CHP
coal | ep_coal_subcritical_G100000106204-CHP_ccs-rf | 2757 | 39.2 | 3.35 | 0.173 | 0.6308 | 0.3502 | ep_coal_subcritical_G100000106204-CHP
gas | ep_gas_combined_cycle_G100000400088-CHP_ccs-rf | 1365 | 34.2 | 3.75 | 0.46865 | 0.84455 | 0.5356 | ep_gas_combined_cycle_G100000400088-CHP
gas | ep_gas_combined_cycle_G100000400089-CHP_ccs-rf | 1365 | 34.2 | 3.75 | 0.46865 | 0.84455 | 0.5356 | ep_gas_combined_cycle_G100000400089-CHP
gas | ep_gas_combined_cycle_G100000400090_ccs-rf | 1365 | 34.2 | 3.75 | 0.52272 | 0.84455 | 0.5974 | ep_gas_combined_cycle_G100000400090
gas | ep_gas_combined_cycle_G100000400091_ccs-rf | 1365 | 34.2 | 3.75 | 0.52272 | 0.84455 | 0.5974 | ep_gas_combined_cycle_G100000400091
gas | ep_gas_combined_cycle_G100000400092_ccs-rf | 1365 | 34.2 | 3.75 | 0.52272 | 0.84455 | 0.5974 | ep_gas_combined_cycle_G100000400092
gas | ep_gas_combined_cycle_G100000400093_ccs-rf | 1365 | 34.2 | 3.75 | 0.49118 | 0.84455 | 0.56135 | ep_gas_combined_cycle_G100000400093
gas | ep_gas_combined_cycle_G100000400094_ccs-rf | 1365 | 34.2 | 3.75 | 0.52272 | 0.84455 | 0.5974 | ep_gas_combined_cycle_G100000400094
gas | ep_gas_combined_cycle_G100000400095_ccs-rf | 1365 | 34.2 | 3.75 | 0.49118 | 0.84455 | 0.56135 | ep_gas_combined_cycle_G100000400095
gas | ep_gas_combined_cycle_G100000400096-CHP_ccs-rf | 1365 | 34.2 | 3.75 | 0.49118 | 0.84455 | 0.56135 | ep_gas_combined_cycle_G100000400096-CHP
gas | ep_gas_combined_cycle_G100000400097-CHP_ccs-rf | 1365 | 34.2 | 3.75 | 0.49118 | 0.84455 | 0.56135 | ep_gas_combined_cycle_G100000400097-CHP
gas | ep_gas_combined_cycle_G100000400098_ccs-rf | 1365 | 34.2 | 3.75 | 0.49118 | 0.84455 | 0.56135 | ep_gas_combined_cycle_G100000400098
gas | ep_gas_combined_cycle_G100000400099_ccs-rf | 1365 | 34.2 | 3.75 | 0.49118 | 0.84455 | 0.56135 | ep_gas_combined_cycle_G100000400099
gas | ep_gas_combined_cycle_G100000400102_ccs-rf | 1365 | 34.2 | 3.75 | 0.52272 | 0.84455 | 0.5974 | ep_gas_combined_cycle_G100000400102
gas | ep_gas_combined_cycle_G100000400103_ccs-rf | 1365 | 34.2 | 3.75 | 0.52272 | 0.84455 | 0.5974 | ep_gas_combined_cycle_G100000400103
gas | ep_gas_combined_cycle_G100000400104_ccs-rf | 1365 | 34.2 | 3.75 | 0.49118 | 0.84455 | 0.56135 | ep_gas_combined_cycle_G100000400104
gas | ep_gas_combined_cycle_G100000400105_ccs-rf | 1365 | 34.2 | 3.75 | 0.49118 | 0.84455 | 0.56135 | ep_gas_combined_cycle_G100000400105
gas | ep_gas_combined_cycle_G100000400107-CHP_ccs-rf | 1365 | 34.2 | 3.75 | 0.45062 | 0.84455 | 0.515 | ep_gas_combined_cycle_G100000400107-CHP
gas | ep_gas_combined_cycle_G100000400882_ccs-rf | 1365 | 34.2 | 3.75 | 0.54075 | 0.84455 | 0.618 | ep_gas_combined_cycle_G100000400882
gas | ep_gas_gas_turbine_G100000400101_ccs-rf | 1365 | 34.2 | 3.75 | 0.23883 | 0.84455 | 0.27295 | ep_gas_gas_turbine_G100000400101
gas | ep_gas_gas_turbine_G100000406298-CHP_ccs-rf | 1365 | 34.2 | 3.75 | 0.26136 | 0.84455 | 0.2987 | ep_gas_gas_turbine_G100000406298-CHP
gas | ep_gas_gas_turbine_G100000406304-CHP_ccs-rf | 1365 | 34.2 | 3.75 | 0.26136 | 0.84455 | 0.2987 | ep_gas_gas_turbine_G100000406304-CHP
gas | ep_gas_gas_turbine_G100000406305-CHP_ccs-rf | 1365 | 34.2 | 3.75 | 0.26136 | 0.84455 | 0.2987 | ep_gas_gas_turbine_G100000406305-CHP
gas | ep_gas_gas_turbine_G100000409962-CHP_ccs-rf | 1365 | 34.2 | 3.75 | 0.25235 | 0.84455 | 0.2884 | ep_gas_gas_turbine_G100000409962-CHP
gas | ep_gas_gas_turbine_G100000409963-CHP_ccs-rf | 1365 | 34.2 | 3.75 | 0.19827 | 0.84455 | 0.2266 | ep_gas_gas_turbine_G100000409963-CHP
gas | ep_gas_gas_turbine_G100000409964-CHP_ccs-rf | 1365 | 34.2 | 3.75 | 0.19827 | 0.84455 | 0.2266 | ep_gas_gas_turbine_G100000409964-CHP
gas | ep_gas_gas_turbine_G100000409965-CHP_ccs-rf | 1365 | 34.2 | 3.75 | 0.18025 | 0.84455 | 0.206 | ep_gas_gas_turbine_G100000409965-CHP
gas | ep_gas_gas_turbine_G100000409980-CHP_ccs-rf | 1365 | 34.2 | 3.75 | 0.25235 | 0.84455 | 0.2884 | ep_gas_gas_turbine_G100000409980-CHP
gas | ep_gas_gas_turbine_G100000409982-CHP_ccs-rf | 1365 | 34.2 | 3.75 | 0.26136 | 0.84455 | 0.2987 | ep_gas_gas_turbine_G100000409982-CHP
gas | ep_gas_gas_turbine_G100000409984-CHP_ccs-rf | 1365 | 34.2 | 3.75 | 0.25235 | 0.84455 | 0.2884 | ep_gas_gas_turbine_G100000409984-CHP
gas | ep_gas_gas_turbine_G100000409987-CHP_ccs-rf | 1365 | 34.2 | 3.75 | 0.22982 | 0.84455 | 0.26265 | ep_gas_gas_turbine_G100000409987-CHP
gas | ep_gas_gas_turbine_G100000410025-CHP_ccs-rf | 1365 | 34.2 | 3.75 | 0.22982 | 0.84455 | 0.26265 | ep_gas_gas_turbine_G100000410025-CHP
gas | ep_gas_gas_turbine_G100000410782-CHP_ccs-rf | 1365 | 34.2 | 3.75 | 0.22982 | 0.84455 | 0.26265 | ep_gas_gas_turbine_G100000410782-CHP
gas | ep_gas_gas_turbine_G100000410783-CHP_ccs-rf | 1365 | 34.2 | 3.75 | 0.25235 | 0.84455 | 0.2884 | ep_gas_gas_turbine_G100000410783-CHP
gas | ep_gas_gas_turbine_G100000410784-CHP_ccs-rf | 1365 | 34.2 | 3.75 | 0.22982 | 0.84455 | 0.26265 | ep_gas_gas_turbine_G100000410784-CHP
gas | ep_gas_gas_turbine_G100000410785-CHP_ccs-rf | 1365 | 34.2 | 3.75 | 0.22982 | 0.84455 | 0.26265 | ep_gas_gas_turbine_G100000410785-CHP
gas | ep_gas_gas_turbine_G100000410787-CHP_ccs-rf | 1365 | 34.2 | 3.75 | 0.22982 | 0.84455 | 0.26265 | ep_gas_gas_turbine_G100000410787-CHP
gas | ep_gas_gas_turbine_G100000410788-CHP_ccs-rf | 1365 | 34.2 | 3.75 | 0.25235 | 0.84455 | 0.2884 | ep_gas_gas_turbine_G100000410788-CHP
gas | ep_gas_gas_turbine_G100000412927-CHP_ccs-rf | 1365 | 34.2 | 3.75 | 0.27038 | 0.84455 | 0.309 | ep_gas_gas_turbine_G100000412927-CHP
gas | ep_gas_gas_turbine_G100000412928-CHP_ccs-rf | 1365 | 34.2 | 3.75 | 0.27038 | 0.84455 | 0.309 | ep_gas_gas_turbine_G100000412928-CHP
gas | ep_gas_gas_turbine_G100000412930-CHP_ccs-rf | 1365 | 34.2 | 3.75 | 0.27038 | 0.84455 | 0.309 | ep_gas_gas_turbine_G100000412930-CHP
gas | ep_gas_gas_turbine_G100000412931-CHP_ccs-rf | 1365 | 34.2 | 3.75 | 0.27038 | 0.84455 | 0.309 | ep_gas_gas_turbine_G100000412931-CHP
gas | ep_gas_gas_turbine_G100000412936-CHP_ccs-rf | 1365 | 34.2 | 3.75 | 0.25235 | 0.84455 | 0.2884 | ep_gas_gas_turbine_G100000412936-CHP
gas | ep_gas_gas_turbine_G100001009025_ccs-rf | 1365 | 34.2 | 3.75 | 0.27038 | 0.84455 | 0.309 | ep_gas_gas_turbine_G100001009025
gas | ep_gas_gas_turbine_G100001009026-CHP_ccs-rf | 1365 | 34.2 | 3.75 | 0.22982 | 0.84455 | 0.26265 | ep_gas_gas_turbine_G100001009026-CHP
gas | ep_gas_gas_turbine_G100001009032_ccs-rf | 1365 | 34.2 | 3.75 | 0.22982 | 0.84455 | 0.26265 | ep_gas_gas_turbine_G100001009032
gas | ep_gas_gas_turbine_G100001027887_ccs-rf | 1365 | 34.2 | 3.75 | 0.19828 | 0.84455 | 0.2266 | ep_gas_gas_turbine_G100001027887
gas | ep_gas_internal_combustion_G100000412917-CHP_ccs-rf | 1365 | 34.2 | 3.75 | 0.31994 | 0.84455 | 0.36565 | ep_gas_internal_combustion_G100000412917-CHP
gas | ep_gas_internal_combustion_G100000412918-CHP_ccs-rf | 1365 | 34.2 | 3.75 | 0.31994 | 0.84455 | 0.36565 | ep_gas_internal_combustion_G100000412918-CHP
gas | ep_gas_steam_turbine_G100000409981-CHP_ccs-rf | 1365 | 34.2 | 3.75 | 0.29741 | 0.84455 | 0.3399 | ep_gas_steam_turbine_G100000409981-CHP
gas | ep_gas_steam_turbine_G100000409985-CHP_ccs-rf | 1365 | 34.2 | 3.75 | 0.29741 | 0.84455 | 0.3399 | ep_gas_steam_turbine_G100000409985-CHP
gas | ep_gas_steam_turbine_G100000409986-CHP_ccs-rf | 1365 | 34.2 | 3.75 | 0.29741 | 0.84455 | 0.3399 | ep_gas_steam_turbine_G100000409986-CHP
gas | ep_gas_steam_turbine_G100000412932-CHP_ccs-rf | 1365 | 34.2 | 3.75 | 0.27038 | 0.84455 | 0.309 | ep_gas_steam_turbine_G100000412932-CHP
gas | ep_gas_steam_turbine_G100000412933-CHP_ccs-rf | 1365 | 34.2 | 3.75 | 0.27038 | 0.84455 | 0.309 | ep_gas_steam_turbine_G100000412933-CHP
gas | ep_gas_steam_turbine_G100000412934-CHP_ccs-rf | 1365 | 34.2 | 3.75 | 0.30192 | 0.84455 | 0.34505 | ep_gas_steam_turbine_G100000412934-CHP
gas | ep_gas_steam_turbine_G100000412935-CHP_ccs-rf | 1365 | 34.2 | 3.75 | 0.30192 | 0.84455 | 0.34505 | ep_gas_steam_turbine_G100000412935-CHP
gas | ep_gas_steam_turbine_G100001009023_ccs-rf | 1365 | 34.2 | 3.75 | 0.29741 | 0.84455 | 0.3399 | ep_gas_steam_turbine_G100001009023
gas | ep_gas_steam_turbine_G100001009024_ccs-rf | 1365 | 34.2 | 3.75 | 0.2884 | 0.84455 | 0.3296 | ep_gas_steam_turbine_G100001009024
gas | ep_gas_steam_turbine_G100001027816_ccs-rf | 1365 | 34.2 | 3.75 | 0.30192 | 0.84455 | 0.34505 | ep_gas_steam_turbine_G100001027816
gas | ep_gas_steam_turbine_G100001027817_ccs-rf | 1365 | 34.2 | 3.75 | 0.30192 | 0.84455 | 0.34505 | ep_gas_steam_turbine_G100001027817
gas | ep_gas_steam_turbine_G100001027836_ccs-rf | 1365 | 34.2 | 3.75 | 0.2884 | 0.84455 | 0.3296 | ep_gas_steam_turbine_G100001027836
gas | ep_gas_steam_turbine_G100001027888_ccs-rf | 1365 | 34.2 | 3.75 | 0.29741 | 0.84455 | 0.3399 | ep_gas_steam_turbine_G100001027888
gas | ep_gas_w110086345-400_FRA__ember_ccs-rf | 1365 | 34.2 | 3.75 | 0.28983 | 0.84455 | 0.33123 | ep_gas_w110086345-400_FRA__ember
gas | ep_gas_w111558550-400_FRA__ember_ccs-rf | 1365 | 34.2 | 3.75 | 0.28983 | 0.84455 | 0.33123 | ep_gas_w111558550-400_FRA__ember
gas | ep_gas_w112342683-400_FRA__ember_ccs-rf | 1365 | 34.2 | 3.75 | 0.28983 | 0.84455 | 0.33123 | ep_gas_w112342683-400_FRA__ember
gas | ep_gas_w118086309-400_FRA__ember_ccs-rf | 1365 | 34.2 | 3.75 | 0.28983 | 0.84455 | 0.33123 | ep_gas_w118086309-400_FRA__ember
gas | ep_gas_w146695955-400_FRA__ember_ccs-rf | 1365 | 34.2 | 3.75 | 0.28983 | 0.84455 | 0.33123 | ep_gas_w146695955-400_FRA__ember
gas | ep_gas_w147132694-400_FRA__ember_ccs-rf | 1365 | 34.2 | 3.75 | 0.28983 | 0.84455 | 0.33123 | ep_gas_w147132694-400_FRA__ember
gas | ep_gas_w159167277-400_FRA__ember_ccs-rf | 1365 | 34.2 | 3.75 | 0.28983 | 0.84455 | 0.33123 | ep_gas_w159167277-400_FRA__ember
gas | ep_gas_w235370803-400_FRA__ember_ccs-rf | 1365 | 34.2 | 3.75 | 0.28983 | 0.84455 | 0.33123 | ep_gas_w235370803-400_FRA__ember
gas | ep_gas_w24020601-400_FRA__ember_ccs-rf | 1365 | 34.2 | 3.75 | 0.28983 | 0.84455 | 0.33123 | ep_gas_w24020601-400_FRA__ember
gas | ep_gas_w27259817-400_FRA__ember_ccs-rf | 1365 | 34.2 | 3.75 | 0.28983 | 0.84455 | 0.33123 | ep_gas_w27259817-400_FRA__ember
gas | ep_gas_w36805588-400_FRA__ember_ccs-rf | 1365 | 34.2 | 3.75 | 0.28983 | 0.84455 | 0.33123 | ep_gas_w36805588-400_FRA__ember
gas | ep_gas_w71933077-400_FRA__ember_ccs-rf | 1365 | 34.2 | 3.75 | 0.28983 | 0.84455 | 0.33123 | ep_gas_w71933077-400_FRA__ember
gas | ep_gas_w79866837-400_FRA__ember_ccs-rf | 1365 | 34.2 | 3.75 | 0.28983 | 0.84455 | 0.33123 | ep_gas_w79866837-400_FRA__ember
gas | ep_gas_w81641090-400_FRA__ember_ccs-rf | 1365 | 34.2 | 3.75 | 0.28983 | 0.84455 | 0.33123 | ep_gas_w81641090-400_FRA__ember
gas | ep_gas_w82825438-400_FRA__ember_ccs-rf | 1365 | 34.2 | 3.75 | 0.28983 | 0.84455 | 0.33123 | ep_gas_w82825438-400_FRA__ember
gas | ep_gas_w85047359-400_FRA__ember_ccs-rf | 1365 | 34.2 | 3.75 | 0.28983 | 0.84455 | 0.33123 | ep_gas_w85047359-400_FRA__ember
gas | ep_gas_w85203486-400_FRA__ember_ccs-rf | 1365 | 34.2 | 3.75 | 0.28983 | 0.84455 | 0.33123 | ep_gas_w85203486-400_FRA__ember
gas | ep_gas_w85605950-400_FRA__ember_ccs-rf | 1365 | 34.2 | 3.75 | 0.28983 | 0.84455 | 0.33123 | ep_gas_w85605950-400_FRA__ember
gas | ep_gas_w85710783-400_FRA__ember_ccs-rf | 1365 | 34.2 | 3.75 | 0.28983 | 0.84455 | 0.33123 | ep_gas_w85710783-400_FRA__ember
oil | ep_oil_combined_cycle_G100000406309-CHP_ccs-rf | 1365 | 34.2 | 3.75 | 0.4326 | 0.84455 | 0.4944 | ep_oil_combined_cycle_G100000406309-CHP
oil | ep_oil_combined_cycle_G100000412914-CHP_ccs-rf | 1365 | 34.2 | 3.75 | 0.45062 | 0.84455 | 0.515 | ep_oil_combined_cycle_G100000412914-CHP
oil | ep_oil_combined_cycle_G100000412915-CHP_ccs-rf | 1365 | 34.2 | 3.75 | 0.45062 | 0.84455 | 0.515 | ep_oil_combined_cycle_G100000412915-CHP
oil | ep_oil_combined_cycle_G100000412916-CHP_ccs-rf | 1365 | 34.2 | 3.75 | 0.45062 | 0.84455 | 0.515 | ep_oil_combined_cycle_G100000412916-CHP
oil | ep_oil_combined_cycle_G100000412929-CHP_ccs-rf | 1365 | 34.2 | 3.75 | 0.45062 | 0.84455 | 0.515 | ep_oil_combined_cycle_G100000412929-CHP
oil | ep_oil_gas_turbine_G100000406299_ccs-rf | 1365 | 34.2 | 3.75 | 0.25235 | 0.84455 | 0.2884 | ep_oil_gas_turbine_G100000406299
oil | ep_oil_gas_turbine_G100000406300_ccs-rf | 1365 | 34.2 | 3.75 | 0.22982 | 0.84455 | 0.26265 | ep_oil_gas_turbine_G100000406300
oil | ep_oil_gas_turbine_G100000412919-CHP_ccs-rf | 1365 | 34.2 | 3.75 | 0.26136 | 0.84455 | 0.2987 | ep_oil_gas_turbine_G100000412919-CHP
oil | ep_oil_gas_turbine_G100000412920-CHP_ccs-rf | 1365 | 34.2 | 3.75 | 0.24334 | 0.84455 | 0.2781 | ep_oil_gas_turbine_G100000412920-CHP
oil | ep_oil_gas_turbine_G100000412921-CHP_ccs-rf | 1365 | 34.2 | 3.75 | 0.26136 | 0.84455 | 0.2987 | ep_oil_gas_turbine_G100000412921-CHP
oil | ep_oil_gas_turbine_G100000412923-CHP_ccs-rf | 1365 | 34.2 | 3.75 | 0.24334 | 0.84455 | 0.2781 | ep_oil_gas_turbine_G100000412923-CHP
oil | ep_oil_gas_turbine_G100000412924-CHP_ccs-rf | 1365 | 34.2 | 3.75 | 0.22081 | 0.84455 | 0.25235 | ep_oil_gas_turbine_G100000412924-CHP
oil | ep_oil_gas_turbine_G100000412925-CHP_ccs-rf | 1365 | 34.2 | 3.75 | 0.22081 | 0.84455 | 0.25235 | ep_oil_gas_turbine_G100000412925-CHP
oil | ep_oil_gas_turbine_G100000412926-CHP_ccs-rf | 1365 | 34.2 | 3.75 | 0.22081 | 0.84455 | 0.25235 | ep_oil_gas_turbine_G100000412926-CHP
oil | ep_oil_gas_turbine_G100000412937-CHP_ccs-rf | 1365 | 34.2 | 3.75 | 0.2163 | 0.84455 | 0.2472 | ep_oil_gas_turbine_G100000412937-CHP
oil | ep_oil_gas_turbine_G100000412938-CHP_ccs-rf | 1365 | 34.2 | 3.75 | 0.19828 | 0.84455 | 0.2266 | ep_oil_gas_turbine_G100000412938-CHP
oil | ep_oil_gas_turbine_G100000412939-CHP_ccs-rf | 1365 | 34.2 | 3.75 | 0.2163 | 0.84455 | 0.2472 | ep_oil_gas_turbine_G100000412939-CHP
oil | ep_oil_gas_turbine_G100000412940-CHP_ccs-rf | 1365 | 34.2 | 3.75 | 0.22982 | 0.84455 | 0.26265 | ep_oil_gas_turbine_G100000412940-CHP
oil | ep_oil_gas_turbine_G100000412941-CHP_ccs-rf | 1365 | 34.2 | 3.75 | 0.19828 | 0.84455 | 0.2266 | ep_oil_gas_turbine_G100000412941-CHP
oil | ep_oil_gas_turbine_G100001008981_ccs-rf | 1365 | 34.2 | 3.75 | 0.24334 | 0.84455 | 0.2781 | ep_oil_gas_turbine_G100001008981
oil | ep_oil_gas_turbine_G100001008982_ccs-rf | 1365 | 34.2 | 3.75 | 0.24334 | 0.84455 | 0.2781 | ep_oil_gas_turbine_G100001008982
oil | ep_oil_internal_combustion_G100000412912_ccs-rf | 1365 | 34.2 | 3.75 | 0.28389 | 0.84455 | 0.32445 | ep_oil_internal_combustion_G100000412912
oil | ep_oil_internal_combustion_G100000412922-CHP_ccs-rf | 1365 | 34.2 | 3.75 | 0.31544 | 0.84455 | 0.3605 | ep_oil_internal_combustion_G100000412922-CHP
oil | ep_oil_internal_combustion_G100001009027_ccs-rf | 1365 | 34.2 | 3.75 | 0.28389 | 0.84455 | 0.32445 | ep_oil_internal_combustion_G100001009027
oil | ep_oil_steam_turbine_G100000409978-CHP_ccs-rf | 1365 | 34.2 | 3.75 | 0.27939 | 0.84455 | 0.3193 | ep_oil_steam_turbine_G100000409978-CHP
oil | ep_oil_steam_turbine_G100000409979-CHP_ccs-rf | 1365 | 34.2 | 3.75 | 0.27939 | 0.84455 | 0.3193 | ep_oil_steam_turbine_G100000409979-CHP
oil | ep_oil_steam_turbine_G100001008884_ccs-rf | 1365 | 34.2 | 3.75 | 0.26136 | 0.84455 | 0.2987 | ep_oil_steam_turbine_G100001008884
oil | ep_oil_steam_turbine_G100001008978_ccs-rf | 1365 | 34.2 | 3.75 | 0.27038 | 0.84455 | 0.309 | ep_oil_steam_turbine_G100001008978
oil | ep_oil_steam_turbine_G100001008989_ccs-rf | 1365 | 34.2 | 3.75 | 0.29291 | 0.84455 | 0.33475 | ep_oil_steam_turbine_G100001008989
oil | ep_oil_steam_turbine_G100001009028_ccs-rf | 1365 | 34.2 | 3.75 | 0.25235 | 0.84455 | 0.2884 | ep_oil_steam_turbine_G100001009028
oil | ep_oil_steam_turbine_G100001009029_ccs-rf | 1365 | 34.2 | 3.75 | 0.26136 | 0.84455 | 0.2987 | ep_oil_steam_turbine_G100001009029
oil | ep_oil_steam_turbine_G100001009030_ccs-rf | 1365 | 34.2 | 3.75 | 0.26136 | 0.84455 | 0.2987 | ep_oil_steam_turbine_G100001009030
oil | ep_oil_steam_turbine_G100001009031_ccs-rf | 1365 | 34.2 | 3.75 | 0.25235 | 0.84455 | 0.2884 | ep_oil_steam_turbine_G100001009031

## Calibration
VERVESTACKS - the open USE platform · Powered by data · Shaped by vision · Guided by intuition · Fueled by passion
Table 1: Capacity Comparison (GW)
iso_code | model_fuel | capacity_gw_gem | capacity_gw_irena | capacity_gw_ember
FRA | bioenergy | 2.1 | 2.1 | 2.3
FRA | coal | 2.1 |  | 2.1
FRA | gas | 18.6 |  | 18.6
FRA | geothermal | 0 | 0
FRA | hydro | 26 | 26 | 24.2
FRA | nuclear | 64 | 61.4 | 61.4
FRA | oil | 2.3 | 20.9 | 3.2
FRA | solar | 14.7 | 14.7 | 16.8
FRA | windoff | 0.5
FRA | windon | 22.3 | 20.3 | 20.9
Table 2: Generation Analysis (TWh)
iso_code | model_fuel | generation_twh_gem_irena | generation_twh_gem_ember | generation_twh_ember | generation_twh_irena
FRA | bioenergy | 9.7 | 9.3 | 10.3 | 9.7
FRA | coal |  | 4.2 | 4.2
FRA | gas |  | 45.7 | 45.7
FRA | geothermal | 0.1 |  |  | 0.1
FRA | hydro | 51 | 48.8 | 45.5 | 51
FRA | nuclear | 307.4 | 307.4 | 294.7 | 294.7
FRA | oil | 1 | 7.5 | 10.5 | 9.2
FRA | solar | 19.8 | 16.9 | 19.3 | 19.8
FRA | windoff
FRA | windon | 41.8 | 40.7 | 38.2 | 38.2
Table 3: Detailed Metrics & Validation
iso_code | model_fuel | utilization_factor_irena | utilization_factor_ember | avg_efficiency | fuel_consumed_twh_irena | fuel_consumed_twh_ember | fuel_consumed_unsd_twh
FRA | bioenergy | 0.54 | 0.51 | 0.33 | 30 | 28.7
FRA | coal |  | 0.22 | 0.36 |  | 11.6
FRA | gas |  | 0.28 | 0.42 |  | 117.8
FRA | geothermal | 0.8 |  | 1 | 0.1
FRA | hydro | 0.22 | 0.21 | 0.84 | 76.2 | 72.9
FRA | nuclear | 0.55 | 0.55 | 1 | 307.4 | 307.4
FRA | oil | 0.05 | 0.38 | 0.35 | 3.1 | 23.4
FRA | solar | 0.15 | 0.13 | 0.79 | 32.2 | 27.6
FRA | windoff |  |  | 0.97
FRA | windon | 0.21 | 0.21 | 1 | 41.8 | 40.7

## existing_stock
VERVESTACKS - the open USE platform · Powered by data · Shaped by vision · Guided by intuition · Fueled by passion
existing_stock
model_name | model_description | model_fuel | iso_code | Start year | retirement_year | state | city | Status | is_chp | is_captive | comm-out | spatial_suffix | Capacity_GW | capex | fixom | varom | efficiency | capacity_factor | chp_ratio | min_stable_factor_pct | min_up_time_h | min_down_time_h | max_ramp_up_pct_h | max_ramp_down_pct_h | startup_time_h | startup_cost_per_mw | shutdown_cost_per_mw
en_a_hydro_ps_G100001023748 | Lac Noir pumped storage hydroelectric plant_ -- announced | hydro | FRA | 2030 |  |  |  | announced | FALSE | FALSE | e_w118086309-400_FRA | w118086309-400_FRA | 0.055 | 2277 | 48.4 | 1.7325 | 1 |  | 0
en_a_nuclear_G100000501176 | Bugey nuclear power plant_6 -- announced | nuclear | FRA | 2025 |  | Auvergne-Rhône-Alpes |  | announced | FALSE | FALSE | e_w24020601-400_FRA | w24020601-400_FRA | 1.65 | 7150 | 165 | 4.2 | 1 |  | 0
en_a_nuclear_G100000501177 | Bugey nuclear power plant_7 -- announced | nuclear | FRA | 2025 |  | Auvergne-Rhône-Alpes |  | announced | FALSE | FALSE | e_w24020601-400_FRA | w24020601-400_FRA | 1.65 | 7150 | 165 | 4.2 | 1 |  | 0
en_a_nuclear_G100000501178 | Gravelines nuclear power plant_7 -- announced | nuclear | FRA | 2040 |  | Hauts-de-France |  | announced | FALSE | FALSE | e_w85203486-400_FRA | w85203486-400_FRA | 1.65 | 7150 | 165 | 4.2 | 1 |  | 0
en_a_nuclear_G100000501179 | Gravelines nuclear power plant_8 -- announced | nuclear | FRA | 2040 |  | Hauts-de-France |  | announced | FALSE | FALSE | e_w85203486-400_FRA | w85203486-400_FRA | 1.65 | 7150 | 165 | 4.2 | 1 |  | 0
en_a_solar_pv_001 | Aggregated Plant -- announced | solar | FRA | 2025 |  |  |  | announced | FALSE | FALSE | elc_spv_FRA_001 | 1 | 0.014 | 1336.5 | 21.45 | 0 | 1 | 0.14692 | 0
en_a_solar_pv_002 | Aggregated Plant -- announced | solar | FRA | 2025 |  |  |  | announced | FALSE | FALSE | elc_spv_FRA_002 | 2 | 0.0422 | 1336.5 | 21.45 | 0 | 1 | 0.152 | 0
en_a_solar_pv_003 | Aggregated Plant -- announced | solar | FRA | 2025 |  |  |  | announced | FALSE | FALSE | elc_spv_FRA_003 | 3 | 0.05 | 1336.5 | 21.45 | 0 | 1 | 0.14188 | 0
en_a_solar_pv_006 | Aggregated Plant -- announced | solar | FRA | 2025 |  |  |  | announced | FALSE | FALSE | elc_spv_FRA_006 | 6 | 0.0799 | 1336.5 | 21.45 | 0 | 1 | 0.16118 | 0
en_a_solar_pv_007 | Aggregated Plant -- announced | solar | FRA | 2025 |  |  |  | announced | FALSE | FALSE | elc_spv_FRA_007 | 7 | 0.01 | 1336.5 | 21.45 | 0 | 1 | 0.16204 | 0
en_a_solar_pv_009 | Aggregated Plant -- announced | solar | FRA | 2025 |  |  |  | announced | FALSE | FALSE | elc_spv_FRA_009 | 9 | 0.013 | 1336.5 | 21.45 | 0 | 1 | 0.16967 | 0
en_a_solar_pv_010 | Aggregated Plant -- announced | solar | FRA | 2025 |  |  |  | announced | FALSE | FALSE | elc_spv_FRA_010 | 10 | 0.03 | 1336.5 | 21.45 | 0 | 1 | 0.14661 | 0
en_a_solar_pv_013 | Aggregated Plant -- announced | solar | FRA | 2025 |  |  |  | announced | FALSE | FALSE | elc_spv_FRA_013 | 13 | 0.1109 | 1336.5 | 21.45 | 0 | 1 | 0.15078 | 0
en_a_solar_pv_014 | Aggregated Plant -- announced | solar | FRA | 2025 |  |  |  | announced | FALSE | FALSE | elc_spv_FRA_014 | 14 | 0.093 | 1202.371 | 19.2145 | 0 | 1 | 0.14711 | 0
en_a_solar_pv_015 | Aggregated Plant -- announced | solar | FRA | 2025 |  |  |  | announced | FALSE | FALSE | elc_spv_FRA_015 | 15 | 0.0085 | 1336.5 | 21.45 | 0 | 1 | 0.2043 | 0
en_a_solar_pv_016 | Aggregated Plant -- announced | solar | FRA | 2025 |  |  |  | announced | FALSE | FALSE | elc_spv_FRA_016 | 16 | 0.1249 | 1336.5 | 21.45 | 0 | 1 | 0.20289 | 0
en_a_solar_pv_021 | Aggregated Plant -- announced | solar | FRA | 2025 |  |  |  | announced | FALSE | FALSE | elc_spv_FRA_021 | 21 | 0.1634 | 1138.5 | 18.15 | 0 | 1 | 0.1779 | 0
en_a_solar_pv_024 | Aggregated Plant -- announced | solar | FRA | 2025 |  |  |  | announced | FALSE | FALSE | elc_spv_FRA_024 | 24 | 0.0512 | 1336.5 | 21.45 | 0 | 1 | 0.17064 | 0
en_a_solar_pv_025 | Aggregated Plant -- announced | solar | FRA | 2025 |  |  |  | announced | FALSE | FALSE | elc_spv_FRA_025 | 25 | 0.0144 | 1336.5 | 21.45 | 0 | 1 | 0.17976 | 0
en_a_solar_pv_026 | Aggregated Plant -- announced | solar | FRA | 2025 |  |  |  | announced | FALSE | FALSE | elc_spv_FRA_026 | 26 | 0.0253 | 1336.5 | 21.45 | 0 | 1 | 0.18151 | 0
en_a_solar_pv_027 | Aggregated Plant -- announced | solar | FRA | 2025 |  |  |  | announced | FALSE | FALSE | elc_spv_FRA_027 | 27 | 0.03 | 1336.5 | 21.45 | 0 | 1 | 0.16843 | 0
en_a_solar_pv_028 | Aggregated Plant -- announced | solar | FRA | 2025 |  |  |  | announced | FALSE | FALSE | elc_spv_FRA_028 | 28 | 0.1215 | 1336.5 | 21.45 | 0 | 1 | 0.16689 | 0
en_a_solar_pv_029 | Aggregated Plant -- announced | solar | FRA | 2025 |  |  |  | announced | FALSE | FALSE | elc_spv_FRA_029 | 29 | 0.016 | 1336.5 | 21.45 | 0 | 1 | 0.1789 | 0
en_a_solar_pv_030 | Aggregated Plant -- announced | solar | FRA | 2025 |  |  |  | announced | FALSE | FALSE | elc_spv_FRA_030 | 30 | 0.04 | 1336.5 | 21.45 | 0 | 1 | 0.18087 | 0
en_a_solar_pv_G100000806690 | Horizeo solar farm_1 -- announced | solar | FRA | 2026 |  | Gironde | Saucats | announced | FALSE | FALSE | elc_spv_FRA_030 | 30 | 1 | 990 | 16.5 | 0 | 1 | 0.18087 | 0
en_a_solar_pv_G100001005203 | Creil air base solar farm_-- -- announced | solar | FRA | 2025 |  |  | Creil | announced | FALSE | FALSE | elc_spv_FRA_001 | 1 | 0.2 | 1138.5 | 18.15 | 0 | 1 | 0.14692 | 0
en_a_windoff_wind_012 | Aggregated Plant -- announced | windoff | FRA | 2025 |  |  |  | announced | FALSE | FALSE | elc_wof_FRA_012 | 12 | 0.02 | 5940 | 143 | 0 | 1 | 0.48311 | 0
en_a_windoff_wind_G100000920114 | Oleron wind farm_1 -- announced | windoff | FRA | 2025 |  |  | Oleron Island | announced | FALSE | FALSE | elc_wof_FRA_011 | 11 | 1 | 4400 | 110 | 0 | 1 | 0.40441 | 0
en_a_windoff_wind_G100000924334 | Méditerranée offshore floating wind farm_1 -- announced | windoff | FRA | 2025 |  |  |  | announced | FALSE | FALSE | elc_wof_FRA_001 | 1 | 0.25 | 5060 | 121 | 0 | 1 | 0.43837 | 0
en_a_windoff_wind_G100000924335 | Méditerranée offshore floating wind farm_2 -- announced | windoff | FRA | 2025 |  |  |  | announced | FALSE | FALSE | elc_wof_FRA_001 | 1 | 0.25 | 5060 | 121 | 0 | 1 | 0.55207 | 0
en_a_windoff_wind_G100000924376 | Narbonnaise Floating wind farm_1 -- announced | windoff | FRA | 2031 |  |  | Port-la-Nouvelle | announced | FALSE | FALSE | elc_wof_FRA_001 | 1 | 0.25 | 5060 | 121 | 0 | 1 | 0.43837 | 0
en_a_windoff_wind_G100000924381 | Oleron wind farm_2 -- announced | windoff | FRA | 2025 |  |  | Oleron Island | announced | FALSE | FALSE | elc_wof_FRA_011 | 11 | 1 | 4400 | 110 | 0 | 1 | 0.40441 | 0
en_a_windoff_wind_G100000924418 | Pointe des Poulains de Belle-Île floating wind farm_-- -- announced | windoff | FRA | 2030 |  | Brittany |  | announced | FALSE | FALSE | elc_wof_FRA_012 | 12 | 0.25 | 5060 | 121 | 0 | 1 | 0.50343 | 0
en_a_windoff_wind_G100000924508 | Sud Atlantique offshore wind farm_-- -- announced | windoff | FRA | 2030 |  |  |  | announced | FALSE | FALSE | elc_wof_FRA_011 | 11 | 0.5 | 4400 | 110 | 0 | 1 | 0.44611 | 0
en_a_windoff_wind_G100001001251 | Eolink Commercial wind farm_-- -- announced | windoff | FRA | 2025 |  |  |  | announced | FALSE | FALSE | elc_wof_FRA_012 | 12 | 0.255 | 5060 | 121 | 0 | 1 | 0.48311 | 0
en_a_windoff_wind_G100001001252 | Eolink Gw Scale floating wind farm_-- -- announced | windoff | FRA | 2025 |  |  |  | announced | FALSE | FALSE | elc_wof_FRA_012 | 12 | 1 | 4400 | 110 | 0 | 1 | 0.48311 | 0
en_a_windoff_wind_G100001004411 | Narbonnaise Floating wind farm_extension -- announced | windoff | FRA | 2031 |  |  | Port-la-Nouvelle | announced | FALSE | FALSE | elc_wof_FRA_001 | 1 | 0.5 | 4400 | 110 | 0 | 1 | 0.43837 | 0
en_a_windon_wind_006 | Aggregated Plant -- announced | windon | FRA | 2025 |  |  |  | announced | FALSE | FALSE | elc_won_FRA_006 | 6 | 0.1792 | 2376 | 57.2 | 0 | 1 | 0.30155 | 0
en_a_windon_wind_006 | Aggregated Plant -- announced | windon | FRA | 2027 |  |  |  | announced | FALSE | FALSE | elc_won_FRA_006 | 6 | 0.0288 | 2376 | 57.2 | 0 | 1 | 0.30155 | 0
en_a_windon_wind_007 | Aggregated Plant -- announced | windon | FRA | 2025 |  |  |  | announced | FALSE | FALSE | elc_won_FRA_007 | 7 | 0.0746 | 2376 | 57.2 | 0 | 1 | 0.32371 | 0
en_a_windon_wind_007 | Aggregated Plant -- announced | windon | FRA | 2026 |  |  |  | announced | FALSE | FALSE | elc_won_FRA_007 | 7 | 0.018 | 2376 | 57.2 | 0 | 1 | 0.32371 | 0
en_a_windon_wind_008 | Aggregated Plant -- announced | windon | FRA | 2025 |  |  |  | announced | FALSE | FALSE | elc_won_FRA_008 | 8 | 0.0504 | 2024 | 48.4 | 0 | 1 | 0.18408 | 0
en_a_windon_wind_008 | Aggregated Plant -- announced | windon | FRA | 2030 |  |  |  | announced | FALSE | FALSE | elc_won_FRA_008 | 8 | 0.015 | 2376 | 57.2 | 0 | 1 | 0.18408 | 0
en_a_windon_wind_009 | Aggregated Plant -- announced | windon | FRA | 2027 |  |  |  | announced | FALSE | FALSE | elc_won_FRA_009 | 9 | 0.03 | 2376 | 57.2 | 0 | 1 | 0.21519 | 0
en_a_windon_wind_011 | Aggregated Plant -- announced | windon | FRA | 2025 |  |  |  | announced | FALSE | FALSE | elc_won_FRA_011 | 11 | 0.012 | 2376 | 57.2 | 0 | 1 | 0.18518 | 0
en_a_windon_wind_013 | Aggregated Plant -- announced | windon | FRA | 2025 |  |  |  | announced | FALSE | FALSE | elc_won_FRA_013 | 13 | 0.0155 | 2376 | 57.2 | 0 | 1 | 0.2512 | 0
en_a_windon_wind_015 | Aggregated Plant -- announced | windon | FRA | 2025 |  |  |  | announced | FALSE | FALSE | elc_won_FRA_015 | 15 | 0.3129 | 2118.4966 | 50.7624 | 0 | 1 | 0.3343 | 0
en_a_windon_wind_016 | Aggregated Plant -- announced | windon | FRA | 2025 |  |  |  | announced | FALSE | FALSE | elc_won_FRA_016 | 16 | 1.0516 | 2305.1715 | 55.4293 | 0 | 1 | 0.36473 | 0
en_a_windon_wind_016 | Aggregated Plant -- announced | windon | FRA | 2026 |  |  |  | announced | FALSE | FALSE | elc_won_FRA_016 | 16 | 0.0147 | 2376 | 57.2 | 0 | 1 | 0.36473 | 0
en_a_windon_wind_016 | Aggregated Plant -- announced | windon | FRA | 2027 |  |  |  | announced | FALSE | FALSE | elc_won_FRA_016 | 16 | 0.012 | 2376 | 57.2 | 0 | 1 | 0.36473 | 0
en_a_windon_wind_016 | Aggregated Plant -- announced | windon | FRA | 2028 |  |  |  | announced | FALSE | FALSE | elc_won_FRA_016 | 16 | 0.011 | 2376 | 57.2 | 0 | 1 | 0.36473 | 0
en_a_windon_wind_017 | Aggregated Plant -- announced | windon | FRA | 2025 |  |  |  | announced | FALSE | FALSE | elc_won_FRA_017 | 17 | 0.1015 | 2376 | 57.2 | 0 | 1 | 0.49315 | 0
en_a_windon_wind_017 | Aggregated Plant -- announced | windon | FRA | 2026 |  |  |  | announced | FALSE | FALSE | elc_won_FRA_017 | 17 | 0.0267 | 2376 | 57.2 | 0 | 1 | 0.49315 | 0
en_a_windon_wind_018 | Aggregated Plant -- announced | windon | FRA | 2025 |  |  |  | announced | FALSE | FALSE | elc_won_FRA_018 | 18 | 0.2959 | 2376 | 57.2 | 0 | 1 | 0.35824 | 0
en_a_windon_wind_018 | Aggregated Plant -- announced | windon | FRA | 2026 |  |  |  | announced | FALSE | FALSE | elc_won_FRA_018 | 18 | 0.021 | 2376 | 57.2 | 0 | 1 | 0.35824 | 0
en_a_windon_wind_018 | Aggregated Plant -- announced | windon | FRA | 2030 |  |  |  | announced | FALSE | FALSE | elc_won_FRA_018 | 18 | 0.0147 | 2376 | 57.2 | 0 | 1 | 0.35824 | 0
en_a_windon_wind_020 | Aggregated Plant -- announced | windon | FRA | 2025 |  |  |  | announced | FALSE | FALSE | elc_won_FRA_020 | 20 | 0.3344 | 2309.6842 | 55.5421 | 0 | 1 | 0.28115 | 0
en_a_windon_wind_020 | Aggregated Plant -- announced | windon | FRA | 2027 |  |  |  | announced | FALSE | FALSE | elc_won_FRA_020 | 20 | 0.012 | 2376 | 57.2 | 0 | 1 | 0.28115 | 0
en_a_windon_wind_022 | Aggregated Plant -- announced | windon | FRA | 2025 |  |  |  | announced | FALSE | FALSE | elc_won_FRA_022 | 22 | 0.0495 | 2376 | 57.2 | 0 | 1 | 0.16957 | 0
en_a_windon_wind_022 | Aggregated Plant -- announced | windon | FRA | 2026 |  |  |  | announced | FALSE | FALSE | elc_won_FRA_022 | 22 | 0.0135 | 2376 | 57.2 | 0 | 1 | 0.16957 | 0
en_a_windon_wind_022 | Aggregated Plant -- announced | windon | FRA | 2027 |  |  |  | announced | FALSE | FALSE | elc_won_FRA_022 | 22 | 0.036 | 2376 | 57.2 | 0 | 1 | 0.16957 | 0
en_a_windon_wind_023 | Aggregated Plant -- announced | windon | FRA | 2025 |  |  |  | announced | FALSE | FALSE | elc_won_FRA_023 | 23 | 0.0423 | 2376 | 57.2 | 0 | 1 | 0.23001 | 0
en_a_windon_wind_024 | Aggregated Plant -- announced | windon | FRA | 2025 |  |  |  | announced | FALSE | FALSE | elc_won_FRA_024 | 24 | 0.0173 | 2376 | 57.2 | 0 | 1 | 0.23943 | 0
en_a_windon_wind_025 | Aggregated Plant -- announced | windon | FRA | 2025 |  |  |  | announced | FALSE | FALSE | elc_won_FRA_025 | 25 | 0.2908 | 2376 | 57.2 | 0 | 1 | 0.29297 | 0
en_a_windon_wind_025 | Aggregated Plant -- announced | windon | FRA | 2028 |  |  |  | announced | FALSE | FALSE | elc_won_FRA_025 | 25 | 0.035 | 2376 | 57.2 | 0 | 1 | 0.29297 | 0
en_a_windon_wind_026 | Aggregated Plant -- announced | windon | FRA | 2025 |  |  |  | announced | FALSE | FALSE | elc_won_FRA_026 | 26 | 0.2488 | 2376 | 57.2 | 0 | 1 | 0.30756 | 0
en_a_windon_wind_026 | Aggregated Plant -- announced | windon | FRA | 2026 |  |  |  | announced | FALSE | FALSE | elc_won_FRA_026 | 26 | 0.012 | 2376 | 57.2 | 0 | 1 | 0.30756 | 0
en_a_windon_wind_028 | Aggregated Plant -- announced | windon | FRA | 2025 |  |  |  | announced | FALSE | FALSE | elc_won_FRA_028 | 28 | 0.0354 | 2376 | 57.2 | 0 | 1 | 0.26074 | 0
en_a_windon_wind_028 | Aggregated Plant -- announced | windon | FRA | 2026 |  |  |  | announced | FALSE | FALSE | elc_won_FRA_028 | 28 | 0.024 | 2376 | 57.2 | 0 | 1 | 0.26074 | 0
en_pc_bioenergy_G100000400109 | Vazzio power station_IC2 -- pre-construction | bioenergy | FRA | 2027 |  | Corsica | Ajaccio | pre-construction | FALSE | FALSE | e_w90842395-400_FRA | w90842395-400_FRA | 0.13 | 4427.5 | 157.3 | 9.24 | 0.3399 |  | 0
en_pc_gas_steam_turbine_G100001030244 | Emile Huchet power station_Unit 6, timepoint 2 -- pre-construction | gas | FRA | 2027 |  | Moselle | Saint-Avold | pre-construction | FALSE | FALSE | e_w81641090-400_FRA | w81641090-400_FRA | 0.647 | 1320 | 44 | 4.725 | 0.37595 |  | 0
en_pc_nuclear_G100000501185 | Penly nuclear power plant_3 -- pre-construction | nuclear | FRA | 2035 |  | Normandy | Petit-Caux | pre-construction | FALSE | FALSE | e_w85710783-400_FRA | w85710783-400_FRA | 1.65 | 7150 | 165 | 4.2 | 1 |  | 0
en_pc_nuclear_G100000501186 | Penly nuclear power plant_4 -- pre-construction | nuclear | FRA | 2025 |  | Normandy | Petit-Caux | pre-construction | FALSE | FALSE | e_w85710783-400_FRA | w85710783-400_FRA | 1.65 | 7150 | 165 | 4.2 | 1 |  | 0
en_pc_solar_pv_010 | Aggregated Plant -- pre-construction | solar | FRA | 2026 |  |  |  | pre-construction | FALSE | FALSE | elc_spv_FRA_010 | 10 | 0.025 | 1336.5 | 21.45 | 0 | 1 | 0.14661 | 0
en_pc_solar_pv_013 | Aggregated Plant -- pre-construction | solar | FRA | 2025 |  |  |  | pre-construction | FALSE | FALSE | elc_spv_FRA_013 | 13 | 0.047 | 1336.5 | 21.45 | 0 | 1 | 0.15078 | 0
en_pc_solar_pv_015 | Aggregated Plant -- pre-construction | solar | FRA | 2025 |  |  |  | pre-construction | FALSE | FALSE | elc_spv_FRA_015 | 15 | 0.223 | 1181.1188 | 18.8603 | 0 | 1 | 0.2043 | 0
en_pc_solar_pv_016 | Aggregated Plant -- pre-construction | solar | FRA | 2025 |  |  |  | pre-construction | FALSE | FALSE | elc_spv_FRA_016 | 16 | 0.021 | 1336.5 | 21.45 | 0 | 1 | 0.20289 | 0
en_pc_solar_pv_018 | Aggregated Plant -- pre-construction | solar | FRA | 2025 |  |  |  | pre-construction | FALSE | FALSE | elc_spv_FRA_018 | 18 | 0.078 | 1336.5 | 21.45 | 0 | 1 | 0.20718 | 0
en_pc_solar_pv_022 | Aggregated Plant -- pre-construction | solar | FRA | 2025 |  |  |  | pre-construction | FALSE | FALSE | elc_spv_FRA_022 | 22 | 0.1053 | 1336.5 | 21.45 | 0 | 1 | 0.15813 | 0
en_pc_solar_pv_025 | Aggregated Plant -- pre-construction | solar | FRA | 2025 |  |  |  | pre-construction | FALSE | FALSE | elc_spv_FRA_025 | 25 | 0.0267 | 1336.5 | 21.45 | 0 | 1 | 0.17976 | 0
en_pc_solar_pv_028 | Aggregated Plant -- pre-construction | solar | FRA | 2025 |  |  |  | pre-construction | FALSE | FALSE | elc_spv_FRA_028 | 28 | 0.033 | 1336.5 | 21.45 | 0 | 1 | 0.16689 | 0
en_pc_solar_pv_029 | Aggregated Plant -- pre-construction | solar | FRA | 2025 |  |  |  | pre-construction | FALSE | FALSE | elc_spv_FRA_029 | 29 | 0.1035 | 1189.1957 | 18.9949 | 0 | 1 | 0.1789 | 0
en_pc_solar_pv_030 | Aggregated Plant -- pre-construction | solar | FRA | 2025 |  |  |  | pre-construction | FALSE | FALSE | elc_spv_FRA_030 | 30 | 0.038 | 1336.5 | 21.45 | 0 | 1 | 0.18087 | 0
en_pc_windoff_wind_015 | Aggregated Plant -- pre-construction | windoff | FRA | 2025 |  |  |  | pre-construction | FALSE | FALSE | elc_wof_FRA_015 | 15 | 0.012 | 5940 | 143 | 0 | 1 | 0.57042 | 0
en_pc_windoff_wind_G100000919811 | Triskéol wind farm_-- -- pre-construction | windoff | FRA | 2030 |  |  |  | pre-construction | FALSE | FALSE | elc_wof_FRA_012 | 12 | 0.25 | 5060 | 121 | 0 | 1 | 0.50165 | 0
en_pc_windoff_wind_G100000920039 | Dunkirk wind farm_-- -- pre-construction | windoff | FRA | 2027 |  |  | Dunkirk | pre-construction | FALSE | FALSE | elc_wof_FRA_014 | 14 | 0.6 | 4400 | 110 | 0 | 1 | 0.4068 | 0
en_pc_windoff_wind_G100000920104 | Cotentin wind farm_-- -- pre-construction | windoff | FRA | 2031 |  |  | Cotentin | pre-construction | FALSE | FALSE | elc_wof_FRA_014 | 14 | 1 | 4400 | 110 | 0 | 1 | 0.53623 | 0
en_pc_windoff_wind_G100000924070 | Centre Manche 2 offshore wind farm_-- -- pre-construction | windoff | FRA | 2031 |  | Normandy |  | pre-construction | FALSE | FALSE | elc_wof_FRA_014 | 14 | 1.5 | 4400 | 110 | 0 | 1 | 0.49106 | 0
en_pc_windoff_wind_G100000924510 | Sud-De-La-Bretagne wind farm_-- -- pre-construction | windoff | FRA | 2031 |  | Bretagne |  | pre-construction | FALSE | FALSE | elc_wof_FRA_012 | 12 | 0.27 | 5060 | 121 | 0 | 1 | 0.45988 | 0
en_pc_windoff_wind_G100001004248 | Centre Manche 1 wind farm_-- -- pre-construction | windoff | FRA | 2030 |  |  |  | pre-construction | FALSE | FALSE | elc_wof_FRA_014 | 14 | 1 | 4400 | 110 | 0 | 1 | 0.49676 | 0
en_pc_windon_wind_006 | Aggregated Plant -- pre-construction | windon | FRA | 2025 |  |  |  | pre-construction | FALSE | FALSE | elc_won_FRA_006 | 6 | 0.025 | 2376 | 57.2 | 0 | 1 | 0.30155 | 0
en_pc_windon_wind_007 | Aggregated Plant -- pre-construction | windon | FRA | 2025 |  |  |  | pre-construction | FALSE | FALSE | elc_won_FRA_007 | 7 | 0.1782 | 2263.4074 | 54.3852 | 0 | 1 | 0.32371 | 0
en_pc_windon_wind_008 | Aggregated Plant -- pre-construction | windon | FRA | 2025 |  |  |  | pre-construction | FALSE | FALSE | elc_won_FRA_008 | 8 | 0.0284 | 2376 | 57.2 | 0 | 1 | 0.18408 | 0
en_pc_windon_wind_008 | Aggregated Plant -- pre-construction | windon | FRA | 2026 |  |  |  | pre-construction | FALSE | FALSE | elc_won_FRA_008 | 8 | 0.0224 | 2376 | 57.2 | 0 | 1 | 0.18408 | 0
en_pc_windon_wind_009 | Aggregated Plant -- pre-construction | windon | FRA | 2025 |  |  |  | pre-construction | FALSE | FALSE | elc_won_FRA_009 | 9 | 0.119 | 2376 | 57.2 | 0 | 1 | 0.21519 | 0
en_pc_windon_wind_009 | Aggregated Plant -- pre-construction | windon | FRA | 2026 |  |  |  | pre-construction | FALSE | FALSE | elc_won_FRA_009 | 9 | 0.012 | 2376 | 57.2 | 0 | 1 | 0.21519 | 0
en_pc_windon_wind_009 | Aggregated Plant -- pre-construction | windon | FRA | 2028 |  |  |  | pre-construction | FALSE | FALSE | elc_won_FRA_009 | 9 | 0.01 | 2376 | 57.2 | 0 | 1 | 0.21519 | 0
en_pc_windon_wind_011 | Aggregated Plant -- pre-construction | windon | FRA | 2025 |  |  |  | pre-construction | FALSE | FALSE | elc_won_FRA_011 | 11 | 0.012 | 2376 | 57.2 | 0 | 1 | 0.18518 | 0
en_pc_windon_wind_013 | Aggregated Plant -- pre-construction | windon | FRA | 2025 |  |  |  | pre-construction | FALSE | FALSE | elc_won_FRA_013 | 13 | 0.042 | 2376 | 57.2 | 0 | 1 | 0.2512 | 0
en_pc_windon_wind_015 | Aggregated Plant -- pre-construction | windon | FRA | 2025 |  |  |  | pre-construction | FALSE | FALSE | elc_won_FRA_015 | 15 | 0.0957 | 2376 | 57.2 | 0 | 1 | 0.3343 | 0
en_pc_windon_wind_016 | Aggregated Plant -- pre-construction | windon | FRA | 2025 |  |  |  | pre-construction | FALSE | FALSE | elc_won_FRA_016 | 16 | 0.6162 | 2329.1581 | 56.029 | 0 | 1 | 0.36473 | 0
en_pc_windon_wind_016 | Aggregated Plant -- pre-construction | windon | FRA | 2028 |  |  |  | pre-construction | FALSE | FALSE | elc_won_FRA_016 | 16 | 0.0171 | 2376 | 57.2 | 0 | 1 | 0.36473 | 0
en_pc_windon_wind_016 | Aggregated Plant -- pre-construction | windon | FRA | 2029 |  |  |  | pre-construction | FALSE | FALSE | elc_won_FRA_016 | 16 | 0.02 | 2376 | 57.2 | 0 | 1 | 0.36473 | 0
en_pc_windon_wind_017 | Aggregated Plant -- pre-construction | windon | FRA | 2025 |  |  |  | pre-construction | FALSE | FALSE | elc_won_FRA_017 | 17 | 0.1622 | 2376 | 57.2 | 0 | 1 | 0.49315 | 0
en_pc_windon_wind_018 | Aggregated Plant -- pre-construction | windon | FRA | 2025 |  |  |  | pre-construction | FALSE | FALSE | elc_won_FRA_018 | 18 | 0.2778 | 2376 | 57.2 | 0 | 1 | 0.35824 | 0
en_pc_windon_wind_020 | Aggregated Plant -- pre-construction | windon | FRA | 2025 |  |  |  | pre-construction | FALSE | FALSE | elc_won_FRA_020 | 20 | 0.3491 | 2376 | 57.2 | 0 | 1 | 0.28115 | 0
en_pc_windon_wind_020 | Aggregated Plant -- pre-construction | windon | FRA | 2026 |  |  |  | pre-construction | FALSE | FALSE | elc_won_FRA_020 | 20 | 0.0252 | 2376 | 57.2 | 0 | 1 | 0.28115 | 0
en_pc_windon_wind_023 | Aggregated Plant -- pre-construction | windon | FRA | 2025 |  |  |  | pre-construction | FALSE | FALSE | elc_won_FRA_023 | 23 | 0.172 | 2376 | 57.2 | 0 | 1 | 0.23001 | 0
en_pc_windon_wind_024 | Aggregated Plant -- pre-construction | windon | FRA | 2025 |  |  |  | pre-construction | FALSE | FALSE | elc_won_FRA_024 | 24 | 0.1941 | 2376 | 57.2 | 0 | 1 | 0.23943 | 0
en_pc_windon_wind_024 | Aggregated Plant -- pre-construction | windon | FRA | 2027 |  |  |  | pre-construction | FALSE | FALSE | elc_won_FRA_024 | 24 | 0.0123 | 2376 | 57.2 | 0 | 1 | 0.23943 | 0
en_pc_windon_wind_025 | Aggregated Plant -- pre-construction | windon | FRA | 2025 |  |  |  | pre-construction | FALSE | FALSE | elc_won_FRA_025 | 25 | 0.7137 | 2335.3106 | 56.1828 | 0 | 1 | 0.29297 | 0
en_pc_windon_wind_025 | Aggregated Plant -- pre-construction | windon | FRA | 2026 |  |  |  | pre-construction | FALSE | FALSE | elc_won_FRA_025 | 25 | 0.0204 | 2376 | 57.2 | 0 | 1 | 0.29297 | 0
en_pc_windon_wind_025 | Aggregated Plant -- pre-construction | windon | FRA | 2028 |  |  |  | pre-construction | FALSE | FALSE | elc_won_FRA_025 | 25 | 0.016 | 2376 | 57.2 | 0 | 1 | 0.29297 | 0
en_pc_windon_wind_025 | Aggregated Plant -- pre-construction | windon | FRA | 2030 |  |  |  | pre-construction | FALSE | FALSE | elc_won_FRA_025 | 25 | 0.0297 | 2376 | 57.2 | 0 | 1 | 0.29297 | 0
en_pc_windon_wind_026 | Aggregated Plant -- pre-construction | windon | FRA | 2025 |  |  |  | pre-construction | FALSE | FALSE | elc_won_FRA_026 | 26 | 0.5158 | 2376 | 57.2 | 0 | 1 | 0.30756 | 0
en_pc_windon_wind_026 | Aggregated Plant -- pre-construction | windon | FRA | 2027 |  |  |  | pre-construction | FALSE | FALSE | elc_won_FRA_026 | 26 | 0.0228 | 2376 | 57.2 | 0 | 1 | 0.30756 | 0
en_pc_windon_wind_026 | Aggregated Plant -- pre-construction | windon | FRA | 2028 |  |  |  | pre-construction | FALSE | FALSE | elc_won_FRA_026 | 26 | 0.021 | 2376 | 57.2 | 0 | 1 | 0.30756 | 0
en_pc_windon_wind_026 | Aggregated Plant -- pre-construction | windon | FRA | 2029 |  |  |  | pre-construction | FALSE | FALSE | elc_won_FRA_026 | 26 | 0.0375 | 2376 | 57.2 | 0 | 1 | 0.30756 | 0
en_pc_windon_wind_028 | Aggregated Plant -- pre-construction | windon | FRA | 2025 |  |  |  | pre-construction | FALSE | FALSE | elc_won_FRA_028 | 28 | 0.1224 | 2376 | 57.2 | 0 | 1 | 0.26074 | 0
en_pc_windon_wind_G100000919779 | Mont Des Quatre Faux wind farm_-- -- pre-construction | windon | FRA | 2025 |  |  | Rethel | pre-construction | FALSE | FALSE | elc_won_FRA_015 | 15 | 0.226 | 2024 | 48.4 | 0 | 1 | 0.3343 | 0
ep_bioenergy_G100000200286 | Isséane Waste-To-Energy power station_1 -- operating | bioenergy | FRA | 2007 |  | Ile-de-France |  | operating | FALSE | FALSE | e_w85047359-400_FRA | w85047359-400_FRA | 0.052 | 4427.5 | 157.3 | 9.24 | 0.2987 |  | 0 | 38 | 5 | 5 | 30 | 30 | 5 | 40 | 10
ep_bioenergy_G100000200287 | Ivry-Paris XIII power station_1 -- operating | bioenergy | FRA | 1969 |  | Ile-de-France | Paris | operating | FALSE | FALSE | e_w79866837-400_FRA | w79866837-400_FRA | 0.064 | 4427.5 | 157.3 | 9.24 | 0.2369 |  | 0 | 38 | 5 | 5 | 30 | 30 | 5 | 40 | 10
ep_bioenergy_G100000202464 | Bois-Rouge power station_1, timepoint 2 -- operating | bioenergy | FRA | 2023 |  | Réunion | Saint-Denis | operating | FALSE | TRUE | e_w90842395-400_FRA | w90842395-400_FRA | 0.055 | 4427.5 | 157.3 | 9.24 | 0.3399 |  | 0 | 38 | 5 | 5 | 30 | 30 | 5 | 40 | 10
ep_bioenergy_G100000202466 | Le Gol power station_1, timepoint 2 -- operating | bioenergy | FRA | 2023 |  | Réunion | Saint-Louis | operating | FALSE | TRUE | e_w90842395-400_FRA | w90842395-400_FRA | 0.0518 | 4427.5 | 157.3 | 9.24 | 0.3399 |  | 0 | 38 | 5 | 5 | 30 | 30 | 5 | 40 | 10
ep_bioenergy_G100000202467 | Le Gol power station_2, timepoint 2 -- operating | bioenergy | FRA | 2023 |  | Réunion | Saint-Louis | operating | FALSE | TRUE | e_w90842395-400_FRA | w90842395-400_FRA | 0.059 | 4427.5 | 157.3 | 9.24 | 0.3399 |  | 0 | 38 | 5 | 5 | 30 | 30 | 5 | 40 | 10
ep_bioenergy_G100000202521 | Provence power station_4, timepoint 2 -- operating | bioenergy | FRA | 1995 |  | Bouches-du-Rhône | Meyreuil | operating | FALSE | FALSE | e_w27259817-400_FRA | w27259817-400_FRA | 0.15 | 4427.5 | 157.3 | 9.24 | 0.27295 |  | 0 | 38 | 5 | 5 | 30 | 30 | 5 | 40 | 10
ep_bioenergy_w110086345-400_FRA | Aggregated Plant -- operating | bioenergy | FRA | 1983 |  |  |  | operating | FALSE | FALSE | e_w110086345-400_FRA | w110086345-400_FRA | 0.012 | 5197.5 | 185.9 | 10.08 | 0.25235 |  | 0 | 38 | 5 | 5 | 30 | 30 | 5 | 40 | 10
ep_bioenergy_w110086345-400_FRA | Aggregated Plant -- operating | bioenergy | FRA | 2021 |  |  |  | operating | FALSE | FALSE | e_w110086345-400_FRA | w110086345-400_FRA | 0.025 | 5197.5 | 185.9 | 10.08 | 0.3296 |  | 0 | 38 | 5 | 5 | 30 | 30 | 5 | 40 | 10
ep_bioenergy_w110086345-400_FRA__irena | Aggregated Plant - IRENA Gap - way/110086345-400_Missing Bioenergy Capacity -- operating | bioenergy | FRA | 2022 |  |  |  | operating | FALSE | FALSE | e_w110086345-400_FRA | w110086345-400_FRA | 0.050423 | 4427.5 | 157.3 | 9.24 | 0.3399 |  | 0 | 38 | 5 | 5 | 30 | 30 | 5 | 40 | 10
ep_bioenergy_w111558550-400_FRA | Aggregated Plant -- operating | bioenergy | FRA | 1990 |  |  |  | operating | FALSE | FALSE | e_w111558550-400_FRA | w111558550-400_FRA | 0.0103 | 5197.5 | 185.9 | 10.08 | 0.25235 |  | 0 | 38 | 5 | 5 | 30 | 30 | 5 | 40 | 10
ep_bioenergy_w111558550-400_FRA | Aggregated Plant -- operating | bioenergy | FRA | 2019 |  |  |  | operating | FALSE | FALSE | e_w111558550-400_FRA | w111558550-400_FRA | 0.0194 | 5197.5 | 185.9 | 10.08 | 0.309 |  | 0 | 38 | 5 | 5 | 30 | 30 | 5 | 40 | 10
ep_bioenergy_w111558550-400_FRA__irena | Aggregated Plant -- operating | bioenergy | FRA | 2022 |  |  |  | operating | FALSE | FALSE | e_w111558550-400_FRA | w111558550-400_FRA | 0.040475 | 5197.5 | 185.9 | 10.08 | 0.3296 |  | 0 | 38 | 5 | 5 | 30 | 30 | 5 | 40 | 10
ep_bioenergy_w118086309-400_FRA | Aggregated Plant -- operating | bioenergy | FRA | 2019 |  |  |  | operating | FALSE | FALSE | e_w118086309-400_FRA | w118086309-400_FRA | 0.02 | 5197.5 | 185.9 | 10.08 | 0.309 |  | 0 | 38 | 5 | 5 | 30 | 30 | 5 | 40 | 10
ep_bioenergy_w118086309-400_FRA__irena | Aggregated Plant -- operating | bioenergy | FRA | 2022 |  |  |  | operating | FALSE | FALSE | e_w118086309-400_FRA | w118086309-400_FRA | 0.027256 | 5197.5 | 185.9 | 10.08 | 0.3296 |  | 0 | 38 | 5 | 5 | 30 | 30 | 5 | 40 | 10
ep_bioenergy_w159167277-400_FRA | Aggregated Plant -- operating | bioenergy | FRA | 2018 |  |  |  | operating | FALSE | FALSE | e_w159167277-400_FRA | w159167277-400_FRA | 0.02 | 5197.5 | 185.9 | 10.08 | 0.309 |  | 0 | 38 | 5 | 5 | 30 | 30 | 5 | 40 | 10
ep_bioenergy_w159167277-400_FRA__irena | Aggregated Plant -- operating | bioenergy | FRA | 2022 |  |  |  | operating | FALSE | FALSE | e_w159167277-400_FRA | w159167277-400_FRA | 0.027256 | 5197.5 | 185.9 | 10.08 | 0.3296 |  | 0 | 38 | 5 | 5 | 30 | 30 | 5 | 40 | 10
ep_bioenergy_w235370803-400_FRA | Aggregated Plant -- operating | bioenergy | FRA | 1998 |  |  |  | operating | FALSE | FALSE | e_w235370803-400_FRA | w235370803-400_FRA | 0.022 | 5197.5 | 185.9 | 10.08 | 0.26265 |  | 0 | 38 | 5 | 5 | 30 | 30 | 5 | 40 | 10
ep_bioenergy_w235370803-400_FRA | Aggregated Plant -- operating | bioenergy | FRA | 2010 |  |  |  | operating | FALSE | FALSE | e_w235370803-400_FRA | w235370803-400_FRA | 0.0595 | 5197.5 | 185.9 | 10.08 | 0.2884 |  | 0 | 38 | 5 | 5 | 30 | 30 | 5 | 40 | 10
ep_bioenergy_w235370803-400_FRA__irena | Aggregated Plant - IRENA Gap - way/235370803-400_Missing Bioenergy Capacity -- operating | bioenergy | FRA | 2022 |  |  |  | operating | FALSE | FALSE | e_w235370803-400_FRA | w235370803-400_FRA | 0.11107 | 4427.5 | 157.3 | 9.24 | 0.3399 |  | 0 | 38 | 5 | 5 | 30 | 30 | 5 | 40 | 10
ep_bioenergy_w27259817-400_FRA | Aggregated Plant -- operating | bioenergy | FRA | 2016 |  |  |  | operating | FALSE | FALSE | e_w27259817-400_FRA | w27259817-400_FRA | 0.0213 | 5197.5 | 185.9 | 10.08 | 0.309 |  | 0 | 38 | 5 | 5 | 30 | 30 | 5 | 40 | 10
ep_bioenergy_w27259817-400_FRA__irena | Aggregated Plant - IRENA Gap - way/27259817-400_Missing Bioenergy Capacity -- operating | bioenergy | FRA | 2022 |  |  |  | operating | FALSE | FALSE | e_w27259817-400_FRA | w27259817-400_FRA | 0.23344 | 4427.5 | 157.3 | 9.24 | 0.3399 |  | 0 | 38 | 5 | 5 | 30 | 30 | 5 | 40 | 10
ep_bioenergy_w49510896-400_FRA | Aggregated Plant -- operating | bioenergy | FRA | 2005 |  |  |  | operating | FALSE | FALSE | e_w49510896-400_FRA | w49510896-400_FRA | 0.02 | 5197.5 | 185.9 | 10.08 | 0.2884 |  | 0 | 38 | 5 | 5 | 30 | 30 | 5 | 40 | 10
ep_bioenergy_w49510896-400_FRA | Aggregated Plant -- operating | bioenergy | FRA | 2014 |  |  |  | operating | FALSE | FALSE | e_w49510896-400_FRA | w49510896-400_FRA | 0.021 | 5197.5 | 185.9 | 10.08 | 0.309 |  | 0 | 38 | 5 | 5 | 30 | 30 | 5 | 40 | 10
ep_bioenergy_w49510896-400_FRA__irena | Aggregated Plant - IRENA Gap - way/49510896-400_Missing Bioenergy Capacity -- operating | bioenergy | FRA | 2022 |  |  |  | operating | FALSE | FALSE | e_w49510896-400_FRA | w49510896-400_FRA | 0.055874 | 4427.5 | 157.3 | 9.24 | 0.3399 |  | 0 | 38 | 5 | 5 | 30 | 30 | 5 | 40 | 10
ep_bioenergy_w79866837-400_FRA__irena | Aggregated Plant - IRENA Gap - way/79866837-400_Missing Bioenergy Capacity -- operating | bioenergy | FRA | 2022 |  |  |  | operating | FALSE | FALSE | e_w79866837-400_FRA | w79866837-400_FRA | 0.087218 | 4427.5 | 157.3 | 9.24 | 0.3399 |  | 0 | 38 | 5 | 5 | 30 | 30 | 5 | 40 | 10
ep_bioenergy_w81641090-400_FRA | Aggregated Plant -- operating | bioenergy | FRA | 2007 |  |  |  | operating | FALSE | FALSE | e_w81641090-400_FRA | w81641090-400_FRA | 0.0125 | 5197.5 | 185.9 | 10.08 | 0.2884 |  | 0 | 38 | 5 | 5 | 30 | 30 | 5 | 40 | 10
ep_bioenergy_w81641090-400_FRA | Aggregated Plant -- operating | bioenergy | FRA | 2024 |  |  |  | operating | FALSE | FALSE | e_w81641090-400_FRA | w81641090-400_FRA | 0.025 | 5197.5 | 185.9 | 10.08 | 0.3296 |  | 0 | 38 | 5 | 5 | 30 | 30 | 5 | 40 | 10
ep_bioenergy_w81641090-400_FRA__irena | Aggregated Plant - IRENA Gap - way/81641090-400_Missing Bioenergy Capacity -- operating | bioenergy | FRA | 2022 |  |  |  | operating | FALSE | FALSE | e_w81641090-400_FRA | w81641090-400_FRA | 0.051104 | 4427.5 | 157.3 | 9.24 | 0.3399 |  | 0 | 38 | 5 | 5 | 30 | 30 | 5 | 40 | 10
ep_bioenergy_w85047359-400_FRA | Aggregated Plant -- operating | bioenergy | FRA | 2005 |  |  |  | operating | FALSE | FALSE | e_w85047359-400_FRA | w85047359-400_FRA | 0.0169 | 5197.5 | 185.9 | 10.08 | 0.2884 |  | 0 | 38 | 5 | 5 | 30 | 30 | 5 | 40 | 10
ep_bioenergy_w85047359-400_FRA | Aggregated Plant -- operating | bioenergy | FRA | 2015 |  |  |  | operating | FALSE | FALSE | e_w85047359-400_FRA | w85047359-400_FRA | 0.014139 | 5197.5 | 185.9 | 10.08 | 0.309 |  | 0 | 38 | 5 | 5 | 30 | 30 | 5 | 40 | 10
ep_bioenergy_w85047359-400_FRA__irena | Aggregated Plant - IRENA Gap - way/85047359-400_Missing Bioenergy Capacity -- operating | bioenergy | FRA | 2022 |  |  |  | operating | FALSE | FALSE | e_w85047359-400_FRA | w85047359-400_FRA | 0.11316 | 4427.5 | 157.3 | 9.24 | 0.3399 |  | 0 | 38 | 5 | 5 | 30 | 30 | 5 | 40 | 10
ep_bioenergy_w85710783-400_FRA | Aggregated Plant -- operating | bioenergy | FRA | 2000 |  |  |  | operating | FALSE | FALSE | e_w85710783-400_FRA | w85710783-400_FRA | 0.032 | 5197.5 | 185.9 | 10.08 | 0.26265 |  | 0 | 38 | 5 | 5 | 30 | 30 | 5 | 40 | 10
ep_bioenergy_w85710783-400_FRA | Aggregated Plant -- operating | bioenergy | FRA | 2007 |  |  |  | operating | FALSE | FALSE | e_w85710783-400_FRA | w85710783-400_FRA | 0.02 | 5197.5 | 185.9 | 10.08 | 0.2884 |  | 0 | 38 | 5 | 5 | 30 | 30 | 5 | 40 | 10
ep_bioenergy_w85710783-400_FRA | Aggregated Plant -- operating | bioenergy | FRA | 2021 |  |  |  | operating | FALSE | FALSE | e_w85710783-400_FRA | w85710783-400_FRA | 0.03 | 5197.5 | 185.9 | 10.08 | 0.3296 |  | 0 | 38 | 5 | 5 | 30 | 30 | 5 | 40 | 10
ep_bioenergy_w85710783-400_FRA__irena | Aggregated Plant - IRENA Gap - way/85710783-400_Missing Bioenergy Capacity -- operating | bioenergy | FRA | 2022 |  |  |  | operating | FALSE | FALSE | e_w85710783-400_FRA | w85710783-400_FRA | 0.11175 | 4427.5 | 157.3 | 9.24 | 0.3399 |  | 0 | 38 | 5 | 5 | 30 | 30 | 5 | 40 | 10
ep_bioenergy_w90842395-400_FRA | Aggregated Plant -- operating | bioenergy | FRA | 2023 |  |  |  | operating | FALSE | TRUE | e_w90842395-400_FRA | w90842395-400_FRA | 0.0445 | 5197.5 | 185.9 | 10.08 | 0.3296 |  | 0 | 38 | 5 | 5 | 30 | 30 | 5 | 40 | 10
ep_bioenergy_w90842395-400_FRA__irena | Aggregated Plant - IRENA Gap - way/90842395-400_Missing Bioenergy Capacity -- operating | bioenergy | FRA | 2022 |  |  |  | operating | FALSE | FALSE | e_w90842395-400_FRA | w90842395-400_FRA | 0.46376 | 3850 | 143 | 8.4 | 0.3605 |  | 0 | 42 | 7 | 7 | 20 | 20 | 8 | 60 | 14
ep_bioenergy_w98890904-400_FRA | Aggregated Plant -- operating | bioenergy | FRA | 2014 |  |  |  | operating | FALSE | FALSE | e_w98890904-400_FRA | w98890904-400_FRA | 0.0185 | 5197.5 | 185.9 | 10.08 | 0.309 |  | 0 | 38 | 5 | 5 | 30 | 30 | 5 | 40 | 10
ep_bioenergy_w98890904-400_FRA__irena | Aggregated Plant -- operating | bioenergy | FRA | 2022 |  |  |  | operating | FALSE | FALSE | e_w98890904-400_FRA | w98890904-400_FRA | 0.025212 | 5197.5 | 185.9 | 10.08 | 0.3296 |  | 0 | 38 | 5 | 5 | 30 | 30 | 5 | 40 | 10
ep_coal__ember | Aggregated Plant -- operating | coal | FRA | 2022 |  |  |  | operating | FALSE | FALSE | ELC |  | 0.003 |  |  |  | 0.33123 |  | 0
ep_coal_subcritical_G100000100986 | Bois-Rouge power station_Unit 1, timepoint 1 -- operating | coal | FRA | 1992 | 2023 | Réunion | Saint-Denis | operating | FALSE | TRUE | e_w90842395-400_FRA | w90842395-400_FRA | 0.062 | 2530 | 72.6 | 5.775 | 0.3502 |  | 0 | 38 | 5 | 5 | 30 | 30 | 5 | 40 | 10
ep_coal_subcritical_G100000100987 | Bois-Rouge power station_Unit 2, timepoint 1 -- operating | coal | FRA | 2004 | 2023 | Réunion | Saint-Denis | operating | FALSE | TRUE | e_w90842395-400_FRA | w90842395-400_FRA | 0.046 | 2970 | 85.8 | 6.3 | 0.3399 |  | 0 | 38 | 5 | 5 | 30 | 30 | 5 | 40 | 10
ep_coal_subcritical_G100000101703 | Cordemais power station_Unit 4 -- operating | coal | FRA | 1983 | 2027 | Loire-Atlantique | Cordemais | operating | FALSE | FALSE | e_w112342683-400_FRA | w112342683-400_FRA | 0.63 | 2200 | 66 | 5.25 | 0.3605 |  | 0 | 42 | 7 | 7 | 20 | 20 | 8 | 60 | 14
ep_coal_subcritical_G100000101704 | Cordemais power station_Unit 5 -- operating | coal | FRA | 1984 | 2027 | Loire-Atlantique | Cordemais | operating | FALSE | FALSE | e_w112342683-400_FRA | w112342683-400_FRA | 0.63 | 2200 | 66 | 5.25 | 0.3605 |  | 0 | 42 | 7 | 7 | 20 | 20 | 8 | 60 | 14
ep_coal_subcritical_G100000102637 | Emile Huchet power station_Unit 6, timepoint 1 -- operating | coal | FRA | 1981 | 2027 | Moselle | Saint-Avold | operating | FALSE | FALSE | e_w81641090-400_FRA | w81641090-400_FRA | 0.647 | 2200 | 66 | 5.25 | 0.3605 |  | 0 | 42 | 7 | 7 | 20 | 20 | 8 | 60 | 14
ep_coal_subcritical_G100000106203-CHP | Le Gol power station_Unit 1, timepoint 1 -- operating -- CHP (captive) | coal | FRA | 1995 | 2024 | Réunion | Saint-Louis | operating | TRUE | TRUE | e_w90842395-400_FRA | w90842395-400_FRA | 0.064 | 2530 | 72.6 | 5.775 | 0.3502 |  | 1.6635 | 38 | 5 | 5 | 30 | 30 | 5 | 40 | 10
ep_coal_subcritical_G100000106204-CHP | Le Gol power station_Unit 2, timepoint 1 -- operating -- CHP (captive) | coal | FRA | 2006 | 2024 | Réunion | Saint-Louis | operating | TRUE | TRUE | e_w90842395-400_FRA | w90842395-400_FRA | 0.058 | 2530 | 72.6 | 5.775 | 0.3502 |  | 1.6635 | 38 | 5 | 5 | 30 | 30 | 5 | 40 | 10
ep_gas_combined_cycle_G100000400088-CHP | Amfard power station_14 -- operating -- CHP (captive) | gas | FRA | 2004 |  | Seine-Maritime | Gonfreville-l'Orcher | operating | TRUE | TRUE | e_w85710783-400_FRA | w85710783-400_FRA | 0.12 | 1265 | 36.3 | 3.465 | 0.5356 |  | 1.6635 | 50 | 2 | 2 | 60 | 60 | 1.75 | 25 | 6
ep_gas_combined_cycle_G100000400089-CHP | Amfard power station_15 -- operating -- CHP (captive) | gas | FRA | 2004 |  | Seine-Maritime | Gonfreville-l'Orcher | operating | TRUE | TRUE | e_w85710783-400_FRA | w85710783-400_FRA | 0.12 | 1265 | 36.3 | 3.465 | 0.5356 |  | 1.6635 | 50 | 2 | 2 | 60 | 60 | 1.75 | 25 | 6
ep_gas_combined_cycle_G100000400090 | Bayet Combined Cycle power station_1 -- operating | gas | FRA | 2011 |  | Allier | Bayet | operating | FALSE | FALSE | e_w71933077-400_FRA | w71933077-400_FRA | 0.401 | 1100 | 33 | 3.15 | 0.5974 |  | 0 | 55 | 4 | 4 | 45 | 45 | 3 | 40 | 9
ep_gas_combined_cycle_G100000400091 | Blénod power station_5 -- operating | gas | FRA | 2011 |  | Meurthe-et-Moselle | Blénod-lès-Pont-à-Mousson | operating | FALSE | FALSE | e_w81641090-400_FRA | w81641090-400_FRA | 0.427 | 1100 | 33 | 3.15 | 0.5974 |  | 0 | 55 | 4 | 4 | 45 | 45 | 3 | 40 | 9
ep_gas_combined_cycle_G100000400092 | Bouchain power station_7 -- operating | gas | FRA | 2016 |  | Nord | Bouchain | operating | FALSE | FALSE | e_w85605950-400_FRA | w85605950-400_FRA | 0.585 | 1100 | 33 | 3.15 | 0.5974 |  | 0 | 55 | 4 | 4 | 45 | 45 | 3 | 40 | 9
ep_gas_combined_cycle_G100000400093 | Combigolfe power station_1 -- operating | gas | FRA | 2010 |  | Bouches-du-Rhone | Fos-sur-Mer | operating | FALSE | FALSE | e_w27259817-400_FRA | w27259817-400_FRA | 0.453 | 1100 | 33 | 3.15 | 0.56135 |  | 0 | 55 | 4 | 4 | 45 | 45 | 3 | 40 | 9
ep_gas_combined_cycle_G100000400094 | Croix-de-Metz (Toul) power station_1 -- operating | gas | FRA | 2012 |  | Meurthe-et-Moselle | Toul | operating | FALSE | FALSE | e_w81641090-400_FRA | w81641090-400_FRA | 0.413 | 1100 | 33 | 3.15 | 0.5974 |  | 0 | 55 | 4 | 4 | 45 | 45 | 3 | 40 | 9
ep_gas_combined_cycle_G100000400095 | Cycofos power station_1 -- operating | gas | FRA | 2009 |  | Bouches-du-Rhone | Fos-sur-Mer | operating | FALSE | FALSE | e_w27259817-400_FRA | w27259817-400_FRA | 0.428 | 1100 | 33 | 3.15 | 0.56135 |  | 0 | 55 | 4 | 4 | 45 | 45 | 3 | 40 | 9
ep_gas_combined_cycle_G100000400096-CHP | DK6 (Dunkerque) power station_1 -- operating -- CHP | gas | FRA | 2005 |  | Nord | Dunkerque | operating | TRUE | FALSE | e_w85203486-400_FRA | w85203486-400_FRA | 0.404 | 1100 | 33 | 3.15 | 0.56135 |  | 4.1111 | 55 | 4 | 4 | 45 | 45 | 3 | 40 | 9
ep_gas_combined_cycle_G100000400097-CHP | DK6 (Dunkerque) power station_2 -- operating -- CHP | gas | FRA | 2005 |  | Nord | Dunkerque | operating | TRUE | FALSE | e_w85203486-400_FRA | w85203486-400_FRA | 0.404 | 1100 | 33 | 3.15 | 0.56135 |  | 4.1111 | 55 | 4 | 4 | 45 | 45 | 3 | 40 | 9
ep_gas_combined_cycle_G100000400098 | Emile Huchet power station_7 -- operating | gas | FRA | 2010 |  | Moselle | Saint-Avold | operating | FALSE | FALSE | e_w81641090-400_FRA | w81641090-400_FRA | 0.44 | 1100 | 33 | 3.15 | 0.56135 |  | 0 | 55 | 4 | 4 | 45 | 45 | 3 | 40 | 9
ep_gas_combined_cycle_G100000400099 | Emile Huchet power station_8 -- operating | gas | FRA | 2010 |  | Moselle | Saint-Avold | operating | FALSE | FALSE | e_w81641090-400_FRA | w81641090-400_FRA | 0.44 | 1100 | 33 | 3.15 | 0.56135 |  | 0 | 55 | 4 | 4 | 45 | 45 | 3 | 40 | 9
ep_gas_combined_cycle_G100000400102 | Martigues-Ponteau power station_5 -- operating | gas | FRA | 2012 |  | Bouches-du-Rhône | Martigues | operating | FALSE | FALSE | e_w27259817-400_FRA | w27259817-400_FRA | 0.499 | 1100 | 33 | 3.15 | 0.5974 |  | 0 | 55 | 4 | 4 | 45 | 45 | 3 | 40 | 9
ep_gas_combined_cycle_G100000400103 | Martigues-Ponteau power station_6 -- operating | gas | FRA | 2013 |  | Bouches-du-Rhône | Martigues | operating | FALSE | FALSE | e_w27259817-400_FRA | w27259817-400_FRA | 0.499 | 1100 | 33 | 3.15 | 0.5974 |  | 0 | 55 | 4 | 4 | 45 | 45 | 3 | 40 | 9
ep_gas_combined_cycle_G100000400104 | Montoir-De-Bretagne power station_1 -- operating | gas | FRA | 2010 |  | Loire-Atlantique | Montoir-de-Bretagne | operating | FALSE | FALSE | e_w112342683-400_FRA | w112342683-400_FRA | 0.435 | 1100 | 33 | 3.15 | 0.56135 |  | 0 | 55 | 4 | 4 | 45 | 45 | 3 | 40 | 9
ep_gas_combined_cycle_G100000400105 | Pont sur sambre power station_1 -- operating | gas | FRA | 2009 |  | Nord | Pont-sur-Sambre | operating | FALSE | FALSE | e_w82825438-400_FRA | w82825438-400_FRA | 0.45 | 1100 | 33 | 3.15 | 0.56135 |  | 0 | 55 | 4 | 4 | 45 | 45 | 3 | 40 | 9
ep_gas_combined_cycle_G100000400107-CHP | Saint-Étienne-du-Rouvray power station_8–11 -- operating -- CHP | gas | FRA | 2000 |  | Seine-Maritime | Saint-Étienne-du-Rouvray | operating | TRUE | FALSE | e_w85710783-400_FRA | w85710783-400_FRA | 0.132 | 1265 | 36.3 | 3.465 | 0.515 |  | 4.1111 | 50 | 2 | 2 | 60 | 60 | 1.75 | 25 | 6
ep_gas_combined_cycle_G100000400882 | Landivisiau power station_CC -- operating | gas | FRA | 2022 |  | Finistere | Landivisiu | operating | FALSE | FALSE | e_w146695955-400_FRA | w146695955-400_FRA | 0.446 | 1100 | 33 | 3.15 | 0.618 |  | 0 | 55 | 4 | 4 | 45 | 45 | 3 | 40 | 9
ep_gas_gas_turbine_G100000400101 | Gennevilliers power station_1 -- operating | gas | FRA | 1994 |  | Hauts-de-Siene | Gennevilliers | operating | FALSE | FALSE | e_w85047359-400_FRA | w85047359-400_FRA | 0.203 | 1012 | 24.2 | 4.62 | 0.27295 |  | 0 | 35 | 1.5 | 1.5 | 80 | 80 | 1.25 | 20 | 6
ep_gas_gas_turbine_G100000406298-CHP | Vitry-sur-Seine cogeneration power station_1 -- operating -- CHP | gas | FRA | 2001 |  | Val-de-Marne | Vitry-sur-Seine | operating | TRUE | FALSE | e_w79866837-400_FRA | w79866837-400_FRA | 0.125 | 1012 | 24.2 | 4.62 | 0.2987 |  | 4.1111 | 30 | 1 | 1 | 100 | 100 | 0.75 | 15 | 4
ep_gas_gas_turbine_G100000406304-CHP | Montereau power station_6 -- operating -- CHP | gas | FRA | 2010 |  | Seine-et-Marne | Vernou-la-Celle-sur-Seine | operating | TRUE | FALSE | e_w79866837-400_FRA | w79866837-400_FRA | 0.2 | 1012 | 24.2 | 4.62 | 0.2987 |  | 4.1111 | 35 | 1.5 | 1.5 | 80 | 80 | 1.25 | 20 | 6
ep_gas_gas_turbine_G100000406305-CHP | Montereau power station_5 -- operating -- CHP | gas | FRA | 2010 |  | Seine-et-Marne | Vernou-la-Celle-sur-Seine | operating | TRUE | FALSE | e_w79866837-400_FRA | w79866837-400_FRA | 0.2 | 1012 | 24.2 | 4.62 | 0.2987 |  | 4.1111 | 35 | 1.5 | 1.5 | 80 | 80 | 1.25 | 20 | 6
ep_gas_gas_turbine_G100000409962-CHP | Sethelec D'Arles power station_1 -- operating -- CHP | gas | FRA | 2002 |  | Provence-Alpes-Côte d'Azur | Arles | operating | TRUE | FALSE | e_w110086345-400_FRA | w110086345-400_FRA | 0.044 | 1188 | 28.6 | 5.04 | 0.2884 |  | 4.1111 | 25 | 0.5 | 0.5 | 120 | 120 | 0.5 | 10 | 2
ep_gas_gas_turbine_G100000409963-CHP | Pont-de-Claix power station_10 -- operating -- CHP (captive) | gas | FRA | 1972 |  | Auvergne-Rhône-Alpes | Le Pont-de-Claix | operating | TRUE | TRUE | e_w147132694-400_FRA | w147132694-400_FRA | 0.026 | 1188 | 28.6 | 5.04 | 0.2266 |  | 1.6635 | 25 | 0.5 | 0.5 | 120 | 120 | 0.5 | 10 | 2
ep_gas_gas_turbine_G100000409964-CHP | Pont-de-Claix power station_9 -- operating -- CHP (captive) | gas | FRA | 1972 |  | Auvergne-Rhône-Alpes | Le Pont-de-Claix | operating | TRUE | TRUE | e_w147132694-400_FRA | w147132694-400_FRA | 0.026 | 1188 | 28.6 | 5.04 | 0.2266 |  | 1.6635 | 25 | 0.5 | 0.5 | 120 | 120 | 0.5 | 10 | 2
ep_gas_gas_turbine_G100000409965-CHP | Pont-de-Claix power station_8 -- operating -- CHP (captive) | gas | FRA | 1969 |  | Auvergne-Rhône-Alpes | Le Pont-de-Claix | operating | TRUE | TRUE | e_w147132694-400_FRA | w147132694-400_FRA | 0.026 | 1188 | 28.6 | 5.04 | 0.206 |  | 1.6635 | 25 | 0.5 | 0.5 | 120 | 120 | 0.5 | 10 | 2
ep_gas_gas_turbine_G100000409980-CHP | Solvay Chalampe power station_1 -- operating -- CHP (captive) | gas | FRA | 2001 |  | Grand Est | Bantzenheim | operating | TRUE | TRUE | e_w118086309-400_FRA | w118086309-400_FRA | 0.02 | 1188 | 28.6 | 5.04 | 0.2884 |  | 1.6635 | 25 | 0.5 | 0.5 | 120 | 120 | 0.5 | 10 | 2
ep_gas_gas_turbine_G100000409982-CHP | Saint-Ouen-sur-Seine power station_1 -- operating -- CHP | gas | FRA | 2001 |  | Ile-de-France | Saint-Ouen-sur-Seine | operating | TRUE | FALSE | e_w85047359-400_FRA | w85047359-400_FRA | 0.128 | 1012 | 24.2 | 4.62 | 0.2987 |  | 4.1111 | 30 | 1 | 1 | 100 | 100 | 0.75 | 15 | 4
ep_gas_gas_turbine_G100000409984-CHP | Ilot (haubourdin) power station_1 -- operating -- CHP (captive) | gas | FRA | 2001 |  | Hauts-de-France | Haubourdin | operating | TRUE | TRUE | e_w85605950-400_FRA | w85605950-400_FRA | 0.047 | 1188 | 28.6 | 5.04 | 0.2884 |  | 1.6635 | 25 | 0.5 | 0.5 | 120 | 120 | 0.5 | 10 | 2
ep_gas_gas_turbine_G100000409987-CHP | Chambière power station_1 -- operating -- CHP | gas | FRA | 1992 |  | Moselle | Metz | operating | TRUE | FALSE | e_w81641090-400_FRA | w81641090-400_FRA | 0.045 | 1188 | 28.6 | 5.04 | 0.26265 |  | 4.1111 | 25 | 0.5 | 0.5 | 120 | 120 | 0.5 | 10 | 2
ep_gas_gas_turbine_G100000410025-CHP | Bassens power station_1 -- operating -- CHP (captive) | gas | FRA | 1998 |  | Nouvelle-Aquitaine | Bassens | operating | TRUE | TRUE | e_w235370803-400_FRA | w235370803-400_FRA | 0.029 | 1188 | 28.6 | 5.04 | 0.26265 |  | 1.6635 | 25 | 0.5 | 0.5 | 120 | 120 | 0.5 | 10 | 2
ep_gas_gas_turbine_G100000410782-CHP | Varengeville power station_CHP -- operating -- CHP | gas | FRA | 1998 |  | Haute-Normandy | Varengeville-sur-Mer | operating | TRUE | FALSE | e_w85710783-400_FRA | w85710783-400_FRA | 0.043 | 1188 | 28.6 | 5.04 | 0.26265 |  | 4.1111 | 25 | 0.5 | 0.5 | 120 | 120 | 0.5 | 10 | 2
ep_gas_gas_turbine_G100000410783-CHP | Saint Denis power station_CHP -- operating -- CHP | gas | FRA | 2001 |  | Ile-de-France | Saint Denis | operating | TRUE | FALSE | e_w85047359-400_FRA | w85047359-400_FRA | 0.042 | 1188 | 28.6 | 5.04 | 0.2884 |  | 4.1111 | 25 | 0.5 | 0.5 | 120 | 120 | 0.5 | 10 | 2
ep_gas_gas_turbine_G100000410784-CHP | Saint Fons power station_1 -- operating -- CHP (captive) | gas | FRA | 1999 |  | Auvergne-Rhône-Alpes | Saint Fons | operating | TRUE | TRUE | e_w24020601-400_FRA | w24020601-400_FRA | 0.043 | 1188 | 28.6 | 5.04 | 0.26265 |  | 1.6635 | 25 | 0.5 | 0.5 | 120 | 120 | 0.5 | 10 | 2
ep_gas_gas_turbine_G100000410785-CHP | Meaux power station_GT1 -- operating -- CHP | gas | FRA | 2000 |  | Ile-de-France | Meaux | operating | TRUE | FALSE | e_w79866837-400_FRA | w79866837-400_FRA | 0.03 | 1188 | 28.6 | 5.04 | 0.26265 |  | 4.1111 | 25 | 0.5 | 0.5 | 120 | 120 | 0.5 | 10 | 2
ep_gas_gas_turbine_G100000410787-CHP | Fos-sur-Mer power station_CHP -- operating -- CHP (captive) | gas | FRA | 1999 |  | Bouches-du-Rhone | Fos-sur-Mer | operating | TRUE | TRUE | e_w27259817-400_FRA | w27259817-400_FRA | 0.045 | 1188 | 28.6 | 5.04 | 0.26265 |  | 1.6635 | 25 | 0.5 | 0.5 | 120 | 120 | 0.5 | 10 | 2
ep_gas_gas_turbine_G100000410788-CHP | Lille power station_CHP -- operating -- CHP | gas | FRA | 2006 |  | Hauts-de-France | Lille | operating | TRUE | FALSE | e_w85605950-400_FRA | w85605950-400_FRA | 0.046 | 1188 | 28.6 | 5.04 | 0.2884 |  | 4.1111 | 25 | 0.5 | 0.5 | 120 | 120 | 0.5 | 10 | 2
ep_gas_gas_turbine_G100000412927-CHP | Lestrem power station_GT2 -- operating -- CHP (captive) | gas | FRA | 2015 |  | Hauts-de-France | Roquette | operating | TRUE | TRUE | e_w85047359-400_FRA | w85047359-400_FRA | 0.04 | 1188 | 28.6 | 5.04 | 0.309 |  | 1.6635 | 25 | 0.5 | 0.5 | 120 | 120 | 0.5 | 10 | 2
ep_gas_gas_turbine_G100000412928-CHP | Lestrem power station_GT1 -- operating -- CHP (captive) | gas | FRA | 2015 |  | Hauts-de-France | Roquette | operating | TRUE | TRUE | e_w85047359-400_FRA | w85047359-400_FRA | 0.04 | 1188 | 28.6 | 5.04 | 0.309 |  | 1.6635 | 25 | 0.5 | 0.5 | 120 | 120 | 0.5 | 10 | 2
ep_gas_gas_turbine_G100000412930-CHP | La Madeleine power station_GT2 -- operating -- CHP (captive) | gas | FRA | 2015 |  | Meurthe-et-Moselle | Laneuveville | operating | TRUE | TRUE | e_w81641090-400_FRA | w81641090-400_FRA | 0.048 | 1188 | 28.6 | 5.04 | 0.309 |  | 1.6635 | 25 | 0.5 | 0.5 | 120 | 120 | 0.5 | 10 | 2
ep_gas_gas_turbine_G100000412931-CHP | La Madeleine power station_GT1 -- operating -- CHP (captive) | gas | FRA | 2015 |  | Meurthe-et-Moselle | Laneuveville | operating | TRUE | TRUE | e_w81641090-400_FRA | w81641090-400_FRA | 0.048 | 1188 | 28.6 | 5.04 | 0.309 |  | 1.6635 | 25 | 0.5 | 0.5 | 120 | 120 | 0.5 | 10 | 2
ep_gas_gas_turbine_G100000412936-CHP | Dombasle power station_GT1 -- operating -- CHP (captive) | gas | FRA | 2010 |  | Meurthe-et-Moselle | Nancy | operating | TRUE | TRUE | e_w81641090-400_FRA | w81641090-400_FRA | 0.046 | 1188 | 28.6 | 5.04 | 0.2884 |  | 1.6635 | 25 | 0.5 | 0.5 | 120 | 120 | 0.5 | 10 | 2
ep_gas_gas_turbine_G100001009025 | Renaires power station_GT1 -- operating | gas | FRA | 2020 |  |  | Renaires | operating | FALSE | FALSE | e_w27259817-400_FRA | w27259817-400_FRA | 0.0245 | 1188 | 28.6 | 5.04 | 0.309 |  | 0 | 25 | 0.5 | 0.5 | 120 | 120 | 0.5 | 10 | 2
ep_gas_gas_turbine_G100001009026-CHP | Champblain power station_GT1 -- operating -- CHP (captive) | gas | FRA | 1999 |  |  | Laveyron | operating | TRUE | TRUE | e_w24020601-400_FRA | w24020601-400_FRA | 0.044 | 1188 | 28.6 | 5.04 | 0.26265 |  | 1.6635 | 25 | 0.5 | 0.5 | 120 | 120 | 0.5 | 10 | 2
ep_gas_gas_turbine_G100001009032 | Peage-de-Roussillon Sud power station_GT1 -- operating | gas | FRA | 1999 |  |  | Roussillon | operating | FALSE | TRUE | e_w24020601-400_FRA | w24020601-400_FRA | 0.046 | 1188 | 28.6 | 5.04 | 0.26265 |  | 0 | 25 | 0.5 | 0.5 | 120 | 120 | 0.5 | 10 | 2
ep_gas_gas_turbine_G100001027887 | Darblay power station_GT1 -- operating | gas | FRA | 1980 |  |  | Grand-Couronne | operating | FALSE | FALSE | e_w85710783-400_FRA | w85710783-400_FRA | 0.024 | 1188 | 28.6 | 5.04 | 0.2266 |  | 0 | 25 | 0.5 | 0.5 | 120 | 120 | 0.5 | 10 | 2
ep_gas_internal_combustion_G100000412917-CHP | Tavaux Works power station_2-2 -- operating -- CHP (captive) | gas | FRA | 2015 |  | Bourgogne-Franche-Comté | Tavaux | operating | TRUE | TRUE | e_w159167277-400_FRA | w159167277-400_FRA | 0.048 | 1633.5 | 64.35 | 8.19 | 0.36565 |  | 1.6635 | 35 | 2 | 2 | 60 | 60 | 1.5 | 20 | 6
ep_gas_internal_combustion_G100000412918-CHP | Tavaux Works power station_2-1 -- operating -- CHP (captive) | gas | FRA | 2015 |  | Bourgogne-Franche-Comté | Tavaux | operating | TRUE | TRUE | e_w159167277-400_FRA | w159167277-400_FRA | 0.048 | 1633.5 | 64.35 | 8.19 | 0.36565 |  | 1.6635 | 35 | 2 | 2 | 60 | 60 | 1.5 | 20 | 6
ep_gas_steam_turbine_G100000409981-CHP | Sethelec Saillat power station_1 -- operating -- CHP | gas | FRA | 2005 |  | Haute-Vienne | Saillat-sur-Vienne | operating | TRUE | FALSE | e_w235370803-400_FRA | w235370803-400_FRA | 0.033 | 1782 | 57.2 | 5.67 | 0.3399 |  | 4.1111 | 35 | 3 | 3 | 40 | 40 | 2 | 25 | 5
ep_gas_steam_turbine_G100000409985-CHP | Condat-Le-Lardin power station_2 -- operating -- CHP (captive) | gas | FRA | 2003 |  | Nouvelle-Aquitaine | Le Lardin-Saint-Lazare | operating | TRUE | TRUE | e_w71933077-400_FRA | w71933077-400_FRA | 0.0436 | 1782 | 57.2 | 5.67 | 0.3399 |  | 1.6635 | 35 | 3 | 3 | 40 | 40 | 2 | 25 | 5
ep_gas_steam_turbine_G100000409986-CHP | Condat-Le-Lardin power station_1 -- operating -- CHP (captive) | gas | FRA | 2003 |  | Nouvelle-Aquitaine | Le Lardin-Saint-Lazare | operating | TRUE | TRUE | e_w71933077-400_FRA | w71933077-400_FRA | 0.0436 | 1782 | 57.2 | 5.67 | 0.3399 |  | 1.6635 | 35 | 3 | 3 | 40 | 40 | 2 | 25 | 5
ep_gas_steam_turbine_G100000412932-CHP | Fos-sur-Mer steel plant power station_4 -- operating -- CHP (captive) | gas | FRA | 1973 |  | Provence-Alpes-Côte d'Azur | Fos-sur-Mer | operating | TRUE | TRUE | e_w27259817-400_FRA | w27259817-400_FRA | 0.048 | 1782 | 57.2 | 5.67 | 0.309 |  | 1.6635 | 35 | 3 | 3 | 40 | 40 | 2 | 25 | 5
ep_gas_steam_turbine_G100000412933-CHP | Fos-sur-Mer steel plant power station_3 -- operating -- CHP (captive) | gas | FRA | 1973 |  | Provence-Alpes-Côte d'Azur | Fos-sur-Mer | operating | TRUE | TRUE | e_w27259817-400_FRA | w27259817-400_FRA | 0.048 | 1782 | 57.2 | 5.67 | 0.309 |  | 1.6635 | 35 | 3 | 3 | 40 | 40 | 2 | 25 | 5
ep_gas_steam_turbine_G100000412934-CHP | Fos-sur-Mer steel plant power station_2 -- operating -- CHP (captive) | gas | FRA | 2015 |  | Provence-Alpes-Côte d'Azur | Fos-sur-Mer | operating | TRUE | TRUE | e_w27259817-400_FRA | w27259817-400_FRA | 0.027 | 1782 | 57.2 | 5.67 | 0.34505 |  | 1.6635 | 35 | 3 | 3 | 40 | 40 | 2 | 25 | 5
ep_gas_steam_turbine_G100000412935-CHP | Fos-sur-Mer steel plant power station_1 -- operating -- CHP (captive) | gas | FRA | 2015 |  | Provence-Alpes-Côte d'Azur | Fos-sur-Mer | operating | TRUE | TRUE | e_w27259817-400_FRA | w27259817-400_FRA | 0.027 | 1782 | 57.2 | 5.67 | 0.34505 |  | 1.6635 | 35 | 3 | 3 | 40 | 40 | 2 | 25 | 5
ep_gas_steam_turbine_G100001009023 | Auguette power station_ST1 -- operating | gas | FRA | 2000 |  |  |  | operating | FALSE | FALSE | e_w27259817-400_FRA | w27259817-400_FRA | 0.068 | 1518 | 48.4 | 5.1975 | 0.3399 |  | 0 | 35 | 3 | 3 | 40 | 40 | 2 | 25 | 5
ep_gas_steam_turbine_G100001009024 | Auguette power station_ST2 -- operating | gas | FRA | 2000 |  |  |  | operating | FALSE | FALSE | e_w27259817-400_FRA | w27259817-400_FRA | 0.0384 | 1782 | 57.2 | 5.67 | 0.3296 |  | 0 | 35 | 3 | 3 | 40 | 40 | 2 | 25 | 5
ep_gas_steam_turbine_G100001027816 | Nesle power station_ST1 -- operating | gas | FRA | 2015 |  |  |  | operating | FALSE | TRUE | e_w36805588-400_FRA | w36805588-400_FRA | 0.024 | 1782 | 57.2 | 5.67 | 0.34505 |  | 0 | 35 | 3 | 3 | 40 | 40 | 2 | 25 | 5
ep_gas_steam_turbine_G100001027817 | Nesle power station_ST2 -- operating | gas | FRA | 2015 |  |  |  | operating | FALSE | TRUE | e_w36805588-400_FRA | w36805588-400_FRA | 0.024 | 1782 | 57.2 | 5.67 | 0.34505 |  | 0 | 35 | 3 | 3 | 40 | 40 | 2 | 25 | 5
ep_gas_steam_turbine_G100001027836 | Lacq power station_ST1 -- operating | gas | FRA | 1995 |  | Nouvelle-Aquitane | Lacq | operating | FALSE | FALSE | e_w111558550-400_FRA | w111558550-400_FRA | 0.0209 | 1782 | 57.2 | 5.67 | 0.3296 |  | 0 | 35 | 3 | 3 | 40 | 40 | 2 | 25 | 5
ep_gas_steam_turbine_G100001027888 | Les Ulis power station_ST1 -- operating | gas | FRA | 2001 |  |  | Les Ulis | operating | FALSE | FALSE | e_w85047359-400_FRA | w85047359-400_FRA | 0.0487 | 1782 | 57.2 | 5.67 | 0.3399 |  | 0 | 35 | 3 | 3 | 40 | 40 | 2 | 25 | 5
ep_gas_w110086345-400_FRA__ember | Aggregated Plant - EMBER Gap - way/110086345-400_Missing Gas Capacity -- operating | gas | FRA | 2022 |  |  |  | operating | FALSE | FALSE | e_w110086345-400_FRA | w110086345-400_FRA | 0.039993 |  |  |  | 0.33123 |  | 0
ep_gas_w111558550-400_FRA__ember | Aggregated Plant - EMBER Gap - way/111558550-400_Missing Gas Capacity -- operating | gas | FRA | 2022 |  |  |  | operating | FALSE | FALSE | e_w111558550-400_FRA | w111558550-400_FRA | 0.018996 |  |  |  | 0.33123 |  | 0
ep_gas_w112342683-400_FRA__ember | Aggregated Plant - EMBER Gap - way/112342683-400_Missing Gas Capacity -- operating | gas | FRA | 2022 |  |  |  | operating | FALSE | FALSE | e_w112342683-400_FRA | w112342683-400_FRA | 0.39538 |  |  |  | 0.33123 |  | 0
ep_gas_w118086309-400_FRA__ember | Aggregated Plant - EMBER Gap - way/118086309-400_Missing Gas Capacity -- operating | gas | FRA | 2022 |  |  |  | operating | FALSE | FALSE | e_w118086309-400_FRA | w118086309-400_FRA | 0.018178 |  |  |  | 0.33123 |  | 0
ep_gas_w146695955-400_FRA__ember | Aggregated Plant - EMBER Gap - way/146695955-400_Missing Gas Capacity -- operating | gas | FRA | 2022 |  |  |  | operating | FALSE | FALSE | e_w146695955-400_FRA | w146695955-400_FRA | 0.40538 |  |  |  | 0.33123 |  | 0
ep_gas_w147132694-400_FRA__ember | Aggregated Plant - EMBER Gap - way/147132694-400_Missing Gas Capacity -- operating | gas | FRA | 2022 |  |  |  | operating | FALSE | FALSE | e_w147132694-400_FRA | w147132694-400_FRA | 0.070896 |  |  |  | 0.33123 |  | 0
ep_gas_w159167277-400_FRA__ember | Aggregated Plant - EMBER Gap - way/159167277-400_Missing Gas Capacity -- operating | gas | FRA | 2022 |  |  |  | operating | FALSE | FALSE | e_w159167277-400_FRA | w159167277-400_FRA | 0.087257 |  |  |  | 0.33123 |  | 0
ep_gas_w235370803-400_FRA__ember | Aggregated Plant - EMBER Gap - way/235370803-400_Missing Gas Capacity -- operating | gas | FRA | 2022 |  |  |  | operating | FALSE | FALSE | e_w235370803-400_FRA | w235370803-400_FRA | 0.056353 |  |  |  | 0.33123 |  | 0
ep_gas_w24020601-400_FRA__ember | Aggregated Plant - EMBER Gap - way/24020601-400_Missing Gas Capacity -- operating | gas | FRA | 2022 |  |  |  | operating | FALSE | FALSE | e_w24020601-400_FRA | w24020601-400_FRA | 0.12089 |  |  |  | 0.33123 |  | 0
ep_gas_w27259817-400_FRA__ember | Aggregated Plant - EMBER Gap - way/27259817-400_Missing Gas Capacity -- operating | gas | FRA | 2022 |  |  |  | operating | FALSE | FALSE | e_w27259817-400_FRA | w27259817-400_FRA | 2.0041 |  |  |  | 0.33123 |  | 0
ep_gas_w36805588-400_FRA__ember | Aggregated Plant - EMBER Gap - way/36805588-400_Missing Gas Capacity -- operating | gas | FRA | 2022 |  |  |  | operating | FALSE | FALSE | e_w36805588-400_FRA | w36805588-400_FRA | 0.043628 |  |  |  | 0.33123 |  | 0
ep_gas_w71933077-400_FRA__ember | Aggregated Plant - EMBER Gap - way/71933077-400_Missing Gas Capacity -- operating | gas | FRA | 2022 |  |  |  | operating | FALSE | FALSE | e_w71933077-400_FRA | w71933077-400_FRA | 0.44374 |  |  |  | 0.33123 |  | 0
ep_gas_w79866837-400_FRA__ember | Aggregated Plant - EMBER Gap - way/79866837-400_Missing Gas Capacity -- operating | gas | FRA | 2022 |  |  |  | operating | FALSE | FALSE | e_w79866837-400_FRA | w79866837-400_FRA | 0.50445 |  |  |  | 0.33123 |  | 0
ep_gas_w81641090-400_FRA__ember | Aggregated Plant - EMBER Gap - way/81641090-400_Missing Gas Capacity -- operating | gas | FRA | 2022 |  |  |  | operating | FALSE | FALSE | e_w81641090-400_FRA | w81641090-400_FRA | 2.3214 |  |  |  | 0.33123 |  | 0
ep_gas_w82825438-400_FRA__ember | Aggregated Plant - EMBER Gap - way/82825438-400_Missing Gas Capacity -- operating | gas | FRA | 2022 |  |  |  | operating | FALSE | FALSE | e_w82825438-400_FRA | w82825438-400_FRA | 0.40901 |  |  |  | 0.33123 |  | 0
ep_gas_w85047359-400_FRA__ember | Aggregated Plant - EMBER Gap - way/85047359-400_Missing Gas Capacity -- operating | gas | FRA | 2022 |  |  |  | operating | FALSE | FALSE | e_w85047359-400_FRA | w85047359-400_FRA | 0.45601 |  |  |  | 0.33123 |  | 0
ep_gas_w85203486-400_FRA__ember | Aggregated Plant - EMBER Gap - way/85203486-400_Missing Gas Capacity -- operating | gas | FRA | 2022 |  |  |  | operating | FALSE | FALSE | e_w85203486-400_FRA | w85203486-400_FRA | 0.73441 |  |  |  | 0.33123 |  | 0
ep_gas_w85605950-400_FRA__ember | Aggregated Plant - EMBER Gap - way/85605950-400_Missing Gas Capacity -- operating | gas | FRA | 2022 |  |  |  | operating | FALSE | FALSE | e_w85605950-400_FRA | w85605950-400_FRA | 0.61625 |  |  |  | 0.33123 |  | 0
ep_gas_w85710783-400_FRA__ember | Aggregated Plant - EMBER Gap - way/85710783-400_Missing Gas Capacity -- operating | gas | FRA | 2022 |  |  |  | operating | FALSE | FALSE | e_w85710783-400_FRA | w85710783-400_FRA | 0.39902 |  |  |  | 0.33123 |  | 0
ep_geothermal_w118086309-400_FRA | Aggregated Plant -- operating | geothermal | FRA | 2008 |  |  |  | operating | FALSE | FALSE | e_w118086309-400_FRA | w118086309-400_FRA | 0.0017 | 6237 | 185.9 | 3.15 | 1 |  | 0
ep_geothermal_w118086309-400_FRA__irena | Aggregated Plant -- operating | geothermal | FRA | 2022 |  |  |  | operating | FALSE | FALSE | e_w118086309-400_FRA | w118086309-400_FRA | 0.01445 | 6237 | 185.9 | 3.15 | 1 |  | 0
ep_hydro_dam_G100000601639 | Aussois hydroelectric plant_ -- operating | hydro | FRA | 1947 |  | Auvergne-Rhône-Alpes |  | operating | FALSE | FALSE | e_w147132694-400_FRA | w147132694-400_FRA | 0.087 | 3162.5 | 60.5 | 2.31 | 1 |  | 0
ep_hydro_dam_G100000601641 | Bâthie hydroelectric plant_ -- operating | hydro | FRA | 1961 |  | Auvergne-Rhône-Alpes |  | operating | FALSE | FALSE | e_w147132694-400_FRA | w147132694-400_FRA | 0.6 | 2750 | 55 | 2.1 | 1 |  | 0
ep_hydro_dam_G100000601646 | Bort hydroelectric plant_ -- operating | hydro | FRA | 1952 |  | Auvergne-Rhône-Alpes |  | operating | FALSE | FALSE | e_w71933077-400_FRA | w71933077-400_FRA | 0.235 | 3162.5 | 60.5 | 2.31 | 1 |  | 0
ep_hydro_dam_G100000601648 | Brommat hydroelectric plant_ -- operating | hydro | FRA | 1933 |  | Occitania |  | operating | FALSE | FALSE | e_w71933077-400_FRA | w71933077-400_FRA | 0.406 | 2750 | 55 | 2.1 | 1 |  | 0
ep_hydro_dam_G100000601654 | Combe D'Avrieux hydroelectric plant_ -- operating | hydro | FRA | 1975 |  | Auvergne-Rhône-Alpes |  | operating | FALSE | FALSE | e_w147132694-400_FRA | w147132694-400_FRA | 0.123 | 3162.5 | 60.5 | 2.31 | 1 |  | 0
ep_hydro_dam_G100000601656 | Curbans hydroelectric plant_ -- operating | hydro | FRA | 1966 |  | Bourgogne-Franche-Comté |  | operating | FALSE | FALSE | e_w81641090-400_FRA | w81641090-400_FRA | 0.139 | 3162.5 | 60.5 | 2.31 | 1 |  | 0
ep_hydro_dam_G100000601665 | L'Aigle hydroelectric plant_ -- operating | hydro | FRA | 1945 |  | Nouvelle-Aquitaine |  | operating | FALSE | FALSE | e_w71933077-400_FRA | w71933077-400_FRA | 0.36 | 2750 | 55 | 2.1 | 1 |  | 0
ep_hydro_dam_G100000601666 | L'Hospitalet hydroelectric plant_ -- operating | hydro | FRA | 1960 |  | Occitania |  | operating | FALSE | FALSE | e_w98890904-400_FRA | w98890904-400_FRA | 0.093 | 3162.5 | 60.5 | 2.31 | 1 |  | 0
ep_hydro_dam_G100000601669 | Le Sautet hydroelectric plant_ -- operating | hydro | FRA | 1931 |  | Auvergne-Rhône-Alpes | Pellafol | operating | FALSE | FALSE | e_w147132694-400_FRA | w147132694-400_FRA | 0.076 | 3162.5 | 60.5 | 2.31 | 1 |  | 0
ep_hydro_dam_G100000601670 | Les Brevieres hydroelectric plant_ -- operating | hydro | FRA | 1952 |  | Auvergne-Rhône-Alpes |  | operating | FALSE | FALSE | e_w147132694-400_FRA | w147132694-400_FRA | 0.09 | 3162.5 | 60.5 | 2.31 | 1 |  | 0
ep_hydro_dam_G100000601672 | Malgovert hydroelectric plant_ -- operating | hydro | FRA | 1953 |  | Auvergne-Rhône-Alpes |  | operating | FALSE | FALSE | e_w147132694-400_FRA | w147132694-400_FRA | 0.297 | 3162.5 | 60.5 | 2.31 | 1 |  | 0
ep_hydro_dam_G100000601673 | Mallemort hydroelectric plant_ -- operating | hydro | FRA | 1971 |  | Provence-Alpes-Côte d'Azur |  | operating | FALSE | FALSE | e_w110086345-400_FRA | w110086345-400_FRA | 0.099 | 3162.5 | 60.5 | 2.31 | 1 |  | 0
ep_hydro_dam_G100000601676 | Montahut hydroelectric plant_ -- operating | hydro | FRA | 1966 |  | Occitania |  | operating | FALSE | FALSE | e_w98890904-400_FRA | w98890904-400_FRA | 0.095 | 3162.5 | 60.5 | 2.31 | 1 |  | 0
ep_hydro_dam_G100000601677 | Monteynard hydroelectric plant_ -- operating | hydro | FRA | 1962 |  | Auvergne-Rhône-Alpes |  | operating | FALSE | FALSE | e_w147132694-400_FRA | w147132694-400_FRA | 0.366 | 2750 | 55 | 2.1 | 1 |  | 0
ep_hydro_dam_G100000601679 | Montpezat hydroelectric plant_ -- operating | hydro | FRA | 1954 |  | Provence-Alpes-Côte d'Azur | Montagnac-Montpezat | operating | FALSE | FALSE | e_w27259817-400_FRA | w27259817-400_FRA | 0.132 | 3162.5 | 60.5 | 2.31 | 1 |  | 0
ep_hydro_dam_G100000601680 | Oraison hydroelectric plant_ -- operating | hydro | FRA | 1962 |  | Provence-Alpes-Côte d'Azur |  | operating | FALSE | FALSE | e_w27259817-400_FRA | w27259817-400_FRA | 0.188 | 3162.5 | 60.5 | 2.31 | 1 |  | 0
ep_hydro_dam_G100000601681 | Orlu hydroelectric plant_ -- operating | hydro | FRA | 1959 |  | Occitania |  | operating | FALSE | FALSE | e_w98890904-400_FRA | w98890904-400_FRA | 0.089 | 3162.5 | 60.5 | 2.31 | 1 |  | 0
ep_hydro_dam_G100000601684 | Pied De Borne hydroelectric plant_ -- operating | hydro | FRA | 1965 |  | Occitania |  | operating | FALSE | FALSE | e_w110086345-400_FRA | w110086345-400_FRA | 0.109 | 3162.5 | 60.5 | 2.31 | 1 |  | 0
ep_hydro_dam_G100000601685 | Pierre Bénite hydroelectric plant_ -- operating | hydro | FRA | 1966 |  | Auvergne-Rhône-Alpes |  | operating | FALSE | FALSE | e_w24020601-400_FRA | w24020601-400_FRA | 0.084 | 3162.5 | 60.5 | 2.31 | 1 |  | 0
ep_hydro_dam_G100000601686 | Pouget hydroelectric plant_ -- operating | hydro | FRA | 1951 |  | Occitania |  | operating | FALSE | FALSE | e_w98890904-400_FRA | w98890904-400_FRA | 0.447 | 2750 | 55 | 2.1 | 1 |  | 0
ep_hydro_dam_G100000601687 | Pragneres hydroelectric plant_ -- operating | hydro | FRA | 1954 |  | Occitania |  | operating | FALSE | FALSE | e_w49510896-400_FRA | w49510896-400_FRA | 0.189 | 3162.5 | 60.5 | 2.31 | 1 |  | 0
ep_hydro_dam_G100000601693 | Saint Chamas hydroelectric plant_ -- operating | hydro | FRA | 1966 |  | Provence-Alpes-Côte d'Azur |  | operating | FALSE | FALSE | e_w27259817-400_FRA | w27259817-400_FRA | 0.159 | 3162.5 | 60.5 | 2.31 | 1 |  | 0
ep_hydro_dam_G100000601694 | Saint Estève hydroelectric plant_ -- operating | hydro | FRA | 1963 |  | Provence-Alpes-Côte d'Azur |  | operating | FALSE | FALSE | e_w27259817-400_FRA | w27259817-400_FRA | 0.146 | 3162.5 | 60.5 | 2.31 | 1 |  | 0
ep_hydro_dam_G100000601695 | Saint Guillerme hydroelectric plant_ -- operating | hydro | FRA | 1983 |  | Auvergne-Rhône-Alpes | Auris | operating | FALSE | FALSE | e_w147132694-400_FRA | w147132694-400_FRA | 0.116 | 3162.5 | 60.5 | 2.31 | 1 |  | 0
ep_hydro_dam_G100000601698 | Saint-Etienne-Cantales hydroelectric plant_ -- operating | hydro | FRA | 1945 |  | Auvergne-Rhône-Alpes |  | operating | FALSE | FALSE | e_w71933077-400_FRA | w71933077-400_FRA | 0.103 | 3162.5 | 60.5 | 2.31 | 1 |  | 0
ep_hydro_dam_G100000601699 | Sainte Croix hydroelectric plant_ -- operating | hydro | FRA | 1974 |  | Provence-Alpes-Côte d'Azur |  | operating | FALSE | FALSE | e_w27259817-400_FRA | w27259817-400_FRA | 0.132 | 3162.5 | 60.5 | 2.31 | 1 |  | 0
ep_hydro_dam_G100000601700 | Sainte Tulle hydroelectric plant_ -- operating | hydro | FRA | 1925 |  | Provence-Alpes-Côte d'Azur |  | operating | FALSE | FALSE | e_w27259817-400_FRA | w27259817-400_FRA | 0.097 | 3162.5 | 60.5 | 2.31 | 1 |  | 0
ep_hydro_dam_G100000601701 | Salignac hydroelectric plant_ -- operating | hydro | FRA | 1976 |  | Provence-Alpes-Côte d'Azur |  | operating | FALSE | FALSE | e_w27259817-400_FRA | w27259817-400_FRA | 0.078 | 3162.5 | 60.5 | 2.31 | 1 |  | 0
ep_hydro_dam_G100000601702 | Salon hydroelectric plant_ -- operating | hydro | FRA | 1966 |  | Provence-Alpes-Côte d'Azur |  | operating | FALSE | FALSE | e_w110086345-400_FRA | w110086345-400_FRA | 0.096 | 3162.5 | 60.5 | 2.31 | 1 |  | 0
ep_hydro_dam_G100000601703 | Sarrans hydroelectric plant_ -- operating | hydro | FRA | 1934 |  | Occitania |  | operating | FALSE | FALSE | e_w71933077-400_FRA | w71933077-400_FRA | 0.183 | 3162.5 | 60.5 | 2.31 | 1 |  | 0
ep_hydro_dam_G100000601704 | Serre Ponçon hydroelectric plant_ -- operating | hydro | FRA | 1960 |  | Provence-Alpes-Côte d'Azur |  | operating | FALSE | FALSE | e_w147132694-400_FRA | w147132694-400_FRA | 0.384 | 2750 | 55 | 2.1 | 1 |  | 0
ep_hydro_dam_G100000601705 | Sisteron hydroelectric plant_ -- operating | hydro | FRA | 1975 |  | Provence-Alpes-Côte d'Azur |  | operating | FALSE | FALSE | e_w27259817-400_FRA | w27259817-400_FRA | 0.24 | 3162.5 | 60.5 | 2.31 | 1 |  | 0
ep_hydro_dam_G100000601708 | Villarodin hydroelectric plant_ -- operating | hydro | FRA | 1968 |  | Auvergne-Rhône-Alpes |  | operating | FALSE | FALSE | e_w147132694-400_FRA | w147132694-400_FRA | 0.364 | 2750 | 55 | 2.1 | 1 |  | 0
ep_hydro_dam_G100000601710 | Vouglans hydroelectric plant_ -- operating | hydro | FRA | 1968 |  | Bourgogne-Franche-Comté |  | operating | FALSE | FALSE | e_w159167277-400_FRA | w159167277-400_FRA | 0.285 | 3162.5 | 60.5 | 2.31 | 1 |  | 0
ep_hydro_dam_G100000604126 | Châtelard-Vallorcine hydroelectric plant_ -- operating | hydro | FRA | 1978 |  | Auvergne-Rhône-Alpes |  | operating | FALSE | FALSE | e_w159167277-400_FRA | w159167277-400_FRA | 0.26 | 3162.5 | 60.5 | 2.31 | 1 |  | 0
ep_hydro_dam_G100001027237 | Bancairon hydroelectric plant_ -- operating | hydro | FRA | 1933 |  | Maritime Alps |  | operating | FALSE | FALSE | e_w90842395-400_FRA | w90842395-400_FRA | 0.05 | 3712.5 | 71.5 | 2.52 | 1 |  | 0
ep_hydro_dam_G100001027239 | Castillon hydroelectric plant_ -- operating | hydro | FRA | 1948 |  | Alpes-de-Haute-Provence |  | operating | FALSE | FALSE | e_w90842395-400_FRA | w90842395-400_FRA | 0.068 | 3162.5 | 60.5 | 2.31 | 1 |  | 0
ep_hydro_dam_G100001027240 | Castirla hydroelectric plant_ -- operating | hydro | FRA | 1968 |  | Haute-Corse |  | operating | FALSE | FALSE | e_w90842395-400_FRA | w90842395-400_FRA | 0.055 | 3162.5 | 60.5 | 2.31 | 1 |  | 0
ep_hydro_dam_G100001027241 | Eguzon hydroelectric plant_ -- operating | hydro | FRA | 1926 |  | Centre-Val de Loire |  | operating | FALSE | FALSE | e_w71933077-400_FRA | w71933077-400_FRA | 0.072 | 3162.5 | 60.5 | 2.31 | 1 |  | 0
ep_hydro_dam_G100001027243 | Grandval hydroelectric plant_ -- operating | hydro | FRA | 1959 |  | Cantal |  | operating | FALSE | FALSE | e_w71933077-400_FRA | w71933077-400_FRA | 0.074 | 3162.5 | 60.5 | 2.31 | 1 |  | 0
ep_hydro_dam_G100001027246 | Manosque-Volx hydroelectric plant_ -- operating | hydro | FRA | 1969 |  | Alpes-de-Haute-Provence |  | operating | FALSE | FALSE | e_w27259817-400_FRA | w27259817-400_FRA | 0.055 | 3162.5 | 60.5 | 2.31 | 1 |  | 0
ep_hydro_dam_G100001027247 | Mazet hydroelectric plant_ -- operating | hydro | FRA | 1951 |  | Nouvelle-Aquitaine |  | operating | FALSE | FALSE | e_w71933077-400_FRA | w71933077-400_FRA | 0.056 | 3162.5 | 60.5 | 2.31 | 1 |  | 0
ep_hydro_dam_G100001027248 | Pinet hydroelectric plant_ -- operating | hydro | FRA | 1929 |  | Aveyron |  | operating | FALSE | FALSE | e_w98890904-400_FRA | w98890904-400_FRA | 0.067 | 3162.5 | 60.5 | 2.31 | 1 |  | 0
ep_hydro_dam_G100001027249 | Saint Dalmas hydroelectric plant_ -- operating | hydro | FRA | 1917 |  | Maritime Alps |  | operating | FALSE | FALSE | e_w90842395-400_FRA | w90842395-400_FRA | 0.05 | 3712.5 | 71.5 | 2.52 | 1 |  | 0
ep_hydro_dam_G100001052020 | Jouques hydroelectric plant_ -- operating | hydro | FRA | 1959 |  |  |  | operating | FALSE | FALSE | e_w27259817-400_FRA | w27259817-400_FRA | 0.072 | 3162.5 | 60.5 | 2.31 | 1 |  | 0
ep_hydro_dam_G100001052022 | Luz Saint Sauveur hydroelectric plant_ -- operating | hydro | FRA | 1973 |  |  |  | operating | FALSE | FALSE | e_w49510896-400_FRA | w49510896-400_FRA | 0.052 | 3162.5 | 60.5 | 2.31 | 1 |  | 0
ep_hydro_dam_G100001052023 | Nentilla hydroelectric plant_ -- operating | hydro | FRA | 1953 |  |  |  | operating | FALSE | FALSE | e_w98890904-400_FRA | w98890904-400_FRA | 0.054 | 3162.5 | 60.5 | 2.31 | 1 |  | 0
ep_hydro_dam_G100001052026 | Bissorte hydroelectric plant_ -- operating | hydro | FRA | 1945 |  |  |  | operating | FALSE | FALSE | e_w147132694-400_FRA | w147132694-400_FRA | 0.076 | 3162.5 | 60.5 | 2.31 | 1 |  | 0
ep_hydro_dam_G100001052033 | Rizzanese hydroelectric plant_ -- operating | hydro | FRA | 2012 |  |  |  | operating | FALSE | FALSE | e_w90842395-400_FRA | w90842395-400_FRA | 0.055 | 3162.5 | 60.5 | 2.31 | 1 |  | 0
ep_hydro_dam_G100001052035 | Saint Martin Vésubie hydroelectric plant_ -- operating | hydro | FRA | 1961 |  |  |  | operating | FALSE | FALSE | e_w90842395-400_FRA | w90842395-400_FRA | 0.052 | 3162.5 | 60.5 | 2.31 | 1 |  | 0
ep_hydro_dam_w49510896-400_FRA | Aggregated Plant -- operating | hydro | FRA | 1913 |  |  |  | operating | FALSE | FALSE | e_w49510896-400_FRA | w49510896-400_FRA | 0.048 | 3712.5 | 71.5 | 2.52 | 1 |  | 0
ep_hydro_dam_w71933077-400_FRA | Aggregated Plant -- operating | hydro | FRA | 1947 |  |  |  | operating | FALSE | FALSE | e_w71933077-400_FRA | w71933077-400_FRA | 0.045 | 3712.5 | 71.5 | 2.52 | 1 |  | 0
ep_hydro_dam_w71933077-400_FRA | Aggregated Plant -- operating | hydro | FRA | 1957 |  |  |  | operating | FALSE | FALSE | e_w71933077-400_FRA | w71933077-400_FRA | 0.048 | 3712.5 | 71.5 | 2.52 | 1 |  | 0
ep_hydro_dam_w71933077-400_FRA | Aggregated Plant -- operating | hydro | FRA | 1960 |  |  |  | operating | FALSE | FALSE | e_w71933077-400_FRA | w71933077-400_FRA | 0.045 | 3712.5 | 71.5 | 2.52 | 1 |  | 0
ep_hydro_ps_G100000601652 | Cheylas hydroelectric plant_ -- operating | hydro | FRA | 1979 |  | Auvergne-Rhône-Alpes |  | operating | FALSE | FALSE | e_w147132694-400_FRA | w147132694-400_FRA | 0.485 | 1980 | 44 | 1.575 | 1 |  | 0
ep_hydro_ps_G100000601653 | Coche hydroelectric plant_ -- operating | hydro | FRA | 1976 |  | Auvergne-Rhône-Alpes |  | operating | FALSE | FALSE | e_w147132694-400_FRA | w147132694-400_FRA | 0.384 | 1980 | 44 | 1.575 | 1 |  | 0
ep_hydro_ps_G100000601661 | Grand Maison hydroelectric plant_ -- operating | hydro | FRA | 1987 |  | Auvergne-Rhône-Alpes |  | operating | FALSE | FALSE | e_w147132694-400_FRA | w147132694-400_FRA | 1.713 | 1980 | 44 | 1.575 | 1 |  | 0
ep_hydro_ps_G100000601678 | Montézic hydroelectric plant_ -- operating | hydro | FRA | 1982 |  | Occitania |  | operating | FALSE | FALSE | e_w71933077-400_FRA | w71933077-400_FRA | 0.91 | 1980 | 44 | 1.575 | 1 |  | 0
ep_hydro_ps_G100000601689 | Revin hydroelectric plant_ -- operating | hydro | FRA | 1976 |  | Grand Est |  | operating | FALSE | FALSE | e_w82825438-400_FRA | w82825438-400_FRA | 0.808 | 1980 | 44 | 1.575 | 1 |  | 0
ep_hydro_ps_G100000601707 | Super Bissorte hydroelectric plant_ -- operating | hydro | FRA | 1987 |  | Auvergne-Rhône-Alpes |  | operating | FALSE | FALSE | e_w147132694-400_FRA | w147132694-400_FRA | 0.742 | 1980 | 44 | 1.575 | 1 |  | 0
ep_hydro_ror_G100000601638 | Aston hydroelectric plant_ -- operating | hydro | FRA | 1947 |  | Occitania |  | operating | FALSE | FALSE | e_w98890904-400_FRA | w98890904-400_FRA | 0.104 | 2783 | 66.55 | 2.8875 | 1 |  | 0
ep_hydro_ror_G100000601640 | Avignon hydroelectric plant_ -- operating | hydro | FRA | 1973 |  | Provence-Alpes-Côte d'Azur | Avignon | operating | FALSE | FALSE | e_w110086345-400_FRA | w110086345-400_FRA | 0.12 | 2783 | 66.55 | 2.8875 | 1 |  | 0
ep_hydro_ror_G100000601642 | Beaucaire hydroelectric plant_ -- operating | hydro | FRA | 1970 |  | Occitania |  | operating | FALSE | FALSE | e_w110086345-400_FRA | w110086345-400_FRA | 0.21 | 2783 | 66.55 | 2.8875 | 1 |  | 0
ep_hydro_ror_G100000601643 | Beauchastel hydroelectric plant_ -- operating | hydro | FRA | 1963 |  | Auvergne-Rhône-Alpes |  | operating | FALSE | FALSE | e_w110086345-400_FRA | w110086345-400_FRA | 0.192 | 2783 | 66.55 | 2.8875 | 1 |  | 0
ep_hydro_ror_G100000601644 | Belley hydroelectric plant_ -- operating | hydro | FRA | 1982 |  | Auvergne-Rhône-Alpes |  | operating | FALSE | FALSE | e_w24020601-400_FRA | w24020601-400_FRA | 0.09 | 2783 | 66.55 | 2.8875 | 1 |  | 0
ep_hydro_ror_G100000601645 | Bollène hydroelectric plant_ -- operating | hydro | FRA | 1952 |  | Provence-Alpes-Côte d'Azur |  | operating | FALSE | FALSE | e_w110086345-400_FRA | w110086345-400_FRA | 0.348 | 2420 | 60.5 | 2.625 | 1 |  | 0
ep_hydro_ror_G100000601647 | Bourg Les Valence hydroelectric plant_ -- operating | hydro | FRA | 1968 |  | Auvergne-Rhône-Alpes |  | operating | FALSE | FALSE | e_w24020601-400_FRA | w24020601-400_FRA | 0.18 | 2783 | 66.55 | 2.8875 | 1 |  | 0
ep_hydro_ror_G100000601649 | Caderousse hydroelectric plant_ -- operating | hydro | FRA | 1975 |  | Provence-Alpes-Côte d'Azur |  | operating | FALSE | FALSE | e_w110086345-400_FRA | w110086345-400_FRA | 0.156 | 2783 | 66.55 | 2.8875 | 1 |  | 0
ep_hydro_ror_G100000601650 | Chastang hydroelectric plant_ -- operating | hydro | FRA | 1951 |  | Nouvelle-Aquitaine |  | operating | FALSE | FALSE | e_w71933077-400_FRA | w71933077-400_FRA | 0.293 | 2783 | 66.55 | 2.8875 | 1 |  | 0
ep_hydro_ror_G100000601651 | Chautagne hydroelectric plant_ -- operating | hydro | FRA | 1980 |  | Auvergne-Rhône-Alpes |  | operating | FALSE | FALSE | e_w147132694-400_FRA | w147132694-400_FRA | 0.09 | 2783 | 66.55 | 2.8875 | 1 |  | 0
ep_hydro_ror_G100000601655 | Couesque hydroelectric plant_ -- operating | hydro | FRA | 1950 |  | Occitania |  | operating | FALSE | FALSE | e_w71933077-400_FRA | w71933077-400_FRA | 0.119 | 2783 | 66.55 | 2.8875 | 1 |  | 0
ep_hydro_ror_G100000601657 | Fessenheim hydroelectric plant_ -- operating | hydro | FRA | 1956 |  | Grand Est |  | operating | FALSE | FALSE | e_w118086309-400_FRA | w118086309-400_FRA | 0.175 | 2783 | 66.55 | 2.8875 | 1 |  | 0
ep_hydro_ror_G100000601658 | Genissiat hydroelectric plant_ -- operating | hydro | FRA | 1948 |  | Auvergne-Rhône-Alpes |  | operating | FALSE | FALSE | e_w24020601-400_FRA | w24020601-400_FRA | 0.42 | 2420 | 60.5 | 2.625 | 1 |  | 0
ep_hydro_ror_G100000601659 | Gerstheim hydroelectric plant_ -- operating | hydro | FRA | 1967 |  | Grand Est |  | operating | FALSE | FALSE | e_w118086309-400_FRA | w118086309-400_FRA | 0.141 | 2783 | 66.55 | 2.8875 | 1 |  | 0
ep_hydro_ror_G100000601660 | Gervans hydroelectric plant_ -- operating | hydro | FRA | 1971 |  | Auvergne-Rhône-Alpes |  | operating | FALSE | FALSE | e_w24020601-400_FRA | w24020601-400_FRA | 0.12 | 2783 | 66.55 | 2.8875 | 1 |  | 0
ep_hydro_ror_G100000601662 | Henri Poincaré hydroelectric plant_ -- operating | hydro | FRA | 1957 |  | Auvergne-Rhône-Alpes |  | operating | FALSE | FALSE | e_w110086345-400_FRA | w110086345-400_FRA | 0.295 | 2783 | 66.55 | 2.8875 | 1 |  | 0
ep_hydro_ror_G100000601663 | Hermillon hydroelectric plant_ -- operating | hydro | FRA | 1974 |  | Auvergne-Rhône-Alpes |  | operating | FALSE | FALSE | e_w147132694-400_FRA | w147132694-400_FRA | 0.119 | 2783 | 66.55 | 2.8875 | 1 |  | 0
ep_hydro_ror_G100000601664 | Kembs hydroelectric plant_ -- operating | hydro | FRA | 1932 |  | Grand Est |  | operating | FALSE | FALSE | e_w118086309-400_FRA | w118086309-400_FRA | 0.162 | 2783 | 66.55 | 2.8875 | 1 |  | 0
ep_hydro_ror_G100000601667 | La Saussaz-II hydroelectric plant_ -- operating | hydro | FRA | 1973 |  | Auvergne-Rhône-Alpes |  | operating | FALSE | FALSE | e_w147132694-400_FRA | w147132694-400_FRA | 0.15 | 2783 | 66.55 | 2.8875 | 1 |  | 0
ep_hydro_ror_G100000601668 | Laval De Cere hydroelectric plant_ -- operating | hydro | FRA | 1967 |  | Occitania |  | operating | FALSE | FALSE | e_w71933077-400_FRA | w71933077-400_FRA | 0.096 | 2783 | 66.55 | 2.8875 | 1 |  | 0
ep_hydro_ror_G100000601671 | Logis Neuf hydroelectric plant_ -- operating | hydro | FRA | 1960 |  | Auvergne-Rhône-Alpes |  | operating | FALSE | FALSE | e_w110086345-400_FRA | w110086345-400_FRA | 0.215 | 2783 | 66.55 | 2.8875 | 1 |  | 0
ep_hydro_ror_G100000601674 | Marckolsheim hydroelectric plant_ -- operating | hydro | FRA | 1961 |  | Grand Est |  | operating | FALSE | FALSE | e_w118086309-400_FRA | w118086309-400_FRA | 0.156 | 2783 | 66.55 | 2.8875 | 1 |  | 0
ep_hydro_ror_G100000601675 | Maregès hydroelectric plant_ -- operating | hydro | FRA | 1935 |  | Nouvelle-Aquitaine |  | operating | FALSE | FALSE | e_w71933077-400_FRA | w71933077-400_FRA | 0.146 | 2783 | 66.55 | 2.8875 | 1 |  | 0
ep_hydro_ror_G100000601682 | Ottmarsheim hydroelectric plant_ -- operating | hydro | FRA | 1952 |  | Grand Est |  | operating | FALSE | FALSE | e_w118086309-400_FRA | w118086309-400_FRA | 0.156 | 2783 | 66.55 | 2.8875 | 1 |  | 0
ep_hydro_ror_G100000601683 | Passy hydroelectric plant_ -- operating | hydro | FRA | 1951 |  | Auvergne-Rhône-Alpes |  | operating | FALSE | FALSE | e_w147132694-400_FRA | w147132694-400_FRA | 0.104 | 2783 | 66.55 | 2.8875 | 1 |  | 0
ep_hydro_ror_G100000601688 | Randens hydroelectric plant_ -- operating | hydro | FRA | 1954 |  | Auvergne-Rhône-Alpes |  | operating | FALSE | FALSE | e_w147132694-400_FRA | w147132694-400_FRA | 0.124 | 2783 | 66.55 | 2.8875 | 1 |  | 0
ep_hydro_ror_G100000601690 | Rhinau hydroelectric plant_ -- operating | hydro | FRA | 1963 |  | Grand Est |  | operating | FALSE | FALSE | e_w118086309-400_FRA | w118086309-400_FRA | 0.152 | 2783 | 66.55 | 2.8875 | 1 |  | 0
ep_hydro_ror_G100000601691 | Romanche Gavet hydroelectric plant_ -- operating | hydro | FRA | 2020 |  | Auvergne-Rhône-Alpes | Livet-et-Gavet | operating | FALSE | FALSE | e_w147132694-400_FRA | w147132694-400_FRA | 0.097 | 2783 | 66.55 | 2.8875 | 1 |  | 0
ep_hydro_ror_G100000601692 | Sablons hydroelectric plant_ -- operating | hydro | FRA | 1977 |  | Auvergne-Rhône-Alpes |  | operating | FALSE | FALSE | e_w24020601-400_FRA | w24020601-400_FRA | 0.16 | 2783 | 66.55 | 2.8875 | 1 |  | 0
ep_hydro_ror_G100000601696 | Saint Pierre Cognet hydroelectric plant_ -- operating | hydro | FRA | 1957 |  | Auvergne-Rhône-Alpes |  | operating | FALSE | FALSE | e_w147132694-400_FRA | w147132694-400_FRA | 0.101 | 2783 | 66.55 | 2.8875 | 1 |  | 0
ep_hydro_ror_G100000601697 | Saint Pierre hydroelectric plant_ -- operating | hydro | FRA | 2015 |  | Nouvelle-Aquitaine |  | operating | FALSE | FALSE | e_w71933077-400_FRA | w71933077-400_FRA | 0.122 | 2783 | 66.55 | 2.8875 | 1 |  | 0
ep_hydro_ror_G100000601706 | Strasbourg hydroelectric plant_ -- operating | hydro | FRA | 1969 |  | Grand Est | Strasbourg | operating | FALSE | FALSE | e_w118086309-400_FRA | w118086309-400_FRA | 0.148 | 2783 | 66.55 | 2.8875 | 1 |  | 0
ep_hydro_ror_G100000601709 | Vogelgrün hydroelectric plant_ -- operating | hydro | FRA | 1959 |  | Grand Est |  | operating | FALSE | FALSE | e_w118086309-400_FRA | w118086309-400_FRA | 0.141 | 2783 | 66.55 | 2.8875 | 1 |  | 0
ep_hydro_ror_G100000604125 | Gambsheim hydroelectric plant_ -- operating | hydro | FRA | 1974 |  | Grand Est |  | operating | FALSE | FALSE | e_w118086309-400_FRA | w118086309-400_FRA | 0.1 | 2783 | 66.55 | 2.8875 | 1 |  | 0
ep_hydro_ror_G100000604127 | Iffezheim hydroelectric plant_ -- operating | hydro | FRA | 1978 |  | Grand Est |  | operating | FALSE | FALSE | e_w118086309-400_FRA | w118086309-400_FRA | 0.146 | 2783 | 66.55 | 2.8875 | 1 |  | 0
ep_hydro_ror_G100001027238 | Bregnier-Cordon hydroelectric plant_ -- operating | hydro | FRA | 1984 |  | Ain | Brégnier-Cordon | operating | FALSE | FALSE | e_w24020601-400_FRA | w24020601-400_FRA | 0.07 | 2783 | 66.55 | 2.8875 | 1 |  | 0
ep_hydro_ror_G100001027250 | Saint Georges de Commiers hydroelectric plant_ -- operating | hydro | FRA | 1964 |  | Isère |  | operating | FALSE | FALSE | e_w147132694-400_FRA | w147132694-400_FRA | 0.06 | 2783 | 66.55 | 2.8875 | 1 |  | 0
ep_hydro_ror_G100001027254 | Vaugris hydroelectric plant_ -- operating | hydro | FRA | 1980 |  | Isère |  | operating | FALSE | FALSE | e_w24020601-400_FRA | w24020601-400_FRA | 0.072 | 2783 | 66.55 | 2.8875 | 1 |  | 0
ep_hydro_ror_G100001052010 | Sauveterre hydroelectric plant_ -- operating | hydro | FRA | 1983 |  |  |  | operating | FALSE | FALSE | e_w110086345-400_FRA | w110086345-400_FRA | 0.066 | 2783 | 66.55 | 2.8875 | 1 |  | 0
ep_hydro_ror_G100001052015 | Auzat hydroelectric plant_ -- operating | hydro | FRA | 1978 |  |  |  | operating | FALSE | FALSE | e_w98890904-400_FRA | w98890904-400_FRA | 0.055 | 2783 | 66.55 | 2.8875 | 1 |  | 0
ep_hydro_ror_G100001052017 | Cusset hydroelectric plant_ -- operating | hydro | FRA | 2015 |  |  | Villeurbanne | operating | FALSE | FALSE | e_w24020601-400_FRA | w24020601-400_FRA | 0.063 | 2783 | 66.55 | 2.8875 | 1 |  | 0
ep_hydro_ror_G100001052018 | Golfech hydroelectric plant_ -- operating | hydro | FRA | 1973 |  |  |  | operating | FALSE | FALSE | e_w49510896-400_FRA | w49510896-400_FRA | 0.069 | 2783 | 66.55 | 2.8875 | 1 |  | 0
ep_hydro_ror_G100001052025 | Orelle hydroelectric plant_ -- operating | hydro | FRA | 1970 |  |  |  | operating | FALSE | FALSE | e_w147132694-400_FRA | w147132694-400_FRA | 0.072 | 2783 | 66.55 | 2.8875 | 1 |  | 0
ep_hydro_ror_G100001052030 | Pont Escoffier hydroelectric plant_ -- operating | hydro | FRA | 1944 |  |  |  | operating | FALSE | FALSE | e_w147132694-400_FRA | w147132694-400_FRA | 0.051 | 2783 | 66.55 | 2.8875 | 1 |  | 0
ep_hydro_ror_G100001052032 | Pralognan hydroelectric plant_ -- operating | hydro | FRA | 1949 |  |  |  | operating | FALSE | FALSE | e_w147132694-400_FRA | w147132694-400_FRA | 0.05 | 3267 | 78.65 | 3.15 | 1 |  | 0
ep_hydro_ror_G100001052039 | Villerest hydroelectric plant_ -- operating | hydro | FRA | 1984 |  |  |  | operating | FALSE | FALSE | e_w71933077-400_FRA | w71933077-400_FRA | 0.066 | 2783 | 66.55 | 2.8875 | 1 |  | 0
ep_hydro_ror_w147132694-400_FRA | Aggregated Plant -- operating | hydro | FRA | 1949 |  |  |  | operating | FALSE | FALSE | e_w147132694-400_FRA | w147132694-400_FRA | 0.046 | 3267 | 78.65 | 3.15 | 1 |  | 0
ep_hydro_ror_w147132694-400_FRA | Aggregated Plant -- operating | hydro | FRA | 1991 |  |  |  | operating | FALSE | FALSE | e_w147132694-400_FRA | w147132694-400_FRA | 0.046 | 3267 | 78.65 | 3.15 | 1 |  | 0
ep_hydro_ror_w24020601-400_FRA | Aggregated Plant -- operating | hydro | FRA | 1951 |  |  |  | operating | FALSE | FALSE | e_w24020601-400_FRA | w24020601-400_FRA | 0.041 | 3267 | 78.65 | 3.15 | 1 |  | 0
ep_hydro_ror_w24020601-400_FRA | Aggregated Plant -- operating | hydro | FRA | 1986 |  |  |  | operating | FALSE | FALSE | e_w24020601-400_FRA | w24020601-400_FRA | 0.045 | 3267 | 78.65 | 3.15 | 1 |  | 0
ep_hydro_ror_w49510896-400_FRA | Aggregated Plant -- operating | hydro | FRA | 1932 |  |  |  | operating | FALSE | FALSE | e_w49510896-400_FRA | w49510896-400_FRA | 0.02 | 3267 | 78.65 | 3.15 | 1 |  | 0
ep_hydro_w110086345-400_FRA__irena | Aggregated Plant - IRENA Gap - way/110086345-400_Missing Hydro Capacity -- operating | hydro | FRA | 2022 |  |  |  | operating | FALSE | FALSE | e_w110086345-400_FRA | w110086345-400_FRA | 0.61415 |  |  |  | 0.33123 |  | 0
ep_hydro_w118086309-400_FRA__irena | Aggregated Plant - IRENA Gap - way/118086309-400_Missing Hydro Capacity -- operating | hydro | FRA | 2022 |  |  |  | operating | FALSE | FALSE | e_w118086309-400_FRA | w118086309-400_FRA | 0.49364 |  |  |  | 0.33123 |  | 0
ep_hydro_w147132694-400_FRA__irena | Aggregated Plant - IRENA Gap - way/147132694-400_Missing Hydro Capacity -- operating | hydro | FRA | 2022 |  |  |  | operating | FALSE | FALSE | e_w147132694-400_FRA | w147132694-400_FRA | 2.2597 |  |  |  | 0.33123 |  | 0
ep_hydro_w159167277-400_FRA__irena | Aggregated Plant - IRENA Gap - way/159167277-400_Missing Hydro Capacity -- operating | hydro | FRA | 2022 |  |  |  | operating | FALSE | FALSE | e_w159167277-400_FRA | w159167277-400_FRA | 0.17561 |  |  |  | 0.33123 |  | 0
ep_hydro_w24020601-400_FRA__irena | Aggregated Plant - IRENA Gap - way/24020601-400_Missing Hydro Capacity -- operating | hydro | FRA | 2022 |  |  |  | operating | FALSE | FALSE | e_w24020601-400_FRA | w24020601-400_FRA | 0.43339 |  |  |  | 0.33123 |  | 0
ep_hydro_w27259817-400_FRA__irena | Aggregated Plant - IRENA Gap - way/27259817-400_Missing Hydro Capacity -- operating | hydro | FRA | 2022 |  |  |  | operating | FALSE | FALSE | e_w27259817-400_FRA | w27259817-400_FRA | 0.41857 |  |  |  | 0.33123 |  | 0
ep_hydro_w49510896-400_FRA__irena | Aggregated Plant - IRENA Gap - way/49510896-400_Missing Hydro Capacity -- operating | hydro | FRA | 2022 |  |  |  | operating | FALSE | FALSE | e_w49510896-400_FRA | w49510896-400_FRA | 0.1218 |  |  |  | 0.33123 |  | 0
ep_hydro_w71933077-400_FRA__irena | Aggregated Plant - IRENA Gap - way/71933077-400_Missing Hydro Capacity -- operating | hydro | FRA | 2022 |  |  |  | operating | FALSE | FALSE | e_w71933077-400_FRA | w71933077-400_FRA | 1.0888 |  |  |  | 0.33123 |  | 0
ep_hydro_w81641090-400_FRA__irena | Aggregated Plant -- operating | hydro | FRA | 2022 |  |  |  | operating | FALSE | FALSE | e_w81641090-400_FRA | w81641090-400_FRA | 0.044789 |  |  |  | 0.33123 |  | 0
ep_hydro_w82825438-400_FRA__irena | Aggregated Plant - IRENA Gap - way/82825438-400_Missing Hydro Capacity -- operating | hydro | FRA | 2022 |  |  |  | operating | FALSE | FALSE | e_w82825438-400_FRA | w82825438-400_FRA | 0.26035 |  |  |  | 0.33123 |  | 0
ep_hydro_w90842395-400_FRA__irena | Aggregated Plant - IRENA Gap - way/90842395-400_Missing Hydro Capacity -- operating | hydro | FRA | 2022 |  |  |  | operating | FALSE | FALSE | e_w90842395-400_FRA | w90842395-400_FRA | 0.10633 |  |  |  | 0.33123 |  | 0
ep_hydro_w98890904-400_FRA__irena | Aggregated Plant - IRENA Gap - way/98890904-400_Missing Hydro Capacity -- operating | hydro | FRA | 2022 |  |  |  | operating | FALSE | FALSE | e_w98890904-400_FRA | w98890904-400_FRA | 0.32351 |  |  |  | 0.33123 |  | 0
ep_nuclear_G100000500007 | Flamanville nuclear power plant_3 -- operating | nuclear | FRA | 2024 |  | Normandy |  | operating | FALSE | FALSE | e_w85995894-400_FRA | w85995894-400_FRA | 1.65 | 7150 | 165 | 4.2 | 1 |  | 0 | 70 | 24 | 24 | 5 | 5 | 48 | 100 | 50
ep_nuclear_G100000500008 | Civaux nuclear power plant_1 -- operating | nuclear | FRA | 2002 |  | Nouvelle-Aquitaine |  | operating | FALSE | FALSE | e_w99722046-400_FRA | w99722046-400_FRA | 1.561 | 7150 | 165 | 4.2 | 1 |  | 0 | 70 | 24 | 24 | 5 | 5 | 48 | 100 | 50
ep_nuclear_G100000500009 | Civaux nuclear power plant_2 -- operating | nuclear | FRA | 2002 |  | Nouvelle-Aquitaine |  | operating | FALSE | FALSE | e_w99722046-400_FRA | w99722046-400_FRA | 1.561 | 7150 | 165 | 4.2 | 1 |  | 0 | 70 | 24 | 24 | 5 | 5 | 48 | 100 | 50
ep_nuclear_G100000500010 | Chooz nuclear power plant_B-1 -- operating | nuclear | FRA | 2000 |  | Grand Est |  | operating | FALSE | FALSE | e_w82825438-400_FRA | w82825438-400_FRA | 1.56 | 7150 | 165 | 4.2 | 1 |  | 0 | 70 | 24 | 24 | 5 | 5 | 48 | 100 | 50
ep_nuclear_G100000500011 | Chooz nuclear power plant_B-2 -- operating | nuclear | FRA | 2000 |  | Grand Est |  | operating | FALSE | FALSE | e_w82825438-400_FRA | w82825438-400_FRA | 1.56 | 7150 | 165 | 4.2 | 1 |  | 0 | 70 | 24 | 24 | 5 | 5 | 48 | 100 | 50
ep_nuclear_G100000500050 | Flamanville nuclear power plant_1 -- operating | nuclear | FRA | 1986 |  | Normandy |  | operating | FALSE | FALSE | e_w85995894-400_FRA | w85995894-400_FRA | 1.382 | 7150 | 165 | 4.2 | 1 |  | 0 | 70 | 24 | 24 | 5 | 5 | 48 | 100 | 50
ep_nuclear_G100000500051 | Flamanville nuclear power plant_2 -- operating | nuclear | FRA | 1987 |  | Normandy |  | operating | FALSE | FALSE | e_w85995894-400_FRA | w85995894-400_FRA | 1.382 | 7150 | 165 | 4.2 | 1 |  | 0 | 70 | 24 | 24 | 5 | 5 | 48 | 100 | 50
ep_nuclear_G100000500052 | Paluel nuclear power plant_1 -- operating | nuclear | FRA | 1985 |  | Normandy |  | operating | FALSE | FALSE | e_w85710783-400_FRA | w85710783-400_FRA | 1.382 | 7150 | 165 | 4.2 | 1 |  | 0 | 70 | 24 | 24 | 5 | 5 | 48 | 100 | 50
ep_nuclear_G100000500053 | Paluel nuclear power plant_2 -- operating | nuclear | FRA | 1985 |  | Normandy |  | operating | FALSE | FALSE | e_w85710783-400_FRA | w85710783-400_FRA | 1.382 | 7150 | 165 | 4.2 | 1 |  | 0 | 70 | 24 | 24 | 5 | 5 | 48 | 100 | 50
ep_nuclear_G100000500054 | Paluel nuclear power plant_3 -- operating | nuclear | FRA | 1986 |  | Normandy |  | operating | FALSE | FALSE | e_w85710783-400_FRA | w85710783-400_FRA | 1.382 | 7150 | 165 | 4.2 | 1 |  | 0 | 70 | 24 | 24 | 5 | 5 | 48 | 100 | 50
ep_nuclear_G100000500055 | Paluel nuclear power plant_4 -- operating | nuclear | FRA | 1986 |  | Normandy |  | operating | FALSE | FALSE | e_w85710783-400_FRA | w85710783-400_FRA | 1.382 | 7150 | 165 | 4.2 | 1 |  | 0 | 70 | 24 | 24 | 5 | 5 | 48 | 100 | 50
ep_nuclear_G100000500056 | Penly nuclear power plant_1 -- operating | nuclear | FRA | 1990 |  | Normandy | Petit-Caux | operating | FALSE | FALSE | e_w85710783-400_FRA | w85710783-400_FRA | 1.382 | 7150 | 165 | 4.2 | 1 |  | 0 | 70 | 24 | 24 | 5 | 5 | 48 | 100 | 50
ep_nuclear_G100000500057 | Penly nuclear power plant_2 -- operating | nuclear | FRA | 1992 |  | Normandy | Petit-Caux | operating | FALSE | FALSE | e_w85710783-400_FRA | w85710783-400_FRA | 1.382 | 7150 | 165 | 4.2 | 1 |  | 0 | 70 | 24 | 24 | 5 | 5 | 48 | 100 | 50
ep_nuclear_G100000500058 | St. Alban nuclear power plant_1 -- operating | nuclear | FRA | 1986 |  | Auvergne-Rhône-Alpes |  | operating | FALSE | FALSE | e_w24020601-400_FRA | w24020601-400_FRA | 1.381 | 7150 | 165 | 4.2 | 1 |  | 0 | 70 | 24 | 24 | 5 | 5 | 48 | 100 | 50
ep_nuclear_G100000500059 | St. Alban nuclear power plant_2 -- operating | nuclear | FRA | 1987 |  | Auvergne-Rhône-Alpes |  | operating | FALSE | FALSE | e_w24020601-400_FRA | w24020601-400_FRA | 1.381 | 7150 | 165 | 4.2 | 1 |  | 0 | 70 | 24 | 24 | 5 | 5 | 48 | 100 | 50
ep_nuclear_G100000500060 | Belleville nuclear power plant_1 -- operating | nuclear | FRA | 1988 |  | Bourgogne-Franche-Comté |  | operating | FALSE | FALSE | e_w79866837-400_FRA | w79866837-400_FRA | 1.363 | 7150 | 165 | 4.2 | 1 |  | 0 | 70 | 24 | 24 | 5 | 5 | 48 | 100 | 50
ep_nuclear_G100000500061 | Belleville nuclear power plant_2 -- operating | nuclear | FRA | 1989 |  | Bourgogne-Franche-Comté |  | operating | FALSE | FALSE | e_w79866837-400_FRA | w79866837-400_FRA | 1.363 | 7150 | 165 | 4.2 | 1 |  | 0 | 70 | 24 | 24 | 5 | 5 | 48 | 100 | 50
ep_nuclear_G100000500062 | Golfech nuclear power plant_1 -- operating | nuclear | FRA | 1991 |  | Occitania |  | operating | FALSE | FALSE | e_w49510896-400_FRA | w49510896-400_FRA | 1.363 | 7150 | 165 | 4.2 | 1 |  | 0 | 70 | 24 | 24 | 5 | 5 | 48 | 100 | 50
ep_nuclear_G100000500063 | Golfech nuclear power plant_2 -- operating | nuclear | FRA | 1994 |  | Occitania |  | operating | FALSE | FALSE | e_w49510896-400_FRA | w49510896-400_FRA | 1.363 | 7150 | 165 | 4.2 | 1 |  | 0 | 70 | 24 | 24 | 5 | 5 | 48 | 100 | 50
ep_nuclear_G100000500064 | Nogent nuclear power plant_1 -- operating | nuclear | FRA | 1988 |  | Grand Est |  | operating | FALSE | FALSE | e_w82599261-400_FRA | w82599261-400_FRA | 1.363 | 7150 | 165 | 4.2 | 1 |  | 0 | 70 | 24 | 24 | 5 | 5 | 48 | 100 | 50
ep_nuclear_G100000500065 | Nogent nuclear power plant_2 -- operating | nuclear | FRA | 1989 |  | Grand Est |  | operating | FALSE | FALSE | e_w82599261-400_FRA | w82599261-400_FRA | 1.363 | 7150 | 165 | 4.2 | 1 |  | 0 | 70 | 24 | 24 | 5 | 5 | 48 | 100 | 50
ep_nuclear_G100000500066 | Cattenom nuclear power plant_1 -- operating | nuclear | FRA | 1987 |  | Grand Est |  | operating | FALSE | FALSE | e_w81641090-400_FRA | w81641090-400_FRA | 1.362 | 7150 | 165 | 4.2 | 1 |  | 0 | 70 | 24 | 24 | 5 | 5 | 48 | 100 | 50
ep_nuclear_G100000500067 | Cattenom nuclear power plant_2 -- operating | nuclear | FRA | 1988 |  | Grand Est |  | operating | FALSE | FALSE | e_w81641090-400_FRA | w81641090-400_FRA | 1.362 | 7150 | 165 | 4.2 | 1 |  | 0 | 70 | 24 | 24 | 5 | 5 | 48 | 100 | 50
ep_nuclear_G100000500068 | Cattenom nuclear power plant_3 -- operating | nuclear | FRA | 1991 |  | Grand Est |  | operating | FALSE | FALSE | e_w81641090-400_FRA | w81641090-400_FRA | 1.362 | 7150 | 165 | 4.2 | 1 |  | 0 | 70 | 24 | 24 | 5 | 5 | 48 | 100 | 50
ep_nuclear_G100000500069 | Cattenom nuclear power plant_4 -- operating | nuclear | FRA | 1992 |  | Grand Est |  | operating | FALSE | FALSE | e_w81641090-400_FRA | w81641090-400_FRA | 1.362 | 7150 | 165 | 4.2 | 1 |  | 0 | 70 | 24 | 24 | 5 | 5 | 48 | 100 | 50
ep_nuclear_G100000500279 | Cruas nuclear power plant_1 -- operating | nuclear | FRA | 1984 |  | Auvergne-Rhône-Alpes |  | operating | FALSE | FALSE | e_w110086345-400_FRA | w110086345-400_FRA | 0.956 | 7150 | 165 | 4.2 | 1 |  | 0 | 70 | 24 | 24 | 5 | 5 | 48 | 100 | 50
ep_nuclear_G100000500281 | Cruas nuclear power plant_3 -- operating | nuclear | FRA | 1984 |  | Auvergne-Rhône-Alpes |  | operating | FALSE | FALSE | e_w110086345-400_FRA | w110086345-400_FRA | 0.956 | 7150 | 165 | 4.2 | 1 |  | 0 | 70 | 24 | 24 | 5 | 5 | 48 | 100 | 50
ep_nuclear_G100000500282 | Cruas nuclear power plant_4 -- operating | nuclear | FRA | 1985 |  | Auvergne-Rhône-Alpes |  | operating | FALSE | FALSE | e_w110086345-400_FRA | w110086345-400_FRA | 0.956 | 7150 | 165 | 4.2 | 1 |  | 0 | 70 | 24 | 24 | 5 | 5 | 48 | 100 | 50
ep_nuclear_G100000500283 | Saint-Laurent nuclear power plant_B-1 -- operating | nuclear | FRA | 1983 |  | Centre-Val de Loire |  | operating | FALSE | FALSE | e_w79866837-400_FRA | w79866837-400_FRA | 0.956 | 7150 | 165 | 4.2 | 1 |  | 0 | 70 | 24 | 24 | 5 | 5 | 48 | 100 | 50
ep_nuclear_G100000500284 | Saint-Laurent nuclear power plant_B-2 -- operating | nuclear | FRA | 1983 |  | Centre-Val de Loire |  | operating | FALSE | FALSE | e_w79866837-400_FRA | w79866837-400_FRA | 0.956 | 7150 | 165 | 4.2 | 1 |  | 0 | 70 | 24 | 24 | 5 | 5 | 48 | 100 | 50
ep_nuclear_G100000500285 | Tricastin nuclear power plant_1 -- operating | nuclear | FRA | 1980 |  | Auvergne-Rhône-Alpes |  | operating | FALSE | FALSE | e_w110086345-400_FRA | w110086345-400_FRA | 0.955 | 7150 | 165 | 4.2 | 1 |  | 0 | 70 | 24 | 24 | 5 | 5 | 48 | 100 | 50
ep_nuclear_G100000500286 | Tricastin nuclear power plant_2 -- operating | nuclear | FRA | 1980 |  | Auvergne-Rhône-Alpes |  | operating | FALSE | FALSE | e_w110086345-400_FRA | w110086345-400_FRA | 0.955 | 7150 | 165 | 4.2 | 1 |  | 0 | 70 | 24 | 24 | 5 | 5 | 48 | 100 | 50
ep_nuclear_G100000500287 | Tricastin nuclear power plant_3 -- operating | nuclear | FRA | 1981 |  | Auvergne-Rhône-Alpes |  | operating | FALSE | FALSE | e_w110086345-400_FRA | w110086345-400_FRA | 0.955 | 7150 | 165 | 4.2 | 1 |  | 0 | 70 | 24 | 24 | 5 | 5 | 48 | 100 | 50
ep_nuclear_G100000500288 | Tricastin nuclear power plant_4 -- operating | nuclear | FRA | 1981 |  | Auvergne-Rhône-Alpes |  | operating | FALSE | FALSE | e_w110086345-400_FRA | w110086345-400_FRA | 0.955 | 7150 | 165 | 4.2 | 1 |  | 0 | 70 | 24 | 24 | 5 | 5 | 48 | 100 | 50
ep_nuclear_G100000500289 | Chinon nuclear power plant_B-1 -- operating | nuclear | FRA | 1984 |  | Centre-Val de Loire |  | operating | FALSE | FALSE | e_w99722046-400_FRA | w99722046-400_FRA | 0.954 | 7150 | 165 | 4.2 | 1 |  | 0 | 70 | 24 | 24 | 5 | 5 | 48 | 100 | 50
ep_nuclear_G100000500290 | Chinon nuclear power plant_B-2 -- operating | nuclear | FRA | 1984 |  | Centre-Val de Loire |  | operating | FALSE | FALSE | e_w99722046-400_FRA | w99722046-400_FRA | 0.954 | 7150 | 165 | 4.2 | 1 |  | 0 | 70 | 24 | 24 | 5 | 5 | 48 | 100 | 50
ep_nuclear_G100000500291 | Chinon nuclear power plant_B-3 -- operating | nuclear | FRA | 1987 |  | Centre-Val de Loire |  | operating | FALSE | FALSE | e_w99722046-400_FRA | w99722046-400_FRA | 0.954 | 7150 | 165 | 4.2 | 1 |  | 0 | 70 | 24 | 24 | 5 | 5 | 48 | 100 | 50
ep_nuclear_G100000500292 | Chinon nuclear power plant_B-4 -- operating | nuclear | FRA | 1988 |  | Centre-Val de Loire |  | operating | FALSE | FALSE | e_w99722046-400_FRA | w99722046-400_FRA | 0.954 | 7150 | 165 | 4.2 | 1 |  | 0 | 70 | 24 | 24 | 5 | 5 | 48 | 100 | 50
ep_nuclear_G100000500293 | Blayais nuclear power plant_1 -- operating | nuclear | FRA | 1981 |  | Nouvelle-Aquitaine |  | operating | FALSE | FALSE | e_w235370803-400_FRA | w235370803-400_FRA | 0.951 | 7150 | 165 | 4.2 | 1 |  | 0 | 70 | 24 | 24 | 5 | 5 | 48 | 100 | 50
ep_nuclear_G100000500294 | Blayais nuclear power plant_2 -- operating | nuclear | FRA | 1983 |  | Nouvelle-Aquitaine |  | operating | FALSE | FALSE | e_w235370803-400_FRA | w235370803-400_FRA | 0.951 | 7150 | 165 | 4.2 | 1 |  | 0 | 70 | 24 | 24 | 5 | 5 | 48 | 100 | 50
ep_nuclear_G100000500295 | Blayais nuclear power plant_3 -- operating | nuclear | FRA | 1983 |  | Nouvelle-Aquitaine |  | operating | FALSE | FALSE | e_w235370803-400_FRA | w235370803-400_FRA | 0.951 | 7150 | 165 | 4.2 | 1 |  | 0 | 70 | 24 | 24 | 5 | 5 | 48 | 100 | 50
ep_nuclear_G100000500296 | Blayais nuclear power plant_4 -- operating | nuclear | FRA | 1983 |  | Nouvelle-Aquitaine |  | operating | FALSE | FALSE | e_w235370803-400_FRA | w235370803-400_FRA | 0.951 | 7150 | 165 | 4.2 | 1 |  | 0 | 70 | 24 | 24 | 5 | 5 | 48 | 100 | 50
ep_nuclear_G100000500297 | Gravelines nuclear power plant_1 -- operating | nuclear | FRA | 1980 |  | Hauts-de-France |  | operating | FALSE | FALSE | e_w85203486-400_FRA | w85203486-400_FRA | 0.951 | 7150 | 165 | 4.2 | 1 |  | 0 | 70 | 24 | 24 | 5 | 5 | 48 | 100 | 50
ep_nuclear_G100000500298 | Gravelines nuclear power plant_2 -- operating | nuclear | FRA | 1980 |  | Hauts-de-France |  | operating | FALSE | FALSE | e_w85203486-400_FRA | w85203486-400_FRA | 0.951 | 7150 | 165 | 4.2 | 1 |  | 0 | 70 | 24 | 24 | 5 | 5 | 48 | 100 | 50
ep_nuclear_G100000500299 | Gravelines nuclear power plant_3 -- operating | nuclear | FRA | 1981 |  | Hauts-de-France |  | operating | FALSE | FALSE | e_w85203486-400_FRA | w85203486-400_FRA | 0.951 | 7150 | 165 | 4.2 | 1 |  | 0 | 70 | 24 | 24 | 5 | 5 | 48 | 100 | 50
ep_nuclear_G100000500300 | Gravelines nuclear power plant_4 -- operating | nuclear | FRA | 1981 |  | Hauts-de-France |  | operating | FALSE | FALSE | e_w85203486-400_FRA | w85203486-400_FRA | 0.951 | 7150 | 165 | 4.2 | 1 |  | 0 | 70 | 24 | 24 | 5 | 5 | 48 | 100 | 50
ep_nuclear_G100000500301 | Gravelines nuclear power plant_5 -- operating | nuclear | FRA | 1985 |  | Hauts-de-France |  | operating | FALSE | FALSE | e_w85203486-400_FRA | w85203486-400_FRA | 0.951 | 7150 | 165 | 4.2 | 1 |  | 0 | 70 | 24 | 24 | 5 | 5 | 48 | 100 | 50
ep_nuclear_G100000500302 | Gravelines nuclear power plant_6 -- operating | nuclear | FRA | 1985 |  | Hauts-de-France |  | operating | FALSE | FALSE | e_w85203486-400_FRA | w85203486-400_FRA | 0.951 | 7150 | 165 | 4.2 | 1 |  | 0 | 70 | 24 | 24 | 5 | 5 | 48 | 100 | 50
ep_nuclear_G100000500303 | Bugey nuclear power plant_2 -- operating | nuclear | FRA | 1979 |  | Auvergne-Rhône-Alpes |  | operating | FALSE | FALSE | e_w24020601-400_FRA | w24020601-400_FRA | 0.945 | 7150 | 165 | 4.2 | 1 |  | 0 | 70 | 24 | 24 | 5 | 5 | 48 | 100 | 50
ep_nuclear_G100000500304 | Bugey nuclear power plant_3 -- operating | nuclear | FRA | 1979 |  | Auvergne-Rhône-Alpes |  | operating | FALSE | FALSE | e_w24020601-400_FRA | w24020601-400_FRA | 0.945 | 7150 | 165 | 4.2 | 1 |  | 0 | 70 | 24 | 24 | 5 | 5 | 48 | 100 | 50
ep_nuclear_G100000500305 | Dampierre nuclear power plant_1 -- operating | nuclear | FRA | 1980 |  | Centre-Val de Loire |  | operating | FALSE | FALSE | e_w79866837-400_FRA | w79866837-400_FRA | 0.937 | 7150 | 165 | 4.2 | 1 |  | 0 | 70 | 24 | 24 | 5 | 5 | 48 | 100 | 50
ep_nuclear_G100000500306 | Dampierre nuclear power plant_2 -- operating | nuclear | FRA | 1981 |  | Centre-Val de Loire |  | operating | FALSE | FALSE | e_w79866837-400_FRA | w79866837-400_FRA | 0.937 | 7150 | 165 | 4.2 | 1 |  | 0 | 70 | 24 | 24 | 5 | 5 | 48 | 100 | 50
ep_nuclear_G100000500307 | Dampierre nuclear power plant_3 -- operating | nuclear | FRA | 1981 |  | Centre-Val de Loire |  | operating | FALSE | FALSE | e_w79866837-400_FRA | w79866837-400_FRA | 0.937 | 7150 | 165 | 4.2 | 1 |  | 0 | 70 | 24 | 24 | 5 | 5 | 48 | 100 | 50
ep_nuclear_G100000500308 | Dampierre nuclear power plant_4 -- operating | nuclear | FRA | 1981 |  | Centre-Val de Loire |  | operating | FALSE | FALSE | e_w79866837-400_FRA | w79866837-400_FRA | 0.937 | 7150 | 165 | 4.2 | 1 |  | 0 | 70 | 24 | 24 | 5 | 5 | 48 | 100 | 50
ep_nuclear_G100000500309 | Bugey nuclear power plant_4 -- operating | nuclear | FRA | 1979 |  | Auvergne-Rhône-Alpes |  | operating | FALSE | FALSE | e_w24020601-400_FRA | w24020601-400_FRA | 0.917 | 7150 | 165 | 4.2 | 1 |  | 0 | 70 | 24 | 24 | 5 | 5 | 48 | 100 | 50
ep_nuclear_G100000500310 | Bugey nuclear power plant_5 -- operating | nuclear | FRA | 1980 |  | Auvergne-Rhône-Alpes |  | operating | FALSE | FALSE | e_w24020601-400_FRA | w24020601-400_FRA | 0.917 | 7150 | 165 | 4.2 | 1 |  | 0 | 70 | 24 | 24 | 5 | 5 | 48 | 100 | 50
ep_nuclear_G100001017698 | Cruas nuclear power plant_2 -- operating | nuclear | FRA | 1985 |  | Auvergne-Rhône-Alpes |  | operating | FALSE | FALSE | e_w110086345-400_FRA | w110086345-400_FRA | 0.956 | 7150 | 165 | 4.2 | 1 |  | 0 | 70 | 24 | 24 | 5 | 5 | 48 | 100 | 50
ep_oil_combined_cycle_G100000406309-CHP | Lavera power station_1 -- operating -- CHP (captive) | oil | FRA | 2001 |  | Martigues | Lavera | operating | TRUE | TRUE | e_w27259817-400_FRA | w27259817-400_FRA | 0.028 | 1633.5 | 50.05 | 4.41 | 0.4944 |  | 1.6635 | 50 | 2 | 2 | 60 | 60 | 1.75 | 25 | 6
ep_oil_combined_cycle_G100000412914-CHP | Vaires power station_3 -- operating -- CHP | oil | FRA | 2009 |  | Seine-et-Marne | Vaires-sur-Marne | operating | TRUE | FALSE | e_w85047359-400_FRA | w85047359-400_FRA | 0.2 | 1391.5 | 42.35 | 4.0425 | 0.515 |  | 4.1111 | 50 | 2 | 2 | 60 | 60 | 1.75 | 25 | 6
ep_oil_combined_cycle_G100000412915-CHP | Vaires power station_2 -- operating -- CHP | oil | FRA | 2008 |  | Seine-et-Marne | Vaires-sur-Marne | operating | TRUE | FALSE | e_w85047359-400_FRA | w85047359-400_FRA | 0.2 | 1391.5 | 42.35 | 4.0425 | 0.515 |  | 4.1111 | 50 | 2 | 2 | 60 | 60 | 1.75 | 25 | 6
ep_oil_combined_cycle_G100000412916-CHP | Vaires power station_1 -- operating -- CHP | oil | FRA | 2008 |  | Seine-et-Marne | Vaires-sur-Marne | operating | TRUE | FALSE | e_w85047359-400_FRA | w85047359-400_FRA | 0.2 | 1391.5 | 42.35 | 4.0425 | 0.515 |  | 4.1111 | 50 | 2 | 2 | 60 | 60 | 1.75 | 25 | 6
ep_oil_combined_cycle_G100000412929-CHP | Lacq power station_GT1-10 -- operating -- CHP | oil | FRA | 2010 |  | Nouvelle-Aquitane | Lacq | operating | TRUE | FALSE | e_w111558550-400_FRA | w111558550-400_FRA | 0.061 | 1391.5 | 42.35 | 4.0425 | 0.515 |  | 4.1111 | 50 | 2 | 2 | 60 | 60 | 1.75 | 25 | 6
ep_oil_gas_turbine_G100000406299 | Vitry-Arrighi power station_2 -- operating | oil | FRA | 2007 |  | Val-de-Marne | Vitry-sur-Seine | operating | FALSE | FALSE | e_w79866837-400_FRA | w79866837-400_FRA | 0.125 | 1138.5 | 26.62 | 5.1975 | 0.2884 |  | 0 | 30 | 1 | 1 | 100 | 100 | 0.75 | 15 | 4
ep_oil_gas_turbine_G100000406300 | Vitry-Arrighi power station_1 -- operating | oil | FRA | 1997 |  | Val-de-Marne | Vitry-sur-Seine | operating | FALSE | FALSE | e_w79866837-400_FRA | w79866837-400_FRA | 0.125 | 1138.5 | 26.62 | 5.1975 | 0.26265 |  | 0 | 30 | 1 | 1 | 100 | 100 | 0.75 | 15 | 4
ep_oil_gas_turbine_G100000412919-CHP | SPEM Pointe power station_1 -- operating -- CHP | oil | FRA | 2015 |  |  | Rue de la Pierre Rouge | operating | TRUE | FALSE | e_w112342683-400_FRA | w112342683-400_FRA | 0.046 | 1336.5 | 31.46 | 5.67 | 0.2987 |  | 4.1111 | 25 | 0.5 | 0.5 | 120 | 120 | 0.5 | 10 | 2
ep_oil_gas_turbine_G100000412920-CHP | Saint Fons power station_2 -- operating -- CHP (captive) | oil | FRA | 2004 |  | Auvergne-Rhône-Alpes | Saint Fons | operating | TRUE | TRUE | e_w24020601-400_FRA | w24020601-400_FRA | 0.043 | 1336.5 | 31.46 | 5.67 | 0.2781 |  | 1.6635 | 25 | 0.5 | 0.5 | 120 | 120 | 0.5 | 10 | 2
ep_oil_gas_turbine_G100000412921-CHP | Ruhbogen power station_1 -- operating -- CHP | oil | FRA | 2020 |  | Grand Est | Marckolsheim | operating | TRUE | FALSE | e_w118086309-400_FRA | w118086309-400_FRA | 0.05 | 1336.5 | 31.46 | 5.67 | 0.2987 |  | 4.1111 | 30 | 1 | 1 | 100 | 100 | 0.75 | 15 | 4
ep_oil_gas_turbine_G100000412923-CHP | Lucciana power station_GT4 -- operating -- CHP | oil | FRA | 2008 |  | Corsica | Lucciana | operating | TRUE | FALSE | e_w90842395-400_FRA | w90842395-400_FRA | 0.04 | 1336.5 | 31.46 | 5.67 | 0.2781 |  | 4.1111 | 25 | 0.5 | 0.5 | 120 | 120 | 0.5 | 10 | 2
ep_oil_gas_turbine_G100000412924-CHP | Lucciana power station_GT3 -- operating -- CHP | oil | FRA | 1993 |  | Corsica | Lucciana | operating | TRUE | FALSE | e_w90842395-400_FRA | w90842395-400_FRA | 0.025 | 1336.5 | 31.46 | 5.67 | 0.25235 |  | 4.1111 | 25 | 0.5 | 0.5 | 120 | 120 | 0.5 | 10 | 2
ep_oil_gas_turbine_G100000412925-CHP | Lucciana power station_GT2 -- operating -- CHP | oil | FRA | 1992 |  | Corsica | Lucciana | operating | TRUE | FALSE | e_w90842395-400_FRA | w90842395-400_FRA | 0.02 | 1336.5 | 31.46 | 5.67 | 0.25235 |  | 4.1111 | 25 | 0.5 | 0.5 | 120 | 120 | 0.5 | 10 | 2
ep_oil_gas_turbine_G100000412926-CHP | Lucciana power station_GT1 -- operating -- CHP | oil | FRA | 1992 |  | Corsica | Lucciana | operating | TRUE | FALSE | e_w90842395-400_FRA | w90842395-400_FRA | 0.02 | 1336.5 | 31.46 | 5.67 | 0.25235 |  | 4.1111 | 25 | 0.5 | 0.5 | 120 | 120 | 0.5 | 10 | 2
ep_oil_gas_turbine_G100000412937-CHP | Dirinon power station_GT2 -- operating -- CHP | oil | FRA | 1981 |  | Brittany | Dirinon | operating | TRUE | FALSE | e_w146695955-400_FRA | w146695955-400_FRA | 0.092 | 1138.5 | 26.62 | 5.1975 | 0.2472 |  | 4.1111 | 30 | 1 | 1 | 100 | 100 | 0.75 | 15 | 4
ep_oil_gas_turbine_G100000412938-CHP | Dirinon power station_GT1 -- operating -- CHP | oil | FRA | 1980 |  | Brittany | Dirinon | operating | TRUE | FALSE | e_w146695955-400_FRA | w146695955-400_FRA | 0.092 | 1138.5 | 26.62 | 5.1975 | 0.2266 |  | 4.1111 | 30 | 1 | 1 | 100 | 100 | 0.75 | 15 | 4
ep_oil_gas_turbine_G100000412939-CHP | Brennilis power station_GT3 -- operating -- CHP | oil | FRA | 1981 |  | Brittany | Brennilis | operating | TRUE | FALSE | e_w146695955-400_FRA | w146695955-400_FRA | 0.14 | 1138.5 | 26.62 | 5.1975 | 0.2472 |  | 4.1111 | 30 | 1 | 1 | 100 | 100 | 0.75 | 15 | 4
ep_oil_gas_turbine_G100000412940-CHP | Brennilis power station_GT2 -- operating -- CHP | oil | FRA | 1997 |  | Brittany | Brennilis | operating | TRUE | FALSE | e_w146695955-400_FRA | w146695955-400_FRA | 0.092 | 1138.5 | 26.62 | 5.1975 | 0.26265 |  | 4.1111 | 30 | 1 | 1 | 100 | 100 | 0.75 | 15 | 4
ep_oil_gas_turbine_G100000412941-CHP | Brennilis power station_GT1 -- operating -- CHP | oil | FRA | 1980 |  | Brittany | Brennilis | operating | TRUE | FALSE | e_w146695955-400_FRA | w146695955-400_FRA | 0.092 | 1138.5 | 26.62 | 5.1975 | 0.2266 |  | 4.1111 | 30 | 1 | 1 | 100 | 100 | 0.75 | 15 | 4
ep_oil_gas_turbine_G100001008981 | Baia de la Possession power station_GT1 -- operating | oil | FRA | 2002 |  |  |  | operating | FALSE | FALSE | e_w90842395-400_FRA | w90842395-400_FRA | 0.04 | 1336.5 | 31.46 | 5.67 | 0.2781 |  | 0 | 25 | 0.5 | 0.5 | 120 | 120 | 0.5 | 10 | 2
ep_oil_gas_turbine_G100001008982 | Baia de la Possession power station_GT2 -- operating | oil | FRA | 2002 |  |  |  | operating | FALSE | FALSE | e_w90842395-400_FRA | w90842395-400_FRA | 0.04 | 1336.5 | 31.46 | 5.67 | 0.2781 |  | 0 | 25 | 0.5 | 0.5 | 120 | 120 | 0.5 | 10 | 2
ep_oil_internal_combustion_G100000412912 | Vazzio power station_IC1 -- operating | oil | FRA | 1981 |  | Corsica | Ajaccio | operating | FALSE | FALSE | e_w90842395-400_FRA | w90842395-400_FRA | 0.133 | 1265 | 48.4 | 7.5075 | 0.32445 |  | 0 | 35 | 2 | 2 | 60 | 60 | 1.5 | 20 | 6
ep_oil_internal_combustion_G100000412922-CHP | Lucciana power station_IC1-7 -- operating -- CHP | oil | FRA | 2014 |  | Corsica | Lucciana | operating | TRUE | FALSE | e_w90842395-400_FRA | w90842395-400_FRA | 0.126 | 1265 | 48.4 | 7.5075 | 0.3605 |  | 4.1111 | 35 | 2 | 2 | 60 | 60 | 1.5 | 20 | 6
ep_oil_internal_combustion_G100001009027 | La Hague power station_ICCC -- operating | oil | FRA | 1987 |  |  | La Hague | operating | FALSE | FALSE | e_w85995894-400_FRA | w85995894-400_FRA | 0.021 | 1485 | 57.2 | 8.19 | 0.32445 |  | 0 | 35 | 2 | 2 | 60 | 60 | 1.5 | 20 | 6
ep_oil_steam_turbine_G100000409978-CHP | Tavaux Works power station_8 -- operating -- CHP (captive) | oil | FRA | 2000 |  | Bourgogne-Franche-Comté | Tavaux | operating | TRUE | TRUE | e_w159167277-400_FRA | w159167277-400_FRA | 0.0225 | 1930.5 | 64.35 | 6.3 | 0.3193 |  | 1.6635 | 35 | 3 | 3 | 40 | 40 | 2 | 25 | 5
ep_oil_steam_turbine_G100000409979-CHP | Tavaux Works power station_7 -- operating -- CHP (captive) | oil | FRA | 2000 |  | Bourgogne-Franche-Comté | Tavaux | operating | TRUE | TRUE | e_w159167277-400_FRA | w159167277-400_FRA | 0.0225 | 1930.5 | 64.35 | 6.3 | 0.3193 |  | 1.6635 | 35 | 3 | 3 | 40 | 40 | 2 | 25 | 5
ep_oil_steam_turbine_G100001008884 | Berre refinery power station_ST1-2 -- operating | oil | FRA | 1980 |  |  |  | operating | FALSE | TRUE | e_w27259817-400_FRA | w27259817-400_FRA | 0.022 | 1930.5 | 64.35 | 6.3 | 0.2987 |  | 0 | 35 | 3 | 3 | 40 | 40 | 2 | 25 | 5
ep_oil_steam_turbine_G100001008978 | Provence Refinery power station_ST1 -- operating | oil | FRA | 1986 |  |  |  | operating | FALSE | TRUE | e_w27259817-400_FRA | w27259817-400_FRA | 0.021 | 1930.5 | 64.35 | 6.3 | 0.309 |  | 0 | 35 | 3 | 3 | 40 | 40 | 2 | 25 | 5
ep_oil_steam_turbine_G100001008989 | Provence power station_ST1 -- operating | oil | FRA | 2015 |  | Bouches-du-Rhône | Meyreuil | operating | FALSE | FALSE | e_w27259817-400_FRA | w27259817-400_FRA | 0.049 | 1930.5 | 64.35 | 6.3 | 0.33475 |  | 0 | 35 | 3 | 3 | 40 | 40 | 2 | 25 | 5
ep_oil_steam_turbine_G100001009028 | Gonfreville-l'Orcher power station_ST11 -- operating | oil | FRA | 1970 |  |  |  | operating | FALSE | FALSE | e_w85710783-400_FRA | w85710783-400_FRA | 0.024 | 1930.5 | 64.35 | 6.3 | 0.2884 |  | 0 | 35 | 3 | 3 | 40 | 40 | 2 | 25 | 5
ep_oil_steam_turbine_G100001009029 | Ratier power station_ST1 -- operating | oil | FRA | 1972 |  |  |  | operating | FALSE | FALSE | e_w85710783-400_FRA | w85710783-400_FRA | 0.021 | 1930.5 | 64.35 | 6.3 | 0.2987 |  | 0 | 35 | 3 | 3 | 40 | 40 | 2 | 25 | 5
ep_oil_steam_turbine_G100001009030 | Ratier power station_ST2 -- operating | oil | FRA | 1972 |  |  |  | operating | FALSE | FALSE | e_w85710783-400_FRA | w85710783-400_FRA | 0.023 | 1930.5 | 64.35 | 6.3 | 0.2987 |  | 0 | 35 | 3 | 3 | 40 | 40 | 2 | 25 | 5
ep_oil_steam_turbine_G100001009031 | Gonfreville-l'Orcher power station_ST12-13 -- operating | oil | FRA | 1970 |  |  |  | operating | FALSE | FALSE | e_w85710783-400_FRA | w85710783-400_FRA | 0.024 | 1930.5 | 64.35 | 6.3 | 0.2884 |  | 0 | 35 | 3 | 3 | 40 | 40 | 2 | 25 | 5
ep_solar_006__irena | Aggregated Plant - IRENA Gap - 6_Missing Solar Capacity -- operating | solar | FRA | 2022 |  |  |  | operating | FALSE | FALSE | elc_spv_FRA_006 | 6 | 1.5546 |  |  |  | 0.33123 | 0.17156 | 0
ep_solar_028__irena | Aggregated Plant - IRENA Gap - 28_Missing Solar Capacity -- operating | solar | FRA | 2022 |  |  |  | operating | FALSE | FALSE | elc_spv_FRA_028 | 28 | 1.5354 |  |  |  | 0.33123 | 0.17156 | 0
ep_solar_029__irena | Aggregated Plant - IRENA Gap - 29_Missing Solar Capacity -- operating | solar | FRA | 2022 |  |  |  | operating | FALSE | FALSE | elc_spv_FRA_029 | 29 | 1.4924 |  |  |  | 0.33123 | 0.17156 | 0
ep_solar_pv_001 | Aggregated Plant -- operating | solar | FRA | 2010 |  |  |  | operating | FALSE | FALSE | elc_spv_FRA_001 | 1 | 0.001 | 1336.5 | 21.45 | 0 | 1 | 0.14692 | 0
ep_solar_pv_001 | Aggregated Plant -- operating | solar | FRA | 2015 |  |  |  | operating | FALSE | FALSE | elc_spv_FRA_001 | 1 | 0.0348 | 1336.5 | 21.45 | 0 | 1 | 0.14692 | 0
ep_solar_pv_001 | Aggregated Plant -- operating | solar | FRA | 2018 |  |  |  | operating | FALSE | FALSE | elc_spv_FRA_001 | 1 | 0.008 | 1336.5 | 21.45 | 0 | 1 | 0.14692 | 0
ep_solar_pv_001 | Aggregated Plant -- operating | solar | FRA | 2019 |  |  |  | operating | FALSE | FALSE | elc_spv_FRA_001 | 1 | 0.0151 | 1336.5 | 21.45 | 0 | 1 | 0.14692 | 0
ep_solar_pv_001 | Aggregated Plant -- operating | solar | FRA | 2020 |  |  |  | operating | FALSE | FALSE | elc_spv_FRA_001 | 1 | 0.0216 | 1336.5 | 21.45 | 0 | 1 | 0.14692 | 0
ep_solar_pv_001 | Aggregated Plant -- operating | solar | FRA | 2021 |  |  |  | operating | FALSE | FALSE | elc_spv_FRA_001 | 1 | 0.199 | 1249.4397 | 19.999 | 0 | 1 | 0.14692 | 0
ep_solar_pv_001 | Aggregated Plant -- operating | solar | FRA | 2022 |  |  |  | operating | FALSE | FALSE | elc_spv_FRA_001 | 1 | 0.0431 | 1336.5 | 21.45 | 0 | 1 | 0.14692 | 0
ep_solar_pv_001 | Aggregated Plant -- operating | solar | FRA | 2023 |  |  |  | operating | FALSE | FALSE | elc_spv_FRA_001 | 1 | 0.0362 | 1336.5 | 21.45 | 0 | 1 | 0.14692 | 0
ep_solar_pv_001 | Aggregated Plant -- operating | solar | FRA | 2024 |  |  |  | operating | FALSE | FALSE | elc_spv_FRA_001 | 1 | 0.047 | 1336.5 | 21.45 | 0 | 1 | 0.14692 | 0
ep_solar_pv_002 | Aggregated Plant -- operating | solar | FRA | 2011 |  |  |  | operating | FALSE | FALSE | elc_spv_FRA_002 | 2 | 0.01 | 1336.5 | 21.45 | 0 | 1 | 0.152 | 0
ep_solar_pv_002 | Aggregated Plant -- operating | solar | FRA | 2012 |  |  |  | operating | FALSE | FALSE | elc_spv_FRA_002 | 2 | 0.0619 | 1144.5775 | 18.2513 | 0 | 1 | 0.152 | 0
ep_solar_pv_002 | Aggregated Plant -- operating | solar | FRA | 2015 |  |  |  | operating | FALSE | FALSE | elc_spv_FRA_002 | 2 | 0.0189 | 1336.5 | 21.45 | 0 | 1 | 0.152 | 0
ep_solar_pv_002 | Aggregated Plant -- operating | solar | FRA | 2018 |  |  |  | operating | FALSE | FALSE | elc_spv_FRA_002 | 2 | 0.0018 | 1336.5 | 21.45 | 0 | 1 | 0.152 | 0
ep_solar_pv_002 | Aggregated Plant -- operating | solar | FRA | 2019 |  |  |  | operating | FALSE | FALSE | elc_spv_FRA_002 | 2 | 0.0144 | 1336.5 | 21.45 | 0 | 1 | 0.152 | 0
ep_solar_pv_002 | Aggregated Plant -- operating | solar | FRA | 2020 |  |  |  | operating | FALSE | FALSE | elc_spv_FRA_002 | 2 | 0.0096 | 1336.5 | 21.45 | 0 | 1 | 0.152 | 0
ep_solar_pv_002 | Aggregated Plant -- operating | solar | FRA | 2021 |  |  |  | operating | FALSE | FALSE | elc_spv_FRA_002 | 2 | 0.1142 | 1241.141 | 19.8607 | 0 | 1 | 0.152 | 0
ep_solar_pv_002 | Aggregated Plant -- operating | solar | FRA | 2022 |  |  |  | operating | FALSE | FALSE | elc_spv_FRA_002 | 2 | 0.1184 | 1244.5236 | 19.9171 | 0 | 1 | 0.152 | 0
ep_solar_pv_002 | Aggregated Plant -- operating | solar | FRA | 2023 |  |  |  | operating | FALSE | FALSE | elc_spv_FRA_002 | 2 | 0.0119 | 1336.5 | 21.45 | 0 | 1 | 0.152 | 0
ep_solar_pv_002 | Aggregated Plant -- operating | solar | FRA | 2024 |  |  |  | operating | FALSE | FALSE | elc_spv_FRA_002 | 2 | 0.0478 | 1336.5 | 21.45 | 0 | 1 | 0.152 | 0
ep_solar_pv_003 | Aggregated Plant -- operating | solar | FRA | 2009 |  |  |  | operating | FALSE | FALSE | elc_spv_FRA_003 | 3 | 0.0012 | 1336.5 | 21.45 | 0 | 1 | 0.14188 | 0
ep_solar_pv_003 | Aggregated Plant -- operating | solar | FRA | 2011 |  |  |  | operating | FALSE | FALSE | elc_spv_FRA_003 | 3 | 0.0012 | 1336.5 | 21.45 | 0 | 1 | 0.14188 | 0
ep_solar_pv_003 | Aggregated Plant -- operating | solar | FRA | 2012 |  |  |  | operating | FALSE | FALSE | elc_spv_FRA_003 | 3 | 0.0202 | 1336.5 | 21.45 | 0 | 1 | 0.14188 | 0
ep_solar_pv_003 | Aggregated Plant -- operating | solar | FRA | 2017 |  |  |  | operating | FALSE | FALSE | elc_spv_FRA_003 | 3 | 0.0011 | 1336.5 | 21.45 | 0 | 1 | 0.14188 | 0
ep_solar_pv_003 | Aggregated Plant -- operating | solar | FRA | 2020 |  |  |  | operating | FALSE | FALSE | elc_spv_FRA_003 | 3 | 0.006 | 1336.5 | 21.45 | 0 | 1 | 0.14188 | 0
ep_solar_pv_003 | Aggregated Plant -- operating | solar | FRA | 2021 |  |  |  | operating | FALSE | FALSE | elc_spv_FRA_003 | 3 | 0.0135 | 1336.5 | 21.45 | 0 | 1 | 0.14188 | 0
ep_solar_pv_003 | Aggregated Plant -- operating | solar | FRA | 2022 |  |  |  | operating | FALSE | FALSE | elc_spv_FRA_003 | 3 | 0.0041 | 1336.5 | 21.45 | 0 | 1 | 0.14188 | 0
ep_solar_pv_003 | Aggregated Plant -- operating | solar | FRA | 2024 |  |  |  | operating | FALSE | FALSE | elc_spv_FRA_003 | 3 | 0.0399 | 1336.5 | 21.45 | 0 | 1 | 0.14188 | 0
ep_solar_pv_003 | Aggregated Plant -- construction | solar | FRA | 2028 |  |  |  | construction | FALSE | FALSE | elc_spv_FRA_003 | 3 | 0.05 | 1336.5 | 21.45 | 0 | 1 | 0.14188 | 0
ep_solar_pv_004 | Aggregated Plant -- operating | solar | FRA | 2012 |  |  |  | operating | FALSE | FALSE | elc_spv_FRA_004 | 4 | 0.0055 | 1336.5 | 21.45 | 0 | 1 | 0.14932 | 0
ep_solar_pv_004 | Aggregated Plant -- operating | solar | FRA | 2015 |  |  |  | operating | FALSE | FALSE | elc_spv_FRA_004 | 4 | 0.0295 | 1336.5 | 21.45 | 0 | 1 | 0.14932 | 0
ep_solar_pv_004 | Aggregated Plant -- operating | solar | FRA | 2021 |  |  |  | operating | FALSE | FALSE | elc_spv_FRA_004 | 4 | 0.0281 | 1336.5 | 21.45 | 0 | 1 | 0.14932 | 0
ep_solar_pv_004 | Aggregated Plant -- operating | solar | FRA | 2022 |  |  |  | operating | FALSE | FALSE | elc_spv_FRA_004 | 4 | 0.0157 | 1336.5 | 21.45 | 0 | 1 | 0.14932 | 0
ep_solar_pv_004 | Aggregated Plant -- operating | solar | FRA | 2024 |  |  |  | operating | FALSE | FALSE | elc_spv_FRA_004 | 4 | 0.009 | 1336.5 | 21.45 | 0 | 1 | 0.14932 | 0
ep_solar_pv_005 | Aggregated Plant -- operating | solar | FRA | 2011 |  |  |  | operating | FALSE | FALSE | elc_spv_FRA_005 | 5 | 0.0033 | 1336.5 | 21.45 | 0 | 1 | 0.17525 | 0
ep_solar_pv_005 | Aggregated Plant -- operating | solar | FRA | 2012 |  |  |  | operating | FALSE | FALSE | elc_spv_FRA_005 | 5 | 0.0056 | 1336.5 | 21.45 | 0 | 1 | 0.17525 | 0
ep_solar_pv_005 | Aggregated Plant -- operating | solar | FRA | 2014 |  |  |  | operating | FALSE | FALSE | elc_spv_FRA_005 | 5 | 0.0098 | 1336.5 | 21.45 | 0 | 1 | 0.17525 | 0
ep_solar_pv_005 | Aggregated Plant -- operating | solar | FRA | 2015 |  |  |  | operating | FALSE | FALSE | elc_spv_FRA_005 | 5 | 0.0407 | 1336.5 | 21.45 | 0 | 1 | 0.17525 | 0
ep_solar_pv_005 | Aggregated Plant -- operating | solar | FRA | 2016 |  |  |  | operating | FALSE | FALSE | elc_spv_FRA_005 | 5 | 0.0059 | 1336.5 | 21.45 | 0 | 1 | 0.17525 | 0
ep_solar_pv_005 | Aggregated Plant -- operating | solar | FRA | 2017 |  |  |  | operating | FALSE | FALSE | elc_spv_FRA_005 | 5 | 0.0205 | 1336.5 | 21.45 | 0 | 1 | 0.17525 | 0
ep_solar_pv_005 | Aggregated Plant -- operating | solar | FRA | 2018 |  |  |  | operating | FALSE | FALSE | elc_spv_FRA_005 | 5 | 0.0062 | 1336.5 | 21.45 | 0 | 1 | 0.17525 | 0
ep_solar_pv_005 | Aggregated Plant -- operating | solar | FRA | 2019 |  |  |  | operating | FALSE | FALSE | elc_spv_FRA_005 | 5 | 0.0168 | 1336.5 | 21.45 | 0 | 1 | 0.17525 | 0
ep_solar_pv_005 | Aggregated Plant -- operating | solar | FRA | 2020 |  |  |  | operating | FALSE | FALSE | elc_spv_FRA_005 | 5 | 0.0204 | 1336.5 | 21.45 | 0 | 1 | 0.17525 | 0
ep_solar_pv_005 | Aggregated Plant -- operating | solar | FRA | 2021 |  |  |  | operating | FALSE | FALSE | elc_spv_FRA_005 | 5 | 0.0014 | 1336.5 | 21.45 | 0 | 1 | 0.17525 | 0
ep_solar_pv_005 | Aggregated Plant -- operating | solar | FRA | 2022 |  |  |  | operating | FALSE | FALSE | elc_spv_FRA_005 | 5 | 0.0265 | 1336.5 | 21.45 | 0 | 1 | 0.17525 | 0
ep_solar_pv_005 | Aggregated Plant -- operating | solar | FRA | 2023 |  |  |  | operating | FALSE | FALSE | elc_spv_FRA_005 | 5 | 0.0171 | 1336.5 | 21.45 | 0 | 1 | 0.17525 | 0
ep_solar_pv_005 | Aggregated Plant -- operating | solar | FRA | 2024 |  |  |  | operating | FALSE | FALSE | elc_spv_FRA_005 | 5 | 0.017 | 1336.5 | 21.45 | 0 | 1 | 0.17525 | 0
ep_solar_pv_006 | Aggregated Plant -- operating | solar | FRA | 2011 |  |  |  | operating | FALSE | FALSE | elc_spv_FRA_006 | 6 | 0.003 | 1336.5 | 21.45 | 0 | 1 | 0.16118 | 0
ep_solar_pv_006 | Aggregated Plant -- operating | solar | FRA | 2012 |  |  |  | operating | FALSE | FALSE | elc_spv_FRA_006 | 6 | 0.0094 | 1336.5 | 21.45 | 0 | 1 | 0.16118 | 0
ep_solar_pv_006 | Aggregated Plant -- operating | solar | FRA | 2014 |  |  |  | operating | FALSE | FALSE | elc_spv_FRA_006 | 6 | 0.0163 | 1336.5 | 21.45 | 0 | 1 | 0.16118 | 0
ep_solar_pv_006 | Aggregated Plant -- operating | solar | FRA | 2015 |  |  |  | operating | FALSE | FALSE | elc_spv_FRA_006 | 6 | 0.0537 | 1336.5 | 21.45 | 0 | 1 | 0.16118 | 0
ep_solar_pv_006 | Aggregated Plant -- operating | solar | FRA | 2017 |  |  |  | operating | FALSE | FALSE | elc_spv_FRA_006 | 6 | 0.0021 | 1336.5 | 21.45 | 0 | 1 | 0.16118 | 0
ep_solar_pv_006 | Aggregated Plant -- operating | solar | FRA | 2019 |  |  |  | operating | FALSE | FALSE | elc_spv_FRA_006 | 6 | 0.0178 | 1336.5 | 21.45 | 0 | 1 | 0.16118 | 0
ep_solar_pv_006 | Aggregated Plant -- operating | solar | FRA | 2020 |  |  |  | operating | FALSE | FALSE | elc_spv_FRA_006 | 6 | 0.0306 | 1336.5 | 21.45 | 0 | 1 | 0.16118 | 0
ep_solar_pv_006 | Aggregated Plant -- operating | solar | FRA | 2021 |  |  |  | operating | FALSE | FALSE | elc_spv_FRA_006 | 6 | 0.098 | 1336.5 | 21.45 | 0 | 1 | 0.16118 | 0
ep_solar_pv_006 | Aggregated Plant -- operating | solar | FRA | 2022 |  |  |  | operating | FALSE | FALSE | elc_spv_FRA_006 | 6 | 0.0619 | 1336.5 | 21.45 | 0 | 1 | 0.16118 | 0
ep_solar_pv_006 | Aggregated Plant -- operating | solar | FRA | 2023 |  |  |  | operating | FALSE | FALSE | elc_spv_FRA_006 | 6 | 0.0725 | 1336.5 | 21.45 | 0 | 1 | 0.16118 | 0
ep_solar_pv_006 | Aggregated Plant -- operating | solar | FRA | 2024 |  |  |  | operating | FALSE | FALSE | elc_spv_FRA_006 | 6 | 0.1062 | 1336.5 | 21.45 | 0 | 1 | 0.16118 | 0
ep_solar_pv_006 | Aggregated Plant -- construction | solar | FRA | 2028 |  |  |  | construction | FALSE | FALSE | elc_spv_FRA_006 | 6 | 0.029 | 1336.5 | 21.45 | 0 | 1 | 0.16118 | 0
ep_solar_pv_007 | Aggregated Plant -- operating | solar | FRA | 2010 |  |  |  | operating | FALSE | FALSE | elc_spv_FRA_007 | 7 | 0.0027 | 1336.5 | 21.45 | 0 | 1 | 0.16204 | 0
ep_solar_pv_007 | Aggregated Plant -- operating | solar | FRA | 2011 |  |  |  | operating | FALSE | FALSE | elc_spv_FRA_007 | 7 | 0.0171 | 1336.5 | 21.45 | 0 | 1 | 0.16204 | 0
ep_solar_pv_007 | Aggregated Plant -- operating | solar | FRA | 2012 |  |  |  | operating | FALSE | FALSE | elc_spv_FRA_007 | 7 | 0.0089 | 1336.5 | 21.45 | 0 | 1 | 0.16204 | 0
ep_solar_pv_007 | Aggregated Plant -- operating | solar | FRA | 2015 |  |  |  | operating | FALSE | FALSE | elc_spv_FRA_007 | 7 | 0.0098 | 1336.5 | 21.45 | 0 | 1 | 0.16204 | 0
ep_solar_pv_007 | Aggregated Plant -- operating | solar | FRA | 2018 |  |  |  | operating | FALSE | FALSE | elc_spv_FRA_007 | 7 | 0.0134 | 1336.5 | 21.45 | 0 | 1 | 0.16204 | 0
ep_solar_pv_007 | Aggregated Plant -- operating | solar | FRA | 2021 |  |  |  | operating | FALSE | FALSE | elc_spv_FRA_007 | 7 | 0.0586 | 1336.5 | 21.45 | 0 | 1 | 0.16204 | 0
ep_solar_pv_007 | Aggregated Plant -- operating | solar | FRA | 2022 |  |  |  | operating | FALSE | FALSE | elc_spv_FRA_007 | 7 | 0.0091 | 1336.5 | 21.45 | 0 | 1 | 0.16204 | 0
ep_solar_pv_007 | Aggregated Plant -- operating | solar | FRA | 2023 |  |  |  | operating | FALSE | FALSE | elc_spv_FRA_007 | 7 | 0.0075 | 1336.5 | 21.45 | 0 | 1 | 0.16204 | 0
ep_solar_pv_007 | Aggregated Plant -- operating | solar | FRA | 2024 |  |  |  | operating | FALSE | FALSE | elc_spv_FRA_007 | 7 | 0.0047 | 1336.5 | 21.45 | 0 | 1 | 0.16204 | 0
ep_solar_pv_008 | Aggregated Plant -- operating | solar | FRA | 2011 |  |  |  | operating | FALSE | FALSE | elc_spv_FRA_008 | 8 | 0.0036 | 1336.5 | 21.45 | 0 | 1 | 0.17757 | 0
ep_solar_pv_008 | Aggregated Plant -- operating | solar | FRA | 2015 |  |  |  | operating | FALSE | FALSE | elc_spv_FRA_008 | 8 | 0.014 | 1336.5 | 21.45 | 0 | 1 | 0.17757 | 0
ep_solar_pv_008 | Aggregated Plant -- operating | solar | FRA | 2021 |  |  |  | operating | FALSE | FALSE | elc_spv_FRA_008 | 8 | 0.004 | 1336.5 | 21.45 | 0 | 1 | 0.17757 | 0
ep_solar_pv_008 | Aggregated Plant -- operating | solar | FRA | 2022 |  |  |  | operating | FALSE | FALSE | elc_spv_FRA_008 | 8 | 0.0018 | 1336.5 | 21.45 | 0 | 1 | 0.17757 | 0
ep_solar_pv_008 | Aggregated Plant -- operating | solar | FRA | 2024 |  |  |  | operating | FALSE | FALSE | elc_spv_FRA_008 | 8 | 0.0114 | 1336.5 | 21.45 | 0 | 1 | 0.1792 | 0
ep_solar_pv_009 | Aggregated Plant -- operating | solar | FRA | 2011 |  |  |  | operating | FALSE | FALSE | elc_spv_FRA_009 | 9 | 0.001 | 1336.5 | 21.45 | 0 | 1 | 0.16967 | 0
ep_solar_pv_009 | Aggregated Plant -- operating | solar | FRA | 2012 |  |  |  | operating | FALSE | FALSE | elc_spv_FRA_009 | 9 | 0.001 | 1336.5 | 21.45 | 0 | 1 | 0.16967 | 0
ep_solar_pv_009 | Aggregated Plant -- operating | solar | FRA | 2018 |  |  |  | operating | FALSE | FALSE | elc_spv_FRA_009 | 9 | 0.0036 | 1336.5 | 21.45 | 0 | 1 | 0.16967 | 0
ep_solar_pv_009 | Aggregated Plant -- operating | solar | FRA | 2019 |  |  |  | operating | FALSE | FALSE | elc_spv_FRA_009 | 9 | 0.004 | 1336.5 | 21.45 | 0 | 1 | 0.16967 | 0
ep_solar_pv_009 | Aggregated Plant -- operating | solar | FRA | 2020 |  |  |  | operating | FALSE | FALSE | elc_spv_FRA_009 | 9 | 0.0012 | 1336.5 | 21.45 | 0 | 1 | 0.16967 | 0
ep_solar_pv_009 | Aggregated Plant -- operating | solar | FRA | 2021 |  |  |  | operating | FALSE | FALSE | elc_spv_FRA_009 | 9 | 0.0162 | 1336.5 | 21.45 | 0 | 1 | 0.16967 | 0
ep_solar_pv_009 | Aggregated Plant -- operating | solar | FRA | 2022 |  |  |  | operating | FALSE | FALSE | elc_spv_FRA_009 | 9 | 0.0173 | 1336.5 | 21.45 | 0 | 1 | 0.16967 | 0
ep_solar_pv_009 | Aggregated Plant -- operating | solar | FRA | 2023 |  |  |  | operating | FALSE | FALSE | elc_spv_FRA_009 | 9 | 0.0104 | 1336.5 | 21.45 | 0 | 1 | 0.16967 | 0
ep_solar_pv_009 | Aggregated Plant -- operating | solar | FRA | 2024 |  |  |  | operating | FALSE | FALSE | elc_spv_FRA_009 | 9 | 0.0106 | 1336.5 | 21.45 | 0 | 1 | 0.16967 | 0
ep_solar_pv_010 | Aggregated Plant -- operating | solar | FRA | 2010 |  |  |  | operating | FALSE | FALSE | elc_spv_FRA_010 | 10 | 0.001 | 1336.5 | 21.45 | 0 | 1 | 0.14661 | 0
ep_solar_pv_010 | Aggregated Plant -- operating | solar | FRA | 2011 |  |  |  | operating | FALSE | FALSE | elc_spv_FRA_010 | 10 | 0.0147 | 1336.5 | 21.45 | 0 | 1 | 0.14661 | 0
ep_solar_pv_010 | Aggregated Plant -- operating | solar | FRA | 2012 |  |  |  | operating | FALSE | FALSE | elc_spv_FRA_010 | 10 | 0.1241 | 1248.7482 | 19.9875 | 0 | 1 | 0.14661 | 0
ep_solar_pv_010 | Aggregated Plant -- operating | solar | FRA | 2015 |  |  |  | operating | FALSE | FALSE | elc_spv_FRA_010 | 10 | 0.0875 | 1221.9994 | 19.5417 | 0 | 1 | 0.14661 | 0
ep_solar_pv_010 | Aggregated Plant -- operating | solar | FRA | 2016 |  |  |  | operating | FALSE | FALSE | elc_spv_FRA_010 | 10 | 0.0031 | 1336.5 | 21.45 | 0 | 1 | 0.14661 | 0
ep_solar_pv_010 | Aggregated Plant -- operating | solar | FRA | 2017 |  |  |  | operating | FALSE | FALSE | elc_spv_FRA_010 | 10 | 0.0044 | 1336.5 | 21.45 | 0 | 1 | 0.14661 | 0
ep_solar_pv_010 | Aggregated Plant -- operating | solar | FRA | 2019 |  |  |  | operating | FALSE | FALSE | elc_spv_FRA_010 | 10 | 0.0085 | 1336.5 | 21.45 | 0 | 1 | 0.14661 | 0
ep_solar_pv_010 | Aggregated Plant -- operating | solar | FRA | 2020 |  |  |  | operating | FALSE | FALSE | elc_spv_FRA_010 | 10 | 0.0216 | 1336.5 | 21.45 | 0 | 1 | 0.14661 | 0
ep_solar_pv_010 | Aggregated Plant -- operating | solar | FRA | 2021 |  |  |  | operating | FALSE | FALSE | elc_spv_FRA_010 | 10 | 0.0344 | 1336.5 | 21.45 | 0 | 1 | 0.14661 | 0
ep_solar_pv_010 | Aggregated Plant -- operating | solar | FRA | 2022 |  |  |  | operating | FALSE | FALSE | elc_spv_FRA_010 | 10 | 0.0249 | 1336.5 | 21.45 | 0 | 1 | 0.14661 | 0
ep_solar_pv_010 | Aggregated Plant -- operating | solar | FRA | 2024 |  |  |  | operating | FALSE | FALSE | elc_spv_FRA_010 | 10 | 0.07 | 1336.5 | 21.45 | 0 | 1 | 0.14661 | 0
ep_solar_pv_011 | Aggregated Plant -- operating | solar | FRA | 2010 |  |  |  | operating | FALSE | FALSE | elc_spv_FRA_011 | 11 | 0.0013 | 1336.5 | 21.45 | 0 | 1 | 0.15466 | 0
ep_solar_pv_011 | Aggregated Plant -- operating | solar | FRA | 2011 |  |  |  | operating | FALSE | FALSE | elc_spv_FRA_011 | 11 | 0.0085 | 1336.5 | 21.45 | 0 | 1 | 0.15466 | 0
ep_solar_pv_011 | Aggregated Plant -- operating | solar | FRA | 2014 |  |  |  | operating | FALSE | FALSE | elc_spv_FRA_011 | 11 | 0.0044 | 1336.5 | 21.45 | 0 | 1 | 0.15466 | 0
ep_solar_pv_011 | Aggregated Plant -- operating | solar | FRA | 2015 |  |  |  | operating | FALSE | FALSE | elc_spv_FRA_011 | 11 | 0.0711 | 1336.5 | 21.45 | 0 | 1 | 0.15466 | 0
ep_solar_pv_011 | Aggregated Plant -- operating | solar | FRA | 2019 |  |  |  | operating | FALSE | FALSE | elc_spv_FRA_011 | 11 | 0.0022 | 1336.5 | 21.45 | 0 | 1 | 0.15466 | 0
ep_solar_pv_011 | Aggregated Plant -- operating | solar | FRA | 2020 |  |  |  | operating | FALSE | FALSE | elc_spv_FRA_011 | 11 | 0.0063 | 1336.5 | 21.45 | 0 | 1 | 0.15466 | 0
ep_solar_pv_011 | Aggregated Plant -- operating | solar | FRA | 2021 |  |  |  | operating | FALSE | FALSE | elc_spv_FRA_011 | 11 | 0.022 | 1336.5 | 21.45 | 0 | 1 | 0.15466 | 0
ep_solar_pv_011 | Aggregated Plant -- operating | solar | FRA | 2022 |  |  |  | operating | FALSE | FALSE | elc_spv_FRA_011 | 11 | 0.107 | 1336.5 | 21.45 | 0 | 1 | 0.15466 | 0
ep_solar_pv_011 | Aggregated Plant -- operating | solar | FRA | 2023 |  |  |  | operating | FALSE | FALSE | elc_spv_FRA_011 | 11 | 0.0081 | 1336.5 | 21.45 | 0 | 1 | 0.15466 | 0
ep_solar_pv_011 | Aggregated Plant -- operating | solar | FRA | 2024 |  |  |  | operating | FALSE | FALSE | elc_spv_FRA_011 | 11 | 0.0886 | 1336.5 | 21.45 | 0 | 1 | 0.15466 | 0
ep_solar_pv_011 | Aggregated Plant -- construction | solar | FRA | 2025 |  |  |  | construction | FALSE | FALSE | elc_spv_FRA_011 | 11 | 0.0743 | 1138.5 | 18.15 | 0 | 1 | 0.15466 | 0
ep_solar_pv_012 | Aggregated Plant -- operating | solar | FRA | 2020 |  |  |  | operating | FALSE | FALSE | elc_spv_FRA_012 | 12 | 0.0165 | 1336.5 | 21.45 | 0 | 1 | 0.14159 | 0
ep_solar_pv_012 | Aggregated Plant -- operating | solar | FRA | 2021 |  |  |  | operating | FALSE | FALSE | elc_spv_FRA_012 | 12 | 0.2009 | 1188.6653 | 18.9861 | 0 | 1 | 0.14159 | 0
ep_solar_pv_012 | Aggregated Plant -- operating | solar | FRA | 2024 |  |  |  | operating | FALSE | FALSE | elc_spv_FRA_012 | 12 | 0.0012 | 1336.5 | 21.45 | 0 | 1 | 0.14159 | 0
ep_solar_pv_013 | Aggregated Plant -- operating | solar | FRA | 2011 |  |  |  | operating | FALSE | FALSE | elc_spv_FRA_013 | 13 | 0.0012 | 1336.5 | 21.45 | 0 | 1 | 0.15078 | 0
ep_solar_pv_013 | Aggregated Plant -- operating | solar | FRA | 2012 |  |  |  | operating | FALSE | FALSE | elc_spv_FRA_013 | 13 | 0.056 | 1138.5 | 18.15 | 0 | 1 | 0.15078 | 0
ep_solar_pv_013 | Aggregated Plant -- operating | solar | FRA | 2015 |  |  |  | operating | FALSE | FALSE | elc_spv_FRA_013 | 13 | 0.0021 | 1336.5 | 21.45 | 0 | 1 | 0.15078 | 0
ep_solar_pv_013 | Aggregated Plant -- operating | solar | FRA | 2019 |  |  |  | operating | FALSE | FALSE | elc_spv_FRA_013 | 13 | 0.014 | 1336.5 | 21.45 | 0 | 1 | 0.15078 | 0
ep_solar_pv_013 | Aggregated Plant -- operating | solar | FRA | 2020 |  |  |  | operating | FALSE | FALSE | elc_spv_FRA_013 | 13 | 0.0117 | 1336.5 | 21.45 | 0 | 1 | 0.15078 | 0
ep_solar_pv_013 | Aggregated Plant -- operating | solar | FRA | 2022 |  |  |  | operating | FALSE | FALSE | elc_spv_FRA_013 | 13 | 0.013 | 1336.5 | 21.45 | 0 | 1 | 0.15078 | 0
ep_solar_pv_013 | Aggregated Plant -- operating | solar | FRA | 2023 |  |  |  | operating | FALSE | FALSE | elc_spv_FRA_013 | 13 | 0.021 | 1336.5 | 21.45 | 0 | 1 | 0.15078 | 0
ep_solar_pv_013 | Aggregated Plant -- operating | solar | FRA | 2024 |  |  |  | operating | FALSE | FALSE | elc_spv_FRA_013 | 13 | 0.0579 | 1336.5 | 21.45 | 0 | 1 | 0.15078 | 0
ep_solar_pv_014 | Aggregated Plant -- operating | solar | FRA | 2011 |  |  |  | operating | FALSE | FALSE | elc_spv_FRA_014 | 14 | 0.004 | 1336.5 | 21.45 | 0 | 1 | 0.14711 | 0
ep_solar_pv_014 | Aggregated Plant -- operating | solar | FRA | 2014 |  |  |  | operating | FALSE | FALSE | elc_spv_FRA_014 | 14 | 0.0044 | 1336.5 | 21.45 | 0 | 1 | 0.14711 | 0
ep_solar_pv_014 | Aggregated Plant -- operating | solar | FRA | 2015 |  |  |  | operating | FALSE | FALSE | elc_spv_FRA_014 | 14 | 0.0138 | 1336.5 | 21.45 | 0 | 1 | 0.14711 | 0
ep_solar_pv_014 | Aggregated Plant -- operating | solar | FRA | 2017 |  |  |  | operating | FALSE | FALSE | elc_spv_FRA_014 | 14 | 0.0044 | 1336.5 | 21.45 | 0 | 1 | 0.14711 | 0
ep_solar_pv_014 | Aggregated Plant -- operating | solar | FRA | 2019 |  |  |  | operating | FALSE | FALSE | elc_spv_FRA_014 | 14 | 0.0038 | 1336.5 | 21.45 | 0 | 1 | 0.14711 | 0
ep_solar_pv_014 | Aggregated Plant -- operating | solar | FRA | 2020 |  |  |  | operating | FALSE | FALSE | elc_spv_FRA_014 | 14 | 0.0127 | 1336.5 | 21.45 | 0 | 1 | 0.14711 | 0
ep_solar_pv_014 | Aggregated Plant -- operating | solar | FRA | 2021 |  |  |  | operating | FALSE | FALSE | elc_spv_FRA_014 | 14 | 0.0069 | 1336.5 | 21.45 | 0 | 1 | 0.14711 | 0
ep_solar_pv_014 | Aggregated Plant -- operating | solar | FRA | 2022 |  |  |  | operating | FALSE | FALSE | elc_spv_FRA_014 | 14 | 0.0462 | 1336.5 | 21.45 | 0 | 1 | 0.14711 | 0
ep_solar_pv_014 | Aggregated Plant -- operating | solar | FRA | 2023 |  |  |  | operating | FALSE | FALSE | elc_spv_FRA_014 | 14 | 0.043 | 1336.5 | 21.45 | 0 | 1 | 0.14711 | 0
ep_solar_pv_014 | Aggregated Plant -- operating | solar | FRA | 2024 |  |  |  | operating | FALSE | FALSE | elc_spv_FRA_014 | 14 | 0.0404 | 1336.5 | 21.45 | 0 | 1 | 0.14711 | 0
ep_solar_pv_015 | Aggregated Plant -- operating | solar | FRA | 2008 |  |  |  | operating | FALSE | FALSE | elc_spv_FRA_015 | 15 | 0.0034 | 1336.5 | 21.45 | 0 | 1 | 0.2043 | 0
ep_solar_pv_015 | Aggregated Plant -- operating | solar | FRA | 2010 |  |  |  | operating | FALSE | FALSE | elc_spv_FRA_015 | 15 | 0.0224 | 1336.5 | 21.45 | 0 | 1 | 0.2043 | 0
ep_solar_pv_015 | Aggregated Plant -- operating | solar | FRA | 2011 |  |  |  | operating | FALSE | FALSE | elc_spv_FRA_015 | 15 | 0.0361 | 1336.5 | 21.45 | 0 | 1 | 0.2043 | 0
ep_solar_pv_015 | Aggregated Plant -- operating | solar | FRA | 2012 |  |  |  | operating | FALSE | FALSE | elc_spv_FRA_015 | 15 | 0.02 | 1336.5 | 21.45 | 0 | 1 | 0.2043 | 0
ep_solar_pv_015 | Aggregated Plant -- operating | solar | FRA | 2013 |  |  |  | operating | FALSE | FALSE | elc_spv_FRA_015 | 15 | 0.0368 | 1336.5 | 21.45 | 0 | 1 | 0.2043 | 0
ep_solar_pv_015 | Aggregated Plant -- operating | solar | FRA | 2014 |  |  |  | operating | FALSE | FALSE | elc_spv_FRA_015 | 15 | 0.0488 | 1336.5 | 21.45 | 0 | 1 | 0.2043 | 0
ep_solar_pv_015 | Aggregated Plant -- operating | solar | FRA | 2015 |  |  |  | operating | FALSE | FALSE | elc_spv_FRA_015 | 15 | 0.1388 | 1336.5 | 21.45 | 0 | 1 | 0.2043 | 0
ep_solar_pv_015 | Aggregated Plant -- operating | solar | FRA | 2016 |  |  |  | operating | FALSE | FALSE | elc_spv_FRA_015 | 15 | 0.0583 | 1336.5 | 21.45 | 0 | 1 | 0.2043 | 0
ep_solar_pv_015 | Aggregated Plant -- operating | solar | FRA | 2017 |  |  |  | operating | FALSE | FALSE | elc_spv_FRA_015 | 15 | 0.035 | 1336.5 | 21.45 | 0 | 1 | 0.2043 | 0
ep_solar_pv_015 | Aggregated Plant -- operating | solar | FRA | 2018 |  |  |  | operating | FALSE | FALSE | elc_spv_FRA_015 | 15 | 0.0639 | 1336.5 | 21.45 | 0 | 1 | 0.2043 | 0
ep_solar_pv_015 | Aggregated Plant -- operating | solar | FRA | 2019 |  |  |  | operating | FALSE | FALSE | elc_spv_FRA_015 | 15 | 0.0912 | 1336.5 | 21.45 | 0 | 1 | 0.2043 | 0
ep_solar_pv_015 | Aggregated Plant -- operating | solar | FRA | 2020 |  |  |  | operating | FALSE | FALSE | elc_spv_FRA_015 | 15 | 0.0502 | 1336.5 | 21.45 | 0 | 1 | 0.2043 | 0
ep_solar_pv_015 | Aggregated Plant -- operating | solar | FRA | 2021 |  |  |  | operating | FALSE | FALSE | elc_spv_FRA_015 | 15 | 0.1064 | 1336.5 | 21.45 | 0 | 1 | 0.2043 | 0
ep_solar_pv_015 | Aggregated Plant -- operating | solar | FRA | 2022 |  |  |  | operating | FALSE | FALSE | elc_spv_FRA_015 | 15 | 0.0645 | 1336.5 | 21.45 | 0 | 1 | 0.2043 | 0
ep_solar_pv_015 | Aggregated Plant -- operating | solar | FRA | 2023 |  |  |  | operating | FALSE | FALSE | elc_spv_FRA_015 | 15 | 0.0769 | 1192.5702 | 19.0512 | 0 | 1 | 0.2043 | 0
ep_solar_pv_015 | Aggregated Plant -- operating | solar | FRA | 2024 |  |  |  | operating | FALSE | FALSE | elc_spv_FRA_015 | 15 | 0.0572 | 1336.5 | 21.45 | 0 | 1 | 0.2043 | 0
ep_solar_pv_016 | Aggregated Plant -- operating | solar | FRA | 2008 |  |  |  | operating | FALSE | FALSE | elc_spv_FRA_016 | 16 | 0.0064 | 1336.5 | 21.45 | 0 | 1 | 0.20289 | 0
ep_solar_pv_016 | Aggregated Plant -- operating | solar | FRA | 2010 |  |  |  | operating | FALSE | FALSE | elc_spv_FRA_016 | 16 | 0.0055 | 1336.5 | 21.45 | 0 | 1 | 0.20289 | 0
ep_solar_pv_016 | Aggregated Plant -- operating | solar | FRA | 2011 |  |  |  | operating | FALSE | FALSE | elc_spv_FRA_016 | 16 | 0.1158 | 1244.1684 | 19.9111 | 0 | 1 | 0.20289 | 0
ep_solar_pv_016 | Aggregated Plant -- operating | solar | FRA | 2012 |  |  |  | operating | FALSE | FALSE | elc_spv_FRA_016 | 16 | 0.0375 | 1336.5 | 21.45 | 0 | 1 | 0.20289 | 0
ep_solar_pv_016 | Aggregated Plant -- operating | solar | FRA | 2013 |  |  |  | operating | FALSE | FALSE | elc_spv_FRA_016 | 16 | 0.0512 | 1336.5 | 21.45 | 0 | 1 | 0.20289 | 0
ep_solar_pv_016 | Aggregated Plant -- operating | solar | FRA | 2014 |  |  |  | operating | FALSE | FALSE | elc_spv_FRA_016 | 16 | 0.0418 | 1336.5 | 21.45 | 0 | 1 | 0.20289 | 0
ep_solar_pv_016 | Aggregated Plant -- operating | solar | FRA | 2015 |  |  |  | operating | FALSE | FALSE | elc_spv_FRA_016 | 16 | 0.0657 | 1336.5 | 21.45 | 0 | 1 | 0.20289 | 0
ep_solar_pv_016 | Aggregated Plant -- operating | solar | FRA | 2016 |  |  |  | operating | FALSE | FALSE | elc_spv_FRA_016 | 16 | 0.0985 | 1336.5 | 21.45 | 0 | 1 | 0.20289 | 0
ep_solar_pv_016 | Aggregated Plant -- operating | solar | FRA | 2017 |  |  |  | operating | FALSE | FALSE | elc_spv_FRA_016 | 16 | 0.0231 | 1336.5 | 21.45 | 0 | 1 | 0.20289 | 0
ep_solar_pv_016 | Aggregated Plant -- operating | solar | FRA | 2018 |  |  |  | operating | FALSE | FALSE | elc_spv_FRA_016 | 16 | 0.0365 | 1336.5 | 21.45 | 0 | 1 | 0.20289 | 0
ep_solar_pv_016 | Aggregated Plant -- operating | solar | FRA | 2019 |  |  |  | operating | FALSE | FALSE | elc_spv_FRA_016 | 16 | 0.033 | 1336.5 | 21.45 | 0 | 1 | 0.20289 | 0
ep_solar_pv_016 | Aggregated Plant -- operating | solar | FRA | 2020 |  |  |  | operating | FALSE | FALSE | elc_spv_FRA_016 | 16 | 0.0308 | 1336.5 | 21.45 | 0 | 1 | 0.20289 | 0
ep_solar_pv_016 | Aggregated Plant -- operating | solar | FRA | 2021 |  |  |  | operating | FALSE | FALSE | elc_spv_FRA_016 | 16 | 0.063 | 1336.5 | 21.45 | 0 | 1 | 0.20289 | 0
ep_solar_pv_016 | Aggregated Plant -- operating | solar | FRA | 2022 |  |  |  | operating | FALSE | FALSE | elc_spv_FRA_016 | 16 | 0.0806 | 1336.5 | 21.45 | 0 | 1 | 0.20289 | 0
ep_solar_pv_016 | Aggregated Plant -- operating | solar | FRA | 2023 |  |  |  | operating | FALSE | FALSE | elc_spv_FRA_016 | 16 | 0.0252 | 1336.5 | 21.45 | 0 | 1 | 0.20289 | 0
ep_solar_pv_016 | Aggregated Plant -- operating | solar | FRA | 2024 |  |  |  | operating | FALSE | FALSE | elc_spv_FRA_016 | 16 | 0.0893 | 1336.5 | 21.45 | 0 | 1 | 0.20289 | 0
ep_solar_pv_018 | Aggregated Plant -- operating | solar | FRA | 2009 |  |  |  | operating | FALSE | FALSE | elc_spv_FRA_018 | 18 | 0.0138 | 1336.5 | 21.45 | 0 | 1 | 0.20718 | 0
ep_solar_pv_018 | Aggregated Plant -- operating | solar | FRA | 2010 |  |  |  | operating | FALSE | FALSE | elc_spv_FRA_018 | 18 | 0.0405 | 1336.5 | 21.45 | 0 | 1 | 0.20718 | 0
ep_solar_pv_018 | Aggregated Plant -- operating | solar | FRA | 2011 |  |  |  | operating | FALSE | FALSE | elc_spv_FRA_018 | 18 | 0.261 | 1268.2241 | 20.3121 | 0 | 1 | 0.20718 | 0
ep_solar_pv_018 | Aggregated Plant -- operating | solar | FRA | 2012 |  |  |  | operating | FALSE | FALSE | elc_spv_FRA_018 | 18 | 0.0665 | 1336.5 | 21.45 | 0 | 1 | 0.20718 | 0
ep_solar_pv_018 | Aggregated Plant -- operating | solar | FRA | 2013 |  |  |  | operating | FALSE | FALSE | elc_spv_FRA_018 | 18 | 0.0956 | 1336.5 | 21.45 | 0 | 1 | 0.20718 | 0
ep_solar_pv_018 | Aggregated Plant -- operating | solar | FRA | 2014 |  |  |  | operating | FALSE | FALSE | elc_spv_FRA_018 | 18 | 0.0658 | 1336.5 | 21.45 | 0 | 1 | 0.20718 | 0
ep_solar_pv_018 | Aggregated Plant -- operating | solar | FRA | 2015 |  |  |  | operating | FALSE | FALSE | elc_spv_FRA_018 | 18 | 0.136 | 1336.5 | 21.45 | 0 | 1 | 0.20718 | 0
ep_solar_pv_018 | Aggregated Plant -- operating | solar | FRA | 2016 |  |  |  | operating | FALSE | FALSE | elc_spv_FRA_018 | 18 | 0.0155 | 1336.5 | 21.45 | 0 | 1 | 0.20718 | 0
ep_solar_pv_018 | Aggregated Plant -- operating | solar | FRA | 2017 |  |  |  | operating | FALSE | FALSE | elc_spv_FRA_018 | 18 | 0.1417 | 1221.9199 | 19.5403 | 0 | 1 | 0.20718 | 0
ep_solar_pv_018 | Aggregated Plant -- operating | solar | FRA | 2018 |  |  |  | operating | FALSE | FALSE | elc_spv_FRA_018 | 18 | 0.0641 | 1336.5 | 21.45 | 0 | 1 | 0.20718 | 0
ep_solar_pv_018 | Aggregated Plant -- operating | solar | FRA | 2019 |  |  |  | operating | FALSE | FALSE | elc_spv_FRA_018 | 18 | 0.0359 | 1336.5 | 21.45 | 0 | 1 | 0.20718 | 0
ep_solar_pv_018 | Aggregated Plant -- operating | solar | FRA | 2020 |  |  |  | operating | FALSE | FALSE | elc_spv_FRA_018 | 18 | 0.0514 | 1336.5 | 21.45 | 0 | 1 | 0.20718 | 0
ep_solar_pv_018 | Aggregated Plant -- operating | solar | FRA | 2021 |  |  |  | operating | FALSE | FALSE | elc_spv_FRA_018 | 18 | 0.1445 | 1336.5 | 21.45 | 0 | 1 | 0.20718 | 0
ep_solar_pv_018 | Aggregated Plant -- operating | solar | FRA | 2022 |  |  |  | operating | FALSE | FALSE | elc_spv_FRA_018 | 18 | 0.1817 | 1336.5 | 21.45 | 0 | 1 | 0.20718 | 0
ep_solar_pv_018 | Aggregated Plant -- operating | solar | FRA | 2023 |  |  |  | operating | FALSE | FALSE | elc_spv_FRA_018 | 18 | 0.0906 | 1336.5 | 21.45 | 0 | 1 | 0.20718 | 0
ep_solar_pv_018 | Aggregated Plant -- operating | solar | FRA | 2024 |  |  |  | operating | FALSE | FALSE | elc_spv_FRA_018 | 18 | 0.0578 | 1336.5 | 21.45 | 0 | 1 | 0.20718 | 0
ep_solar_pv_018 | Aggregated Plant -- construction | solar | FRA | 2028 |  |  |  | construction | FALSE | FALSE | elc_spv_FRA_018 | 18 | 0.051 | 1138.5 | 18.15 | 0 | 1 | 0.20718 | 0
ep_solar_pv_019 | Aggregated Plant -- operating | solar | FRA | 2011 |  |  |  | operating | FALSE | FALSE | elc_spv_FRA_019 | 19 | 0.002 | 1336.5 | 21.45 | 0 | 1 | 0.16558 | 0
ep_solar_pv_019 | Aggregated Plant -- operating | solar | FRA | 2013 |  |  |  | operating | FALSE | FALSE | elc_spv_FRA_019 | 19 | 0.0012 | 1336.5 | 21.45 | 0 | 1 | 0.16558 | 0
ep_solar_pv_019 | Aggregated Plant -- operating | solar | FRA | 2014 |  |  |  | operating | FALSE | FALSE | elc_spv_FRA_019 | 19 | 0.0043 | 1336.5 | 21.45 | 0 | 1 | 0.16558 | 0
ep_solar_pv_019 | Aggregated Plant -- operating | solar | FRA | 2015 |  |  |  | operating | FALSE | FALSE | elc_spv_FRA_019 | 19 | 0.0117 | 1336.5 | 21.45 | 0 | 1 | 0.16558 | 0
ep_solar_pv_019 | Aggregated Plant -- operating | solar | FRA | 2018 |  |  |  | operating | FALSE | FALSE | elc_spv_FRA_019 | 19 | 0.0167 | 1336.5 | 21.45 | 0 | 1 | 0.16558 | 0
ep_solar_pv_019 | Aggregated Plant -- operating | solar | FRA | 2019 |  |  |  | operating | FALSE | FALSE | elc_spv_FRA_019 | 19 | 0.0052 | 1336.5 | 21.45 | 0 | 1 | 0.16558 | 0
ep_solar_pv_019 | Aggregated Plant -- operating | solar | FRA | 2020 |  |  |  | operating | FALSE | FALSE | elc_spv_FRA_019 | 19 | 0.0152 | 1336.5 | 21.45 | 0 | 1 | 0.16558 | 0
ep_solar_pv_019 | Aggregated Plant -- operating | solar | FRA | 2021 |  |  |  | operating | FALSE | FALSE | elc_spv_FRA_019 | 19 | 0.0298 | 1336.5 | 21.45 | 0 | 1 | 0.16558 | 0
ep_solar_pv_019 | Aggregated Plant -- operating | solar | FRA | 2022 |  |  |  | operating | FALSE | FALSE | elc_spv_FRA_019 | 19 | 0.1188 | 1336.5 | 21.45 | 0 | 1 | 0.16558 | 0
ep_solar_pv_019 | Aggregated Plant -- operating | solar | FRA | 2023 |  |  |  | operating | FALSE | FALSE | elc_spv_FRA_019 | 19 | 0.0172 | 1336.5 | 21.45 | 0 | 1 | 0.16558 | 0
ep_solar_pv_019 | Aggregated Plant -- operating | solar | FRA | 2024 |  |  |  | operating | FALSE | FALSE | elc_spv_FRA_019 | 19 | 0.0293 | 1336.5 | 21.45 | 0 | 1 | 0.16558 | 0
ep_solar_pv_019 | Aggregated Plant -- construction | solar | FRA | 2025 |  |  |  | construction | FALSE | FALSE | elc_spv_FRA_019 | 19 | 0.0143 | 1336.5 | 21.45 | 0 | 1 | 0.16558 | 0
ep_solar_pv_020 | Aggregated Plant -- operating | solar | FRA | 2011 |  |  |  | operating | FALSE | FALSE | elc_spv_FRA_020 | 20 | 0.007 | 1336.5 | 21.45 | 0 | 1 | 0.18034 | 0
ep_solar_pv_020 | Aggregated Plant -- operating | solar | FRA | 2012 |  |  |  | operating | FALSE | FALSE | elc_spv_FRA_020 | 20 | 0.0017 | 1336.5 | 21.45 | 0 | 1 | 0.18034 | 0
ep_solar_pv_020 | Aggregated Plant -- operating | solar | FRA | 2013 |  |  |  | operating | FALSE | FALSE | elc_spv_FRA_020 | 20 | 0.0032 | 1336.5 | 21.45 | 0 | 1 | 0.18034 | 0
ep_solar_pv_020 | Aggregated Plant -- operating | solar | FRA | 2015 |  |  |  | operating | FALSE | FALSE | elc_spv_FRA_020 | 20 | 0.0199 | 1336.5 | 21.45 | 0 | 1 | 0.18034 | 0
ep_solar_pv_020 | Aggregated Plant -- operating | solar | FRA | 2016 |  |  |  | operating | FALSE | FALSE | elc_spv_FRA_020 | 20 | 0.0024 | 1336.5 | 21.45 | 0 | 1 | 0.18034 | 0
ep_solar_pv_020 | Aggregated Plant -- operating | solar | FRA | 2017 |  |  |  | operating | FALSE | FALSE | elc_spv_FRA_020 | 20 | 0.0015 | 1336.5 | 21.45 | 0 | 1 | 0.18034 | 0
ep_solar_pv_020 | Aggregated Plant -- operating | solar | FRA | 2018 |  |  |  | operating | FALSE | FALSE | elc_spv_FRA_020 | 20 | 0.0286 | 1336.5 | 21.45 | 0 | 1 | 0.18034 | 0
ep_solar_pv_020 | Aggregated Plant -- operating | solar | FRA | 2019 |  |  |  | operating | FALSE | FALSE | elc_spv_FRA_020 | 20 | 0.0062 | 1336.5 | 21.45 | 0 | 1 | 0.18034 | 0
ep_solar_pv_020 | Aggregated Plant -- operating | solar | FRA | 2020 |  |  |  | operating | FALSE | FALSE | elc_spv_FRA_020 | 20 | 0.0106 | 1336.5 | 21.45 | 0 | 1 | 0.18034 | 0
ep_solar_pv_020 | Aggregated Plant -- operating | solar | FRA | 2021 |  |  |  | operating | FALSE | FALSE | elc_spv_FRA_020 | 20 | 0.0111 | 1336.5 | 21.45 | 0 | 1 | 0.18034 | 0
ep_solar_pv_020 | Aggregated Plant -- operating | solar | FRA | 2022 |  |  |  | operating | FALSE | FALSE | elc_spv_FRA_020 | 20 | 0.0258 | 1336.5 | 21.45 | 0 | 1 | 0.18034 | 0
ep_solar_pv_020 | Aggregated Plant -- operating | solar | FRA | 2023 |  |  |  | operating | FALSE | FALSE | elc_spv_FRA_020 | 20 | 0.0057 | 1336.5 | 21.45 | 0 | 1 | 0.18034 | 0
ep_solar_pv_020 | Aggregated Plant -- operating | solar | FRA | 2024 |  |  |  | operating | FALSE | FALSE | elc_spv_FRA_020 | 20 | 0.0162 | 1336.5 | 21.45 | 0 | 1 | 0.18034 | 0
ep_solar_pv_021 | Aggregated Plant -- operating | solar | FRA | 2010 |  |  |  | operating | FALSE | FALSE | elc_spv_FRA_021 | 21 | 0.0014 | 1336.5 | 21.45 | 0 | 1 | 0.1779 | 0
ep_solar_pv_021 | Aggregated Plant -- operating | solar | FRA | 2011 |  |  |  | operating | FALSE | FALSE | elc_spv_FRA_021 | 21 | 0.0454 | 1336.5 | 21.45 | 0 | 1 | 0.1779 | 0
ep_solar_pv_021 | Aggregated Plant -- operating | solar | FRA | 2012 |  |  |  | operating | FALSE | FALSE | elc_spv_FRA_021 | 21 | 0.0383 | 1336.5 | 21.45 | 0 | 1 | 0.1779 | 0
ep_solar_pv_021 | Aggregated Plant -- operating | solar | FRA | 2013 |  |  |  | operating | FALSE | FALSE | elc_spv_FRA_021 | 21 | 0.0032 | 1336.5 | 21.45 | 0 | 1 | 0.1779 | 0
ep_solar_pv_021 | Aggregated Plant -- operating | solar | FRA | 2014 |  |  |  | operating | FALSE | FALSE | elc_spv_FRA_021 | 21 | 0.045 | 1336.5 | 21.45 | 0 | 1 | 0.1779 | 0
ep_solar_pv_021 | Aggregated Plant -- operating | solar | FRA | 2015 |  |  |  | operating | FALSE | FALSE | elc_spv_FRA_021 | 21 | 0.0425 | 1336.5 | 21.45 | 0 | 1 | 0.1779 | 0
ep_solar_pv_021 | Aggregated Plant -- operating | solar | FRA | 2016 |  |  |  | operating | FALSE | FALSE | elc_spv_FRA_021 | 21 | 0.0434 | 1336.5 | 21.45 | 0 | 1 | 0.1779 | 0
ep_solar_pv_021 | Aggregated Plant -- operating | solar | FRA | 2017 |  |  |  | operating | FALSE | FALSE | elc_spv_FRA_021 | 21 | 0.0116 | 1336.5 | 21.45 | 0 | 1 | 0.1779 | 0
ep_solar_pv_021 | Aggregated Plant -- operating | solar | FRA | 2018 |  |  |  | operating | FALSE | FALSE | elc_spv_FRA_021 | 21 | 0.0376 | 1336.5 | 21.45 | 0 | 1 | 0.1779 | 0
ep_solar_pv_021 | Aggregated Plant -- operating | solar | FRA | 2019 |  |  |  | operating | FALSE | FALSE | elc_spv_FRA_021 | 21 | 0.0169 | 1336.5 | 21.45 | 0 | 1 | 0.1779 | 0
ep_solar_pv_021 | Aggregated Plant -- operating | solar | FRA | 2020 |  |  |  | operating | FALSE | FALSE | elc_spv_FRA_021 | 21 | 0.0317 | 1336.5 | 21.45 | 0 | 1 | 0.1779 | 0
ep_solar_pv_021 | Aggregated Plant -- operating | solar | FRA | 2021 |  |  |  | operating | FALSE | FALSE | elc_spv_FRA_021 | 21 | 0.0737 | 1336.5 | 21.45 | 0 | 1 | 0.1779 | 0
ep_solar_pv_021 | Aggregated Plant -- operating | solar | FRA | 2022 |  |  |  | operating | FALSE | FALSE | elc_spv_FRA_021 | 21 | 0.0116 | 1336.5 | 21.45 | 0 | 1 | 0.1779 | 0
ep_solar_pv_021 | Aggregated Plant -- operating | solar | FRA | 2023 |  |  |  | operating | FALSE | FALSE | elc_spv_FRA_021 | 21 | 0.0092 | 1336.5 | 21.45 | 0 | 1 | 0.1779 | 0
ep_solar_pv_021 | Aggregated Plant -- operating | solar | FRA | 2024 |  |  |  | operating | FALSE | FALSE | elc_spv_FRA_021 | 21 | 0.0285 | 1336.5 | 21.45 | 0 | 1 | 0.1779 | 0
ep_solar_pv_022 | Aggregated Plant -- operating | solar | FRA | 2013 |  |  |  | operating | FALSE | FALSE | elc_spv_FRA_022 | 22 | 0.0219 | 1336.5 | 21.45 | 0 | 1 | 0.15813 | 0
ep_solar_pv_022 | Aggregated Plant -- operating | solar | FRA | 2014 |  |  |  | operating | FALSE | FALSE | elc_spv_FRA_022 | 22 | 0.012 | 1336.5 | 21.45 | 0 | 1 | 0.15813 | 0
ep_solar_pv_022 | Aggregated Plant -- operating | solar | FRA | 2015 |  |  |  | operating | FALSE | FALSE | elc_spv_FRA_022 | 22 | 0.0099 | 1336.5 | 21.45 | 0 | 1 | 0.15813 | 0
ep_solar_pv_022 | Aggregated Plant -- operating | solar | FRA | 2016 |  |  |  | operating | FALSE | FALSE | elc_spv_FRA_022 | 22 | 0.0022 | 1336.5 | 21.45 | 0 | 1 | 0.15813 | 0
ep_solar_pv_022 | Aggregated Plant -- operating | solar | FRA | 2017 |  |  |  | operating | FALSE | FALSE | elc_spv_FRA_022 | 22 | 0.032 | 1336.5 | 21.45 | 0 | 1 | 0.15813 | 0
ep_solar_pv_022 | Aggregated Plant -- operating | solar | FRA | 2018 |  |  |  | operating | FALSE | FALSE | elc_spv_FRA_022 | 22 | 0.0633 | 1336.5 | 21.45 | 0 | 1 | 0.15813 | 0
ep_solar_pv_022 | Aggregated Plant -- operating | solar | FRA | 2019 |  |  |  | operating | FALSE | FALSE | elc_spv_FRA_022 | 22 | 0.0114 | 1336.5 | 21.45 | 0 | 1 | 0.15813 | 0
ep_solar_pv_022 | Aggregated Plant -- operating | solar | FRA | 2020 |  |  |  | operating | FALSE | FALSE | elc_spv_FRA_022 | 22 | 0.0045 | 1336.5 | 21.45 | 0 | 1 | 0.15813 | 0
ep_solar_pv_022 | Aggregated Plant -- operating | solar | FRA | 2021 |  |  |  | operating | FALSE | FALSE | elc_spv_FRA_022 | 22 | 0.0478 | 1336.5 | 21.45 | 0 | 1 | 0.15813 | 0
ep_solar_pv_022 | Aggregated Plant -- operating | solar | FRA | 2022 |  |  |  | operating | FALSE | FALSE | elc_spv_FRA_022 | 22 | 0.0135 | 1336.5 | 21.45 | 0 | 1 | 0.15813 | 0
ep_solar_pv_022 | Aggregated Plant -- operating | solar | FRA | 2023 |  |  |  | operating | FALSE | FALSE | elc_spv_FRA_022 | 22 | 0.0242 | 1336.5 | 21.45 | 0 | 1 | 0.15813 | 0
ep_solar_pv_022 | Aggregated Plant -- operating | solar | FRA | 2024 |  |  |  | operating | FALSE | FALSE | elc_spv_FRA_022 | 22 | 0.1425 | 1336.5 | 21.45 | 0 | 1 | 0.15813 | 0
ep_solar_pv_023 | Aggregated Plant -- operating | solar | FRA | 2012 |  |  |  | operating | FALSE | FALSE | elc_spv_FRA_023 | 23 | 0.0107 | 1336.5 | 21.45 | 0 | 1 | 0.16094 | 0
ep_solar_pv_023 | Aggregated Plant -- operating | solar | FRA | 2015 |  |  |  | operating | FALSE | FALSE | elc_spv_FRA_023 | 23 | 0.0558 | 1336.5 | 21.45 | 0 | 1 | 0.16094 | 0
ep_solar_pv_023 | Aggregated Plant -- operating | solar | FRA | 2016 |  |  |  | operating | FALSE | FALSE | elc_spv_FRA_023 | 23 | 0.012 | 1336.5 | 21.45 | 0 | 1 | 0.16094 | 0
ep_solar_pv_023 | Aggregated Plant -- operating | solar | FRA | 2017 |  |  |  | operating | FALSE | FALSE | elc_spv_FRA_023 | 23 | 0.0068 | 1336.5 | 21.45 | 0 | 1 | 0.16094 | 0
ep_solar_pv_023 | Aggregated Plant -- operating | solar | FRA | 2018 |  |  |  | operating | FALSE | FALSE | elc_spv_FRA_023 | 23 | 0.0075 | 1336.5 | 21.45 | 0 | 1 | 0.16094 | 0
ep_solar_pv_023 | Aggregated Plant -- operating | solar | FRA | 2019 |  |  |  | operating | FALSE | FALSE | elc_spv_FRA_023 | 23 | 0.0055 | 1336.5 | 21.45 | 0 | 1 | 0.16094 | 0
ep_solar_pv_023 | Aggregated Plant -- operating | solar | FRA | 2021 |  |  |  | operating | FALSE | FALSE | elc_spv_FRA_023 | 23 | 0.0534 | 1336.5 | 21.45 | 0 | 1 | 0.16094 | 0
ep_solar_pv_023 | Aggregated Plant -- operating | solar | FRA | 2022 |  |  |  | operating | FALSE | FALSE | elc_spv_FRA_023 | 23 | 0.0375 | 1336.5 | 21.45 | 0 | 1 | 0.16094 | 0
ep_solar_pv_023 | Aggregated Plant -- operating | solar | FRA | 2023 |  |  |  | operating | FALSE | FALSE | elc_spv_FRA_023 | 23 | 0.0025 | 1336.5 | 21.45 | 0 | 1 | 0.16094 | 0
ep_solar_pv_023 | Aggregated Plant -- operating | solar | FRA | 2024 |  |  |  | operating | FALSE | FALSE | elc_spv_FRA_023 | 23 | 0.0374 | 1336.5 | 21.45 | 0 | 1 | 0.16094 | 0
ep_solar_pv_024 | Aggregated Plant -- operating | solar | FRA | 2011 |  |  |  | operating | FALSE | FALSE | elc_spv_FRA_024 | 24 | 0.0104 | 1336.5 | 21.45 | 0 | 1 | 0.17064 | 0
ep_solar_pv_024 | Aggregated Plant -- operating | solar | FRA | 2012 |  |  |  | operating | FALSE | FALSE | elc_spv_FRA_024 | 24 | 0.0027 | 1336.5 | 21.45 | 0 | 1 | 0.17064 | 0
ep_solar_pv_024 | Aggregated Plant -- operating | solar | FRA | 2013 |  |  |  | operating | FALSE | FALSE | elc_spv_FRA_024 | 24 | 0.0074 | 1336.5 | 21.45 | 0 | 1 | 0.17064 | 0
ep_solar_pv_024 | Aggregated Plant -- operating | solar | FRA | 2014 |  |  |  | operating | FALSE | FALSE | elc_spv_FRA_024 | 24 | 0.0149 | 1336.5 | 21.45 | 0 | 1 | 0.17064 | 0
ep_solar_pv_024 | Aggregated Plant -- operating | solar | FRA | 2015 |  |  |  | operating | FALSE | FALSE | elc_spv_FRA_024 | 24 | 0.0244 | 1336.5 | 21.45 | 0 | 1 | 0.17064 | 0
ep_solar_pv_024 | Aggregated Plant -- operating | solar | FRA | 2016 |  |  |  | operating | FALSE | FALSE | elc_spv_FRA_024 | 24 | 0.0024 | 1336.5 | 21.45 | 0 | 1 | 0.17064 | 0
ep_solar_pv_024 | Aggregated Plant -- operating | solar | FRA | 2017 |  |  |  | operating | FALSE | FALSE | elc_spv_FRA_024 | 24 | 0.0074 | 1336.5 | 21.45 | 0 | 1 | 0.17064 | 0
ep_solar_pv_024 | Aggregated Plant -- operating | solar | FRA | 2018 |  |  |  | operating | FALSE | FALSE | elc_spv_FRA_024 | 24 | 0.0084 | 1336.5 | 21.45 | 0 | 1 | 0.17064 | 0
ep_solar_pv_024 | Aggregated Plant -- operating | solar | FRA | 2019 |  |  |  | operating | FALSE | FALSE | elc_spv_FRA_024 | 24 | 0.0258 | 1336.5 | 21.45 | 0 | 1 | 0.17064 | 0
ep_solar_pv_024 | Aggregated Plant -- operating | solar | FRA | 2020 |  |  |  | operating | FALSE | FALSE | elc_spv_FRA_024 | 24 | 0.0127 | 1336.5 | 21.45 | 0 | 1 | 0.17064 | 0
ep_solar_pv_024 | Aggregated Plant -- operating | solar | FRA | 2021 |  |  |  | operating | FALSE | FALSE | elc_spv_FRA_024 | 24 | 0.0278 | 1336.5 | 21.45 | 0 | 1 | 0.17064 | 0
ep_solar_pv_024 | Aggregated Plant -- operating | solar | FRA | 2022 |  |  |  | operating | FALSE | FALSE | elc_spv_FRA_024 | 24 | 0.029 | 1336.5 | 21.45 | 0 | 1 | 0.17064 | 0
ep_solar_pv_024 | Aggregated Plant -- operating | solar | FRA | 2023 |  |  |  | operating | FALSE | FALSE | elc_spv_FRA_024 | 24 | 0.0138 | 1336.5 | 21.45 | 0 | 1 | 0.17064 | 0
ep_solar_pv_024 | Aggregated Plant -- operating | solar | FRA | 2024 |  |  |  | operating | FALSE | FALSE | elc_spv_FRA_024 | 24 | 0.0237 | 1336.5 | 21.45 | 0 | 1 | 0.17064 | 0
ep_solar_pv_024 | Aggregated Plant -- construction | solar | FRA | 2028 |  |  |  | construction | FALSE | FALSE | elc_spv_FRA_024 | 24 | 0.02 | 1336.5 | 21.45 | 0 | 1 | 0.17064 | 0
ep_solar_pv_025 | Aggregated Plant -- operating | solar | FRA | 2011 |  |  |  | operating | FALSE | FALSE | elc_spv_FRA_025 | 25 | 0.0098 | 1336.5 | 21.45 | 0 | 1 | 0.17976 | 0
ep_solar_pv_025 | Aggregated Plant -- operating | solar | FRA | 2013 |  |  |  | operating | FALSE | FALSE | elc_spv_FRA_025 | 25 | 0.0073 | 1336.5 | 21.45 | 0 | 1 | 0.17976 | 0
ep_solar_pv_025 | Aggregated Plant -- operating | solar | FRA | 2014 |  |  |  | operating | FALSE | FALSE | elc_spv_FRA_025 | 25 | 0.1045 | 1336.5 | 21.45 | 0 | 1 | 0.17976 | 0
ep_solar_pv_025 | Aggregated Plant -- operating | solar | FRA | 2015 |  |  |  | operating | FALSE | FALSE | elc_spv_FRA_025 | 25 | 0.0295 | 1336.5 | 21.45 | 0 | 1 | 0.17976 | 0
ep_solar_pv_025 | Aggregated Plant -- operating | solar | FRA | 2016 |  |  |  | operating | FALSE | FALSE | elc_spv_FRA_025 | 25 | 0.0034 | 1336.5 | 21.45 | 0 | 1 | 0.17976 | 0
ep_solar_pv_025 | Aggregated Plant -- operating | solar | FRA | 2019 |  |  |  | operating | FALSE | FALSE | elc_spv_FRA_025 | 25 | 0.0124 | 1336.5 | 21.45 | 0 | 1 | 0.17976 | 0
ep_solar_pv_025 | Aggregated Plant -- operating | solar | FRA | 2020 |  |  |  | operating | FALSE | FALSE | elc_spv_FRA_025 | 25 | 0.0255 | 1336.5 | 21.45 | 0 | 1 | 0.17976 | 0
ep_solar_pv_025 | Aggregated Plant -- operating | solar | FRA | 2021 |  |  |  | operating | FALSE | FALSE | elc_spv_FRA_025 | 25 | 0.1049 | 1336.5 | 21.45 | 0 | 1 | 0.17976 | 0
ep_solar_pv_025 | Aggregated Plant -- operating | solar | FRA | 2022 |  |  |  | operating | FALSE | FALSE | elc_spv_FRA_025 | 25 | 0.103 | 1234.6165 | 19.7519 | 0 | 1 | 0.17976 | 0
ep_solar_pv_025 | Aggregated Plant -- operating | solar | FRA | 2023 |  |  |  | operating | FALSE | FALSE | elc_spv_FRA_025 | 25 | 0.0153 | 1336.5 | 21.45 | 0 | 1 | 0.17976 | 0
ep_solar_pv_025 | Aggregated Plant -- operating | solar | FRA | 2024 |  |  |  | operating | FALSE | FALSE | elc_spv_FRA_025 | 25 | 0.0248 | 1336.5 | 21.45 | 0 | 1 | 0.17976 | 0
ep_solar_pv_026 | Aggregated Plant -- operating | solar | FRA | 2011 |  |  |  | operating | FALSE | FALSE | elc_spv_FRA_026 | 26 | 0.0252 | 1336.5 | 21.45 | 0 | 1 | 0.18151 | 0
ep_solar_pv_026 | Aggregated Plant -- operating | solar | FRA | 2012 |  |  |  | operating | FALSE | FALSE | elc_spv_FRA_026 | 26 | 0.0068 | 1336.5 | 21.45 | 0 | 1 | 0.18151 | 0
ep_solar_pv_026 | Aggregated Plant -- operating | solar | FRA | 2013 |  |  |  | operating | FALSE | FALSE | elc_spv_FRA_026 | 26 | 0.0207 | 1336.5 | 21.45 | 0 | 1 | 0.18151 | 0
ep_solar_pv_026 | Aggregated Plant -- operating | solar | FRA | 2014 |  |  |  | operating | FALSE | FALSE | elc_spv_FRA_026 | 26 | 0.0156 | 1336.5 | 21.45 | 0 | 1 | 0.18151 | 0
ep_solar_pv_026 | Aggregated Plant -- operating | solar | FRA | 2015 |  |  |  | operating | FALSE | FALSE | elc_spv_FRA_026 | 26 | 0.045 | 1336.5 | 21.45 | 0 | 1 | 0.18151 | 0
ep_solar_pv_026 | Aggregated Plant -- operating | solar | FRA | 2016 |  |  |  | operating | FALSE | FALSE | elc_spv_FRA_026 | 26 | 0.0011 | 1336.5 | 21.45 | 0 | 1 | 0.18151 | 0
ep_solar_pv_026 | Aggregated Plant -- operating | solar | FRA | 2017 |  |  |  | operating | FALSE | FALSE | elc_spv_FRA_026 | 26 | 0.0012 | 1336.5 | 21.45 | 0 | 1 | 0.18151 | 0
ep_solar_pv_026 | Aggregated Plant -- operating | solar | FRA | 2018 |  |  |  | operating | FALSE | FALSE | elc_spv_FRA_026 | 26 | 0.0021 | 1336.5 | 21.45 | 0 | 1 | 0.18151 | 0
ep_solar_pv_026 | Aggregated Plant -- operating | solar | FRA | 2019 |  |  |  | operating | FALSE | FALSE | elc_spv_FRA_026 | 26 | 0.0144 | 1336.5 | 21.45 | 0 | 1 | 0.18151 | 0
ep_solar_pv_026 | Aggregated Plant -- operating | solar | FRA | 2020 |  |  |  | operating | FALSE | FALSE | elc_spv_FRA_026 | 26 | 0.0399 | 1336.5 | 21.45 | 0 | 1 | 0.18151 | 0
ep_solar_pv_026 | Aggregated Plant -- operating | solar | FRA | 2021 |  |  |  | operating | FALSE | FALSE | elc_spv_FRA_026 | 26 | 0.1131 | 1336.5 | 21.45 | 0 | 1 | 0.18151 | 0
ep_solar_pv_026 | Aggregated Plant -- operating | solar | FRA | 2022 |  |  |  | operating | FALSE | FALSE | elc_spv_FRA_026 | 26 | 0.0419 | 1336.5 | 21.45 | 0 | 1 | 0.18151 | 0
ep_solar_pv_026 | Aggregated Plant -- operating | solar | FRA | 2023 |  |  |  | operating | FALSE | FALSE | elc_spv_FRA_026 | 26 | 0.0055 | 1336.5 | 21.45 | 0 | 1 | 0.18151 | 0
ep_solar_pv_026 | Aggregated Plant -- operating | solar | FRA | 2024 |  |  |  | operating | FALSE | FALSE | elc_spv_FRA_026 | 26 | 0.0154 | 1336.5 | 21.45 | 0 | 1 | 0.18151 | 0
ep_solar_pv_026 | Aggregated Plant -- construction | solar | FRA | 2025 |  |  |  | construction | FALSE | FALSE | elc_spv_FRA_026 | 26 | 0.036 | 1336.5 | 21.45 | 0 | 1 | 0.18151 | 0
ep_solar_pv_027 | Aggregated Plant -- operating | solar | FRA | 2014 |  |  |  | operating | FALSE | FALSE | elc_spv_FRA_027 | 27 | 0.0115 | 1336.5 | 21.45 | 0 | 1 | 0.16843 | 0
ep_solar_pv_027 | Aggregated Plant -- operating | solar | FRA | 2015 |  |  |  | operating | FALSE | FALSE | elc_spv_FRA_027 | 27 | 0.0318 | 1336.5 | 21.45 | 0 | 1 | 0.16843 | 0
ep_solar_pv_027 | Aggregated Plant -- operating | solar | FRA | 2017 |  |  |  | operating | FALSE | FALSE | elc_spv_FRA_027 | 27 | 0.0447 | 1336.5 | 21.45 | 0 | 1 | 0.16843 | 0
ep_solar_pv_027 | Aggregated Plant -- operating | solar | FRA | 2018 |  |  |  | operating | FALSE | FALSE | elc_spv_FRA_027 | 27 | 0.0194 | 1336.5 | 21.45 | 0 | 1 | 0.16843 | 0
ep_solar_pv_027 | Aggregated Plant -- operating | solar | FRA | 2019 |  |  |  | operating | FALSE | FALSE | elc_spv_FRA_027 | 27 | 0.0078 | 1336.5 | 21.45 | 0 | 1 | 0.16843 | 0
ep_solar_pv_027 | Aggregated Plant -- operating | solar | FRA | 2020 |  |  |  | operating | FALSE | FALSE | elc_spv_FRA_027 | 27 | 0.0117 | 1336.5 | 21.45 | 0 | 1 | 0.16843 | 0
ep_solar_pv_027 | Aggregated Plant -- operating | solar | FRA | 2021 |  |  |  | operating | FALSE | FALSE | elc_spv_FRA_027 | 27 | 0.0561 | 1336.5 | 21.45 | 0 | 1 | 0.16843 | 0
ep_solar_pv_027 | Aggregated Plant -- operating | solar | FRA | 2022 |  |  |  | operating | FALSE | FALSE | elc_spv_FRA_027 | 27 | 0.0549 | 1336.5 | 21.45 | 0 | 1 | 0.16843 | 0
ep_solar_pv_027 | Aggregated Plant -- operating | solar | FRA | 2023 |  |  |  | operating | FALSE | FALSE | elc_spv_FRA_027 | 27 | 0.0116 | 1336.5 | 21.45 | 0 | 1 | 0.16843 | 0
ep_solar_pv_027 | Aggregated Plant -- operating | solar | FRA | 2024 |  |  |  | operating | FALSE | FALSE | elc_spv_FRA_027 | 27 | 0.0701 | 1336.5 | 21.45 | 0 | 1 | 0.16843 | 0
ep_solar_pv_027 | Aggregated Plant -- construction | solar | FRA | 2026 |  |  |  | construction | FALSE | FALSE | elc_spv_FRA_027 | 27 | 0.022 | 1336.5 | 21.45 | 0 | 1 | 0.16843 | 0
ep_solar_pv_028 | Aggregated Plant -- operating | solar | FRA | 2011 |  |  |  | operating | FALSE | FALSE | elc_spv_FRA_028 | 28 | 0.0095 | 1336.5 | 21.45 | 0 | 1 | 0.16689 | 0
ep_solar_pv_028 | Aggregated Plant -- operating | solar | FRA | 2012 |  |  |  | operating | FALSE | FALSE | elc_spv_FRA_028 | 28 | 0.0051 | 1336.5 | 21.45 | 0 | 1 | 0.16689 | 0
ep_solar_pv_028 | Aggregated Plant -- operating | solar | FRA | 2015 |  |  |  | operating | FALSE | FALSE | elc_spv_FRA_028 | 28 | 0.0564 | 1336.5 | 21.45 | 0 | 1 | 0.16689 | 0
ep_solar_pv_028 | Aggregated Plant -- operating | solar | FRA | 2016 |  |  |  | operating | FALSE | FALSE | elc_spv_FRA_028 | 28 | 0.0116 | 1336.5 | 21.45 | 0 | 1 | 0.16689 | 0
ep_solar_pv_028 | Aggregated Plant -- operating | solar | FRA | 2017 |  |  |  | operating | FALSE | FALSE | elc_spv_FRA_028 | 28 | 0.0206 | 1336.5 | 21.45 | 0 | 1 | 0.16689 | 0
ep_solar_pv_028 | Aggregated Plant -- operating | solar | FRA | 2018 |  |  |  | operating | FALSE | FALSE | elc_spv_FRA_028 | 28 | 0.0406 | 1336.5 | 21.45 | 0 | 1 | 0.16689 | 0
ep_solar_pv_028 | Aggregated Plant -- operating | solar | FRA | 2019 |  |  |  | operating | FALSE | FALSE | elc_spv_FRA_028 | 28 | 0.0421 | 1336.5 | 21.45 | 0 | 1 | 0.16689 | 0
ep_solar_pv_028 | Aggregated Plant -- operating | solar | FRA | 2020 |  |  |  | operating | FALSE | FALSE | elc_spv_FRA_028 | 28 | 0.0683 | 1336.5 | 21.45 | 0 | 1 | 0.16689 | 0
ep_solar_pv_028 | Aggregated Plant -- operating | solar | FRA | 2021 |  |  |  | operating | FALSE | FALSE | elc_spv_FRA_028 | 28 | 0.135 | 1336.5 | 21.45 | 0 | 1 | 0.16689 | 0
ep_solar_pv_028 | Aggregated Plant -- operating | solar | FRA | 2022 |  |  |  | operating | FALSE | FALSE | elc_spv_FRA_028 | 28 | 0.0325 | 1336.5 | 21.45 | 0 | 1 | 0.16689 | 0
ep_solar_pv_028 | Aggregated Plant -- operating | solar | FRA | 2023 |  |  |  | operating | FALSE | FALSE | elc_spv_FRA_028 | 28 | 0.0071 | 1336.5 | 21.45 | 0 | 1 | 0.16689 | 0
ep_solar_pv_028 | Aggregated Plant -- operating | solar | FRA | 2024 |  |  |  | operating | FALSE | FALSE | elc_spv_FRA_028 | 28 | 0.1433 | 1336.5 | 21.45 | 0 | 1 | 0.16689 | 0
ep_solar_pv_029 | Aggregated Plant -- operating | solar | FRA | 2010 |  |  |  | operating | FALSE | FALSE | elc_spv_FRA_029 | 29 | 0.0735 | 1336.5 | 21.45 | 0 | 1 | 0.1789 | 0
ep_solar_pv_029 | Aggregated Plant -- operating | solar | FRA | 2011 |  |  |  | operating | FALSE | FALSE | elc_spv_FRA_029 | 29 | 0.0506 | 1336.5 | 21.45 | 0 | 1 | 0.1789 | 0
ep_solar_pv_029 | Aggregated Plant -- operating | solar | FRA | 2012 |  |  |  | operating | FALSE | FALSE | elc_spv_FRA_029 | 29 | 0.0049 | 1336.5 | 21.45 | 0 | 1 | 0.1789 | 0
ep_solar_pv_029 | Aggregated Plant -- operating | solar | FRA | 2013 |  |  |  | operating | FALSE | FALSE | elc_spv_FRA_029 | 29 | 0.0838 | 1336.5 | 21.45 | 0 | 1 | 0.1789 | 0
ep_solar_pv_029 | Aggregated Plant -- operating | solar | FRA | 2014 |  |  |  | operating | FALSE | FALSE | elc_spv_FRA_029 | 29 | 0.0486 | 1336.5 | 21.45 | 0 | 1 | 0.1789 | 0
ep_solar_pv_029 | Aggregated Plant -- operating | solar | FRA | 2015 |  |  |  | operating | FALSE | FALSE | elc_spv_FRA_029 | 29 | 0.1048 | 1336.5 | 21.45 | 0 | 1 | 0.1789 | 0
ep_solar_pv_029 | Aggregated Plant -- operating | solar | FRA | 2016 |  |  |  | operating | FALSE | FALSE | elc_spv_FRA_029 | 29 | 0.0328 | 1336.5 | 21.45 | 0 | 1 | 0.1789 | 0
ep_solar_pv_029 | Aggregated Plant -- operating | solar | FRA | 2017 |  |  |  | operating | FALSE | FALSE | elc_spv_FRA_029 | 29 | 0.037 | 1336.5 | 21.45 | 0 | 1 | 0.1789 | 0
ep_solar_pv_029 | Aggregated Plant -- operating | solar | FRA | 2018 |  |  |  | operating | FALSE | FALSE | elc_spv_FRA_029 | 29 | 0.029 | 1336.5 | 21.45 | 0 | 1 | 0.1789 | 0
ep_solar_pv_029 | Aggregated Plant -- operating | solar | FRA | 2019 |  |  |  | operating | FALSE | FALSE | elc_spv_FRA_029 | 29 | 0.0328 | 1336.5 | 21.45 | 0 | 1 | 0.1789 | 0
ep_solar_pv_029 | Aggregated Plant -- operating | solar | FRA | 2020 |  |  |  | operating | FALSE | FALSE | elc_spv_FRA_029 | 29 | 0.0283 | 1336.5 | 21.45 | 0 | 1 | 0.1789 | 0
ep_solar_pv_029 | Aggregated Plant -- operating | solar | FRA | 2021 |  |  |  | operating | FALSE | FALSE | elc_spv_FRA_029 | 29 | 0.1164 | 1336.5 | 21.45 | 0 | 1 | 0.1789 | 0
ep_solar_pv_029 | Aggregated Plant -- operating | solar | FRA | 2022 |  |  |  | operating | FALSE | FALSE | elc_spv_FRA_029 | 29 | 0.0533 | 1336.5 | 21.45 | 0 | 1 | 0.1789 | 0
ep_solar_pv_029 | Aggregated Plant -- operating | solar | FRA | 2023 |  |  |  | operating | FALSE | FALSE | elc_spv_FRA_029 | 29 | 0.019 | 1336.5 | 21.45 | 0 | 1 | 0.1789 | 0
ep_solar_pv_029 | Aggregated Plant -- operating | solar | FRA | 2024 |  |  |  | operating | FALSE | FALSE | elc_spv_FRA_029 | 29 | 0.1089 | 1336.5 | 21.45 | 0 | 1 | 0.1789 | 0
ep_solar_pv_030 | Aggregated Plant -- operating | solar | FRA | 2010 |  |  |  | operating | FALSE | FALSE | elc_spv_FRA_030 | 30 | 0.006 | 1336.5 | 21.45 | 0 | 1 | 0.18087 | 0
ep_solar_pv_030 | Aggregated Plant -- operating | solar | FRA | 2011 |  |  |  | operating | FALSE | FALSE | elc_spv_FRA_030 | 30 | 0.0715 | 1336.5 | 21.45 | 0 | 1 | 0.18087 | 0
ep_solar_pv_030 | Aggregated Plant -- operating | solar | FRA | 2012 |  |  |  | operating | FALSE | FALSE | elc_spv_FRA_030 | 30 | 0.0325 | 1336.5 | 21.45 | 0 | 1 | 0.18087 | 0
ep_solar_pv_030 | Aggregated Plant -- operating | solar | FRA | 2013 |  |  |  | operating | FALSE | FALSE | elc_spv_FRA_030 | 30 | 0.0181 | 1336.5 | 21.45 | 0 | 1 | 0.18087 | 0
ep_solar_pv_030 | Aggregated Plant -- operating | solar | FRA | 2014 |  |  |  | operating | FALSE | FALSE | elc_spv_FRA_030 | 30 | 0.0969 | 1336.5 | 21.45 | 0 | 1 | 0.18087 | 0
ep_solar_pv_030 | Aggregated Plant -- operating | solar | FRA | 2015 |  |  |  | operating | FALSE | FALSE | elc_spv_FRA_030 | 30 | 0.2355 | 1265.8758 | 20.2729 | 0 | 1 | 0.18087 | 0
ep_solar_pv_030 | Aggregated Plant -- operating | solar | FRA | 2016 |  |  |  | operating | FALSE | FALSE | elc_spv_FRA_030 | 30 | 0.0717 | 1336.5 | 21.45 | 0 | 1 | 0.18087 | 0
ep_solar_pv_030 | Aggregated Plant -- operating | solar | FRA | 2017 |  |  |  | operating | FALSE | FALSE | elc_spv_FRA_030 | 30 | 0.2324 | 1274.3055 | 20.4134 | 0 | 1 | 0.18087 | 0
ep_solar_pv_030 | Aggregated Plant -- operating | solar | FRA | 2018 |  |  |  | operating | FALSE | FALSE | elc_spv_FRA_030 | 30 | 0.0882 | 1336.5 | 21.45 | 0 | 1 | 0.18087 | 0
ep_solar_pv_030 | Aggregated Plant -- operating | solar | FRA | 2019 |  |  |  | operating | FALSE | FALSE | elc_spv_FRA_030 | 30 | 0.0459 | 1336.5 | 21.45 | 0 | 1 | 0.18087 | 0
ep_solar_pv_030 | Aggregated Plant -- operating | solar | FRA | 2020 |  |  |  | operating | FALSE | FALSE | elc_spv_FRA_030 | 30 | 0.0222 | 1336.5 | 21.45 | 0 | 1 | 0.18087 | 0
ep_solar_pv_030 | Aggregated Plant -- operating | solar | FRA | 2021 |  |  |  | operating | FALSE | FALSE | elc_spv_FRA_030 | 30 | 0.2055 | 1279.6533 | 20.5026 | 0 | 1 | 0.18087 | 0
ep_solar_pv_030 | Aggregated Plant -- operating | solar | FRA | 2022 |  |  |  | operating | FALSE | FALSE | elc_spv_FRA_030 | 30 | 0.1413 | 1336.5 | 21.45 | 0 | 1 | 0.18087 | 0
ep_solar_pv_030 | Aggregated Plant -- operating | solar | FRA | 2023 |  |  |  | operating | FALSE | FALSE | elc_spv_FRA_030 | 30 | 0.0322 | 1336.5 | 21.45 | 0 | 1 | 0.18087 | 0
ep_solar_pv_030 | Aggregated Plant -- operating | solar | FRA | 2024 |  |  |  | operating | FALSE | FALSE | elc_spv_FRA_030 | 30 | 0.0898 | 1336.5 | 21.45 | 0 | 1 | 0.18087 | 0
ep_solar_pv_G100000806797 | Cestas solar farm_1 -- operating | solar | FRA | 2015 |  |  |  | operating | FALSE | FALSE | elc_spv_FRA_030 | 30 | 0.3 | 1138.5 | 18.15 | 0 | 1 | 0.18087 | 0
ep_solar_thermal_016 | Aggregated Plant -- operating | solar | FRA | 2015 |  |  |  | operating | FALSE | FALSE | elc_spv_FRA_016 | 16 | 0.0099 | 8167.5 | 92.95 | 2.52 | 1 | 0.20289 | 0
ep_windoff_012__irena | Aggregated Plant -- operating | windoff | FRA | 2022 |  |  |  | operating | FALSE | FALSE | elc_wof_FRA_012 | 12 | 0.0065972 |  |  |  | 0.33123 | 0.48643 | 0
ep_windoff_015__irena | Aggregated Plant -- operating | windoff | FRA | 2022 |  |  |  | operating | FALSE | FALSE | elc_wof_FRA_015 | 15 | 0.0073336 |  |  |  | 0.33123 | 0.48643 | 0
ep_windoff_017__irena | Aggregated Plant -- operating | windoff | FRA | 2022 |  |  |  | operating | FALSE | FALSE | elc_wof_FRA_017 | 17 | 0.0068692 |  |  |  | 0.33123 | 0.48643 | 0
ep_windoff_wind_001 | Aggregated Plant -- operating | windoff | FRA | 2024 |  |  |  | operating | FALSE | FALSE | elc_wof_FRA_001 | 1 | 0.025 | 5940 | 143 | 0 | 1 | 0.52648 | 0
ep_windoff_wind_001 | Aggregated Plant -- construction | windoff | FRA | 2025 |  |  |  | construction | FALSE | FALSE | elc_wof_FRA_001 | 1 | 0.06 | 5940 | 143 | 0 | 1 | 0.52513 | 0
ep_windoff_wind_001 | Aggregated Plant -- construction | windoff | FRA | 2028 |  |  |  | construction | FALSE | FALSE | elc_wof_FRA_001 | 1 | 0.0252 | 5940 | 143 | 0 | 1 | 0.52648 | 0
ep_windoff_wind_G100000919987 | Courseulles-Sur-Mer wind farm_-- -- construction | windoff | FRA | 2025 |  |  | Courseulles-sur-Mer | construction | FALSE | FALSE | elc_wof_FRA_014 | 14 | 0.448 | 4400 | 110 | 0 | 1 | 0.49106 | 0
ep_windoff_wind_G100000919996 | Saint Nazaire wind farm_-- -- operating | windoff | FRA | 2022 |  |  | Saint Nazaire | operating | FALSE | FALSE | elc_wof_FRA_012 | 12 | 0.48 | 4400 | 110 | 0 | 1 | 0.46274 | 0
ep_windoff_wind_G100000920005 | Dieppe-Le Treport wind farm_-- -- construction | windoff | FRA | 2026 |  |  | Dieppe | construction | FALSE | FALSE | elc_wof_FRA_014 | 14 | 0.496 | 4400 | 110 | 0 | 1 | 0.47969 | 0
ep_windoff_wind_G100000920006 | Saint-Brieuc wind farm_-- -- operating | windoff | FRA | 2024 |  |  | Saint-Brieuc | operating | FALSE | FALSE | elc_wof_FRA_015 | 15 | 0.496 | 4400 | 110 | 0 | 1 | 0.57042 | 0
ep_windoff_wind_G100000920007 | Yeu And Noirmoutier wind farm_-- -- operating | windoff | FRA | 2024 |  |  | Ile D'Yeu | operating | FALSE | FALSE | elc_wof_FRA_012 | 12 | 0.496 | 4400 | 110 | 0 | 1 | 0.48311 | 0
ep_windoff_wind_G100000920009 | Fecamp wind farm_-- -- operating | windoff | FRA | 2024 |  |  | Fecamp | operating | FALSE | FALSE | elc_wof_FRA_014 | 14 | 0.498 | 4400 | 110 | 0 | 1 | 0.53092 | 0
ep_windon_wind_001 | Aggregated Plant -- operating | windon | FRA | 2023 |  |  |  | operating | FALSE | FALSE | elc_won_FRA_001 | 1 | 0.017 | 2376 | 57.2 | 0 | 1 | 0.25878 | 0
ep_windon_wind_004 | Aggregated Plant -- operating | windon | FRA | 2007 |  |  |  | operating | FALSE | FALSE | elc_won_FRA_004 | 4 | 0.016 | 2376 | 57.2 | 0 | 1 | 0.20064 | 0
ep_windon_wind_004 | Aggregated Plant -- operating | windon | FRA | 2015 |  |  |  | operating | FALSE | FALSE | elc_won_FRA_004 | 4 | 0.06 | 2376 | 57.2 | 0 | 1 | 0.20064 | 0
ep_windon_wind_004 | Aggregated Plant -- operating | windon | FRA | 2020 |  |  |  | operating | FALSE | FALSE | elc_won_FRA_004 | 4 | 0.048 | 2376 | 57.2 | 0 | 1 | 0.20064 | 0
ep_windon_wind_006 | Aggregated Plant -- operating | windon | FRA | 2005 |  |  |  | operating | FALSE | FALSE | elc_won_FRA_006 | 6 | 0.01 | 2376 | 57.2 | 0 | 1 | 0.30155 | 0
ep_windon_wind_006 | Aggregated Plant -- operating | windon | FRA | 2006 |  |  |  | operating | FALSE | FALSE | elc_won_FRA_006 | 6 | 0.02 | 2376 | 57.2 | 0 | 1 | 0.30155 | 0
ep_windon_wind_006 | Aggregated Plant -- operating | windon | FRA | 2007 |  |  |  | operating | FALSE | FALSE | elc_won_FRA_006 | 6 | 0.03 | 2376 | 57.2 | 0 | 1 | 0.30155 | 0
ep_windon_wind_006 | Aggregated Plant -- operating | windon | FRA | 2008 |  |  |  | operating | FALSE | FALSE | elc_won_FRA_006 | 6 | 0.03 | 2376 | 57.2 | 0 | 1 | 0.30155 | 0
ep_windon_wind_006 | Aggregated Plant -- operating | windon | FRA | 2009 |  |  |  | operating | FALSE | FALSE | elc_won_FRA_006 | 6 | 0.024 | 2376 | 57.2 | 0 | 1 | 0.30155 | 0
ep_windon_wind_006 | Aggregated Plant -- operating | windon | FRA | 2011 |  |  |  | operating | FALSE | FALSE | elc_won_FRA_006 | 6 | 0.0282 | 2376 | 57.2 | 0 | 1 | 0.30155 | 0
ep_windon_wind_006 | Aggregated Plant -- operating | windon | FRA | 2012 |  |  |  | operating | FALSE | FALSE | elc_won_FRA_006 | 6 | 0.024 | 2376 | 57.2 | 0 | 1 | 0.30155 | 0
ep_windon_wind_006 | Aggregated Plant -- operating | windon | FRA | 2015 |  |  |  | operating | FALSE | FALSE | elc_won_FRA_006 | 6 | 0.012 | 2376 | 57.2 | 0 | 1 | 0.30155 | 0
ep_windon_wind_006 | Aggregated Plant -- operating | windon | FRA | 2016 |  |  |  | operating | FALSE | FALSE | elc_won_FRA_006 | 6 | 0.014 | 2376 | 57.2 | 0 | 1 | 0.30155 | 0
ep_windon_wind_006 | Aggregated Plant -- operating | windon | FRA | 2017 |  |  |  | operating | FALSE | FALSE | elc_won_FRA_006 | 6 | 0.1715 | 2073.2595 | 49.6315 | 0 | 1 | 0.30155 | 0
ep_windon_wind_006 | Aggregated Plant -- operating | windon | FRA | 2018 |  |  |  | operating | FALSE | FALSE | elc_won_FRA_006 | 6 | 0.018 | 2376 | 57.2 | 0 | 1 | 0.30155 | 0
ep_windon_wind_006 | Aggregated Plant -- operating | windon | FRA | 2019 |  |  |  | operating | FALSE | FALSE | elc_won_FRA_006 | 6 | 0.027 | 2376 | 57.2 | 0 | 1 | 0.30155 | 0
ep_windon_wind_006 | Aggregated Plant -- operating | windon | FRA | 2020 |  |  |  | operating | FALSE | FALSE | elc_won_FRA_006 | 6 | 0.04 | 2376 | 57.2 | 0 | 1 | 0.30155 | 0
ep_windon_wind_006 | Aggregated Plant -- construction | windon | FRA | 2025 |  |  |  | construction | FALSE | FALSE | elc_won_FRA_006 | 6 | 0.021 | 2376 | 57.2 | 0 | 1 | 0.30155 | 0
ep_windon_wind_007 | Aggregated Plant -- operating | windon | FRA | 1970 |  |  |  | operating | FALSE | FALSE | elc_won_FRA_007 | 7 | 0.023 | 2376 | 57.2 | 0 | 1 | 0.32371 | 0
ep_windon_wind_007 | Aggregated Plant -- operating | windon | FRA | 2001 |  |  |  | operating | FALSE | FALSE | elc_won_FRA_007 | 7 | 0.0699 | 2376 | 57.2 | 0 | 1 | 0.32371 | 0
ep_windon_wind_007 | Aggregated Plant -- operating | windon | FRA | 2002 |  |  |  | operating | FALSE | FALSE | elc_won_FRA_007 | 7 | 0.0453 | 2376 | 57.2 | 0 | 1 | 0.32371 | 0
ep_windon_wind_007 | Aggregated Plant -- operating | windon | FRA | 2003 |  |  |  | operating | FALSE | FALSE | elc_won_FRA_007 | 7 | 0.01 | 2376 | 57.2 | 0 | 1 | 0.32371 | 0
ep_windon_wind_007 | Aggregated Plant -- operating | windon | FRA | 2005 |  |  |  | operating | FALSE | FALSE | elc_won_FRA_007 | 7 | 0.034 | 2376 | 57.2 | 0 | 1 | 0.32371 | 0
ep_windon_wind_007 | Aggregated Plant -- operating | windon | FRA | 2006 |  |  |  | operating | FALSE | FALSE | elc_won_FRA_007 | 7 | 0.118 | 2376 | 57.2 | 0 | 1 | 0.32371 | 0
ep_windon_wind_007 | Aggregated Plant -- operating | windon | FRA | 2007 |  |  |  | operating | FALSE | FALSE | elc_won_FRA_007 | 7 | 0.102 | 2376 | 57.2 | 0 | 1 | 0.32371 | 0
ep_windon_wind_007 | Aggregated Plant -- operating | windon | FRA | 2008 |  |  |  | operating | FALSE | FALSE | elc_won_FRA_007 | 7 | 0.212 | 2146.8679 | 51.4717 | 0 | 1 | 0.32371 | 0
ep_windon_wind_007 | Aggregated Plant -- operating | windon | FRA | 2009 |  |  |  | operating | FALSE | FALSE | elc_won_FRA_007 | 7 | 0.1197 | 2376 | 57.2 | 0 | 1 | 0.32371 | 0
ep_windon_wind_007 | Aggregated Plant -- operating | windon | FRA | 2010 |  |  |  | operating | FALSE | FALSE | elc_won_FRA_007 | 7 | 0.043 | 2376 | 57.2 | 0 | 1 | 0.32371 | 0
ep_windon_wind_007 | Aggregated Plant -- operating | windon | FRA | 2011 |  |  |  | operating | FALSE | FALSE | elc_won_FRA_007 | 7 | 0.0754 | 2376 | 57.2 | 0 | 1 | 0.32371 | 0
ep_windon_wind_007 | Aggregated Plant -- operating | windon | FRA | 2012 |  |  |  | operating | FALSE | FALSE | elc_won_FRA_007 | 7 | 0.0649 | 2376 | 57.2 | 0 | 1 | 0.32371 | 0
ep_windon_wind_007 | Aggregated Plant -- operating | windon | FRA | 2013 |  |  |  | operating | FALSE | FALSE | elc_won_FRA_007 | 7 | 0.053 | 2376 | 57.2 | 0 | 1 | 0.32371 | 0
ep_windon_wind_007 | Aggregated Plant -- operating | windon | FRA | 2014 |  |  |  | operating | FALSE | FALSE | elc_won_FRA_007 | 7 | 0.052 | 2376 | 57.2 | 0 | 1 | 0.32371 | 0
ep_windon_wind_007 | Aggregated Plant -- operating | windon | FRA | 2015 |  |  |  | operating | FALSE | FALSE | elc_won_FRA_007 | 7 | 0.2273 | 2293.1491 | 55.1287 | 0 | 1 | 0.32371 | 0
ep_windon_wind_007 | Aggregated Plant -- operating | windon | FRA | 2016 |  |  |  | operating | FALSE | FALSE | elc_won_FRA_007 | 7 | 0.2675 | 2054.9234 | 49.1731 | 0 | 1 | 0.32371 | 0
ep_windon_wind_007 | Aggregated Plant -- operating | windon | FRA | 2017 |  |  |  | operating | FALSE | FALSE | elc_won_FRA_007 | 7 | 0.177 | 2376 | 57.2 | 0 | 1 | 0.32371 | 0
ep_windon_wind_007 | Aggregated Plant -- operating | windon | FRA | 2018 |  |  |  | operating | FALSE | FALSE | elc_won_FRA_007 | 7 | 0.092 | 2376 | 57.2 | 0 | 1 | 0.32371 | 0
ep_windon_wind_007 | Aggregated Plant -- operating | windon | FRA | 2019 |  |  |  | operating | FALSE | FALSE | elc_won_FRA_007 | 7 | 0.067 | 2376 | 57.2 | 0 | 1 | 0.32371 | 0
ep_windon_wind_007 | Aggregated Plant -- operating | windon | FRA | 2022 |  |  |  | operating | FALSE | FALSE | elc_won_FRA_007 | 7 | 0.0573 | 2376 | 57.2 | 0 | 1 | 0.32371 | 0
ep_windon_wind_007 | Aggregated Plant -- operating | windon | FRA | 2023 |  |  |  | operating | FALSE | FALSE | elc_won_FRA_007 | 7 | 0.0112 | 2376 | 57.2 | 0 | 1 | 0.32371 | 0
ep_windon_wind_007 | Aggregated Plant -- operating | windon | FRA | 2024 |  |  |  | operating | FALSE | FALSE | elc_won_FRA_007 | 7 | 0.0259 | 2376 | 57.2 | 0 | 1 | 0.32371 | 0
ep_windon_wind_008 | Aggregated Plant -- operating | windon | FRA | 2017 |  |  |  | operating | FALSE | FALSE | elc_won_FRA_008 | 8 | 0.036 | 2376 | 57.2 | 0 | 1 | 0.18408 | 0
ep_windon_wind_008 | Aggregated Plant -- operating | windon | FRA | 2020 |  |  |  | operating | FALSE | FALSE | elc_won_FRA_008 | 8 | 0.012 | 2376 | 57.2 | 0 | 1 | 0.18408 | 0
ep_windon_wind_008 | Aggregated Plant -- operating | windon | FRA | 2022 |  |  |  | operating | FALSE | FALSE | elc_won_FRA_008 | 8 | 0.03 | 2376 | 57.2 | 0 | 1 | 0.18408 | 0
ep_windon_wind_008 | Aggregated Plant -- operating | windon | FRA | 2023 |  |  |  | operating | FALSE | FALSE | elc_won_FRA_008 | 8 | 0.0062 | 2376 | 57.2 | 0 | 1 | 0.18408 | 0
ep_windon_wind_009 | Aggregated Plant -- operating | windon | FRA | 2005 |  |  |  | operating | FALSE | FALSE | elc_won_FRA_009 | 9 | 0.078 | 2376 | 57.2 | 0 | 1 | 0.21519 | 0
ep_windon_wind_009 | Aggregated Plant -- operating | windon | FRA | 2006 |  |  |  | operating | FALSE | FALSE | elc_won_FRA_009 | 9 | 0.014 | 2376 | 57.2 | 0 | 1 | 0.21519 | 0
ep_windon_wind_009 | Aggregated Plant -- operating | windon | FRA | 2007 |  |  |  | operating | FALSE | FALSE | elc_won_FRA_009 | 9 | 0.03 | 2376 | 57.2 | 0 | 1 | 0.21519 | 0
ep_windon_wind_009 | Aggregated Plant -- operating | windon | FRA | 2008 |  |  |  | operating | FALSE | FALSE | elc_won_FRA_009 | 9 | 0.026 | 2376 | 57.2 | 0 | 1 | 0.21519 | 0
ep_windon_wind_009 | Aggregated Plant -- operating | windon | FRA | 2009 |  |  |  | operating | FALSE | FALSE | elc_won_FRA_009 | 9 | 0.021 | 2376 | 57.2 | 0 | 1 | 0.21519 | 0
ep_windon_wind_009 | Aggregated Plant -- operating | windon | FRA | 2010 |  |  |  | operating | FALSE | FALSE | elc_won_FRA_009 | 9 | 0.01 | 2376 | 57.2 | 0 | 1 | 0.21519 | 0
ep_windon_wind_009 | Aggregated Plant -- operating | windon | FRA | 2011 |  |  |  | operating | FALSE | FALSE | elc_won_FRA_009 | 9 | 0.014 | 2376 | 57.2 | 0 | 1 | 0.21519 | 0
ep_windon_wind_009 | Aggregated Plant -- operating | windon | FRA | 2012 |  |  |  | operating | FALSE | FALSE | elc_won_FRA_009 | 9 | 0.036 | 2376 | 57.2 | 0 | 1 | 0.21519 | 0
ep_windon_wind_009 | Aggregated Plant -- operating | windon | FRA | 2015 |  |  |  | operating | FALSE | FALSE | elc_won_FRA_009 | 9 | 0.0964 | 2376 | 57.2 | 0 | 1 | 0.21519 | 0
ep_windon_wind_009 | Aggregated Plant -- operating | windon | FRA | 2016 |  |  |  | operating | FALSE | FALSE | elc_won_FRA_009 | 9 | 0.014 | 2376 | 57.2 | 0 | 1 | 0.21519 | 0
ep_windon_wind_009 | Aggregated Plant -- operating | windon | FRA | 2022 |  |  |  | operating | FALSE | FALSE | elc_won_FRA_009 | 9 | 0.0516 | 2376 | 57.2 | 0 | 1 | 0.21519 | 0
ep_windon_wind_011 | Aggregated Plant -- operating | windon | FRA | 2015 |  |  |  | operating | FALSE | FALSE | elc_won_FRA_011 | 11 | 0.0184 | 2376 | 57.2 | 0 | 1 | 0.18518 | 0
ep_windon_wind_013 | Aggregated Plant -- operating | windon | FRA | 2011 |  |  |  | operating | FALSE | FALSE | elc_won_FRA_013 | 13 | 0.04 | 2376 | 57.2 | 0 | 1 | 0.2512 | 0
ep_windon_wind_013 | Aggregated Plant -- operating | windon | FRA | 2015 |  |  |  | operating | FALSE | FALSE | elc_won_FRA_013 | 13 | 0.014 | 2376 | 57.2 | 0 | 1 | 0.2512 | 0
ep_windon_wind_013 | Aggregated Plant -- operating | windon | FRA | 2024 |  |  |  | operating | FALSE | FALSE | elc_won_FRA_013 | 13 | 0.022 | 2376 | 57.2 | 0 | 1 | 0.2512 | 0
ep_windon_wind_015 | Aggregated Plant -- operating | windon | FRA | 2005 |  |  |  | operating | FALSE | FALSE | elc_won_FRA_015 | 15 | 0.044 | 2376 | 57.2 | 0 | 1 | 0.3343 | 0
ep_windon_wind_015 | Aggregated Plant -- operating | windon | FRA | 2007 |  |  |  | operating | FALSE | FALSE | elc_won_FRA_015 | 15 | 0.053 | 2376 | 57.2 | 0 | 1 | 0.3343 | 0
ep_windon_wind_015 | Aggregated Plant -- operating | windon | FRA | 2008 |  |  |  | operating | FALSE | FALSE | elc_won_FRA_015 | 15 | 0.105 | 2376 | 57.2 | 0 | 1 | 0.3343 | 0
ep_windon_wind_015 | Aggregated Plant -- operating | windon | FRA | 2009 |  |  |  | operating | FALSE | FALSE | elc_won_FRA_015 | 15 | 0.087 | 2376 | 57.2 | 0 | 1 | 0.3343 | 0
ep_windon_wind_015 | Aggregated Plant -- operating | windon | FRA | 2010 |  |  |  | operating | FALSE | FALSE | elc_won_FRA_015 | 15 | 0.09 | 2376 | 57.2 | 0 | 1 | 0.3343 | 0
ep_windon_wind_015 | Aggregated Plant -- operating | windon | FRA | 2011 |  |  |  | operating | FALSE | FALSE | elc_won_FRA_015 | 15 | 0.038 | 2376 | 57.2 | 0 | 1 | 0.3343 | 0
ep_windon_wind_015 | Aggregated Plant -- operating | windon | FRA | 2012 |  |  |  | operating | FALSE | FALSE | elc_won_FRA_015 | 15 | 0.02 | 2376 | 57.2 | 0 | 1 | 0.3343 | 0
ep_windon_wind_015 | Aggregated Plant -- operating | windon | FRA | 2013 |  |  |  | operating | FALSE | FALSE | elc_won_FRA_015 | 15 | 0.103 | 2376 | 57.2 | 0 | 1 | 0.3343 | 0
ep_windon_wind_015 | Aggregated Plant -- operating | windon | FRA | 2014 |  |  |  | operating | FALSE | FALSE | elc_won_FRA_015 | 15 | 0.028 | 2376 | 57.2 | 0 | 1 | 0.3343 | 0
ep_windon_wind_015 | Aggregated Plant -- operating | windon | FRA | 2015 |  |  |  | operating | FALSE | FALSE | elc_won_FRA_015 | 15 | 0.3538 | 2376 | 57.2 | 0 | 1 | 0.3343 | 0
ep_windon_wind_015 | Aggregated Plant -- operating | windon | FRA | 2016 |  |  |  | operating | FALSE | FALSE | elc_won_FRA_015 | 15 | 0.044 | 2376 | 57.2 | 0 | 1 | 0.3343 | 0
ep_windon_wind_015 | Aggregated Plant -- operating | windon | FRA | 2017 |  |  |  | operating | FALSE | FALSE | elc_won_FRA_015 | 15 | 0.036 | 2376 | 57.2 | 0 | 1 | 0.3343 | 0
ep_windon_wind_015 | Aggregated Plant -- operating | windon | FRA | 2018 |  |  |  | operating | FALSE | FALSE | elc_won_FRA_015 | 15 | 0.1982 | 2246.3532 | 53.9588 | 0 | 1 | 0.3343 | 0
ep_windon_wind_015 | Aggregated Plant -- operating | windon | FRA | 2019 |  |  |  | operating | FALSE | FALSE | elc_won_FRA_015 | 15 | 0.074 | 2376 | 57.2 | 0 | 1 | 0.3343 | 0
ep_windon_wind_015 | Aggregated Plant -- operating | windon | FRA | 2020 |  |  |  | operating | FALSE | FALSE | elc_won_FRA_015 | 15 | 0.037 | 2376 | 57.2 | 0 | 1 | 0.3343 | 0
ep_windon_wind_015 | Aggregated Plant -- operating | windon | FRA | 2021 |  |  |  | operating | FALSE | FALSE | elc_won_FRA_015 | 15 | 0.0591 | 2376 | 57.2 | 0 | 1 | 0.3343 | 0
ep_windon_wind_015 | Aggregated Plant -- operating | windon | FRA | 2022 |  |  |  | operating | FALSE | FALSE | elc_won_FRA_015 | 15 | 0.0656 | 2376 | 57.2 | 0 | 1 | 0.3343 | 0
ep_windon_wind_015 | Aggregated Plant -- operating | windon | FRA | 2023 |  |  |  | operating | FALSE | FALSE | elc_won_FRA_015 | 15 | 0.012 | 2376 | 57.2 | 0 | 1 | 0.3343 | 0
ep_windon_wind_015 | Aggregated Plant -- construction | windon | FRA | 2028 |  |  |  | construction | FALSE | FALSE | elc_won_FRA_015 | 15 | 0.052 | 2376 | 57.2 | 0 | 1 | 0.3343 | 0
ep_windon_wind_016 | Aggregated Plant -- operating | windon | FRA | 2004 |  |  |  | operating | FALSE | FALSE | elc_won_FRA_016 | 16 | 0.061 | 2376 | 57.2 | 0 | 1 | 0.36473 | 0
ep_windon_wind_016 | Aggregated Plant -- operating | windon | FRA | 2005 |  |  |  | operating | FALSE | FALSE | elc_won_FRA_016 | 16 | 0.012 | 2376 | 57.2 | 0 | 1 | 0.36473 | 0
ep_windon_wind_016 | Aggregated Plant -- operating | windon | FRA | 2006 |  |  |  | operating | FALSE | FALSE | elc_won_FRA_016 | 16 | 0.243 | 2289.0864 | 55.0272 | 0 | 1 | 0.36473 | 0
ep_windon_wind_016 | Aggregated Plant -- operating | windon | FRA | 2007 |  |  |  | operating | FALSE | FALSE | elc_won_FRA_016 | 16 | 0.128 | 2376 | 57.2 | 0 | 1 | 0.36473 | 0
ep_windon_wind_016 | Aggregated Plant -- operating | windon | FRA | 2008 |  |  |  | operating | FALSE | FALSE | elc_won_FRA_016 | 16 | 0.2992 | 2314.8235 | 55.6706 | 0 | 1 | 0.36473 | 0
ep_windon_wind_016 | Aggregated Plant -- operating | windon | FRA | 2009 |  |  |  | operating | FALSE | FALSE | elc_won_FRA_016 | 16 | 0.4145 | 2376 | 57.2 | 0 | 1 | 0.36473 | 0
ep_windon_wind_016 | Aggregated Plant -- operating | windon | FRA | 2010 |  |  |  | operating | FALSE | FALSE | elc_won_FRA_016 | 16 | 0.1485 | 2376 | 57.2 | 0 | 1 | 0.36473 | 0
ep_windon_wind_016 | Aggregated Plant -- operating | windon | FRA | 2011 |  |  |  | operating | FALSE | FALSE | elc_won_FRA_016 | 16 | 0.2068 | 2282.0426 | 54.8511 | 0 | 1 | 0.36473 | 0
ep_windon_wind_016 | Aggregated Plant -- operating | windon | FRA | 2012 |  |  |  | operating | FALSE | FALSE | elc_won_FRA_016 | 16 | 0.2419 | 2376 | 57.2 | 0 | 1 | 0.36473 | 0
ep_windon_wind_016 | Aggregated Plant -- operating | windon | FRA | 2013 |  |  |  | operating | FALSE | FALSE | elc_won_FRA_016 | 16 | 0.123 | 2376 | 57.2 | 0 | 1 | 0.36473 | 0
ep_windon_wind_016 | Aggregated Plant -- operating | windon | FRA | 2014 |  |  |  | operating | FALSE | FALSE | elc_won_FRA_016 | 16 | 0.293 | 2306.3208 | 55.458 | 0 | 1 | 0.36473 | 0
ep_windon_wind_016 | Aggregated Plant -- operating | windon | FRA | 2015 |  |  |  | operating | FALSE | FALSE | elc_won_FRA_016 | 16 | 1.4372 | 2353.3693 | 56.6342 | 0 | 1 | 0.36473 | 0
ep_windon_wind_016 | Aggregated Plant -- operating | windon | FRA | 2016 |  |  |  | operating | FALSE | FALSE | elc_won_FRA_016 | 16 | 0.5151 | 2376 | 57.2 | 0 | 1 | 0.36473 | 0
ep_windon_wind_016 | Aggregated Plant -- operating | windon | FRA | 2017 |  |  |  | operating | FALSE | FALSE | elc_won_FRA_016 | 16 | 0.6085 | 2376 | 57.2 | 0 | 1 | 0.36473 | 0
ep_windon_wind_016 | Aggregated Plant -- operating | windon | FRA | 2018 |  |  |  | operating | FALSE | FALSE | elc_won_FRA_016 | 16 | 0.5731 | 2289.3973 | 55.0349 | 0 | 1 | 0.36473 | 0
ep_windon_wind_016 | Aggregated Plant -- operating | windon | FRA | 2019 |  |  |  | operating | FALSE | FALSE | elc_won_FRA_016 | 16 | 0.6373 | 2314.36 | 55.659 | 0 | 1 | 0.36473 | 0
ep_windon_wind_016 | Aggregated Plant -- operating | windon | FRA | 2020 |  |  |  | operating | FALSE | FALSE | elc_won_FRA_016 | 16 | 0.3021 | 2376 | 57.2 | 0 | 1 | 0.36473 | 0
ep_windon_wind_016 | Aggregated Plant -- operating | windon | FRA | 2021 |  |  |  | operating | FALSE | FALSE | elc_won_FRA_016 | 16 | 0.2371 | 2376 | 57.2 | 0 | 1 | 0.36473 | 0
ep_windon_wind_016 | Aggregated Plant -- operating | windon | FRA | 2022 |  |  |  | operating | FALSE | FALSE | elc_won_FRA_016 | 16 | 0.4001 | 2376 | 57.2 | 0 | 1 | 0.36473 | 0
ep_windon_wind_016 | Aggregated Plant -- operating | windon | FRA | 2023 |  |  |  | operating | FALSE | FALSE | elc_won_FRA_016 | 16 | 0.3233 | 2305.2298 | 55.4307 | 0 | 1 | 0.36473 | 0
ep_windon_wind_016 | Aggregated Plant -- operating | windon | FRA | 2024 |  |  |  | operating | FALSE | FALSE | elc_won_FRA_016 | 16 | 0.0578 | 2376 | 57.2 | 0 | 1 | 0.36473 | 0
ep_windon_wind_016 | Aggregated Plant -- construction | windon | FRA | 2028 |  |  |  | construction | FALSE | FALSE | elc_won_FRA_016 | 16 | 0.1466 | 2224.7312 | 53.4183 | 0 | 1 | 0.36473 | 0
ep_windon_wind_017 | Aggregated Plant -- operating | windon | FRA | 2003 |  |  |  | operating | FALSE | FALSE | elc_won_FRA_017 | 17 | 0.014 | 2376 | 57.2 | 0 | 1 | 0.49315 | 0
ep_windon_wind_017 | Aggregated Plant -- operating | windon | FRA | 2004 |  |  |  | operating | FALSE | FALSE | elc_won_FRA_017 | 17 | 0.02 | 2376 | 57.2 | 0 | 1 | 0.49315 | 0
ep_windon_wind_017 | Aggregated Plant -- operating | windon | FRA | 2006 |  |  |  | operating | FALSE | FALSE | elc_won_FRA_017 | 17 | 0.042 | 2376 | 57.2 | 0 | 1 | 0.49315 | 0
ep_windon_wind_017 | Aggregated Plant -- operating | windon | FRA | 2007 |  |  |  | operating | FALSE | FALSE | elc_won_FRA_017 | 17 | 0.08 | 2376 | 57.2 | 0 | 1 | 0.49315 | 0
ep_windon_wind_017 | Aggregated Plant -- operating | windon | FRA | 2008 |  |  |  | operating | FALSE | FALSE | elc_won_FRA_017 | 17 | 0.034 | 2376 | 57.2 | 0 | 1 | 0.49315 | 0
ep_windon_wind_017 | Aggregated Plant -- operating | windon | FRA | 2009 |  |  |  | operating | FALSE | FALSE | elc_won_FRA_017 | 17 | 0.098 | 2376 | 57.2 | 0 | 1 | 0.49315 | 0
ep_windon_wind_017 | Aggregated Plant -- operating | windon | FRA | 2010 |  |  |  | operating | FALSE | FALSE | elc_won_FRA_017 | 17 | 0.022 | 2376 | 57.2 | 0 | 1 | 0.49315 | 0
ep_windon_wind_017 | Aggregated Plant -- operating | windon | FRA | 2011 |  |  |  | operating | FALSE | FALSE | elc_won_FRA_017 | 17 | 0.06 | 2376 | 57.2 | 0 | 1 | 0.49315 | 0
ep_windon_wind_017 | Aggregated Plant -- operating | windon | FRA | 2012 |  |  |  | operating | FALSE | FALSE | elc_won_FRA_017 | 17 | 0.022 | 2376 | 57.2 | 0 | 1 | 0.49315 | 0
ep_windon_wind_017 | Aggregated Plant -- operating | windon | FRA | 2013 |  |  |  | operating | FALSE | FALSE | elc_won_FRA_017 | 17 | 0.012 | 2376 | 57.2 | 0 | 1 | 0.49315 | 0
ep_windon_wind_017 | Aggregated Plant -- operating | windon | FRA | 2014 |  |  |  | operating | FALSE | FALSE | elc_won_FRA_017 | 17 | 0.056 | 2376 | 57.2 | 0 | 1 | 0.49315 | 0
ep_windon_wind_017 | Aggregated Plant -- operating | windon | FRA | 2015 |  |  |  | operating | FALSE | FALSE | elc_won_FRA_017 | 17 | 0.075 | 2376 | 57.2 | 0 | 1 | 0.49315 | 0
ep_windon_wind_017 | Aggregated Plant -- operating | windon | FRA | 2016 |  |  |  | operating | FALSE | FALSE | elc_won_FRA_017 | 17 | 0.0845 | 2376 | 57.2 | 0 | 1 | 0.49315 | 0
ep_windon_wind_017 | Aggregated Plant -- operating | windon | FRA | 2017 |  |  |  | operating | FALSE | FALSE | elc_won_FRA_017 | 17 | 0.0523 | 2376 | 57.2 | 0 | 1 | 0.49315 | 0
ep_windon_wind_017 | Aggregated Plant -- operating | windon | FRA | 2018 |  |  |  | operating | FALSE | FALSE | elc_won_FRA_017 | 17 | 0.01 | 2376 | 57.2 | 0 | 1 | 0.49315 | 0
ep_windon_wind_017 | Aggregated Plant -- operating | windon | FRA | 2020 |  |  |  | operating | FALSE | FALSE | elc_won_FRA_017 | 17 | 0.011 | 2376 | 57.2 | 0 | 1 | 0.49315 | 0
ep_windon_wind_017 | Aggregated Plant -- operating | windon | FRA | 2021 |  |  |  | operating | FALSE | FALSE | elc_won_FRA_017 | 17 | 0.022 | 2376 | 57.2 | 0 | 1 | 0.49315 | 0
ep_windon_wind_017 | Aggregated Plant -- operating | windon | FRA | 2022 |  |  |  | operating | FALSE | FALSE | elc_won_FRA_017 | 17 | 0.022 | 2376 | 57.2 | 0 | 1 | 0.49315 | 0
ep_windon_wind_017 | Aggregated Plant -- operating | windon | FRA | 2023 |  |  |  | operating | FALSE | FALSE | elc_won_FRA_017 | 17 | 0.0231 | 2376 | 57.2 | 0 | 1 | 0.49315 | 0
ep_windon_wind_017 | Aggregated Plant -- operating | windon | FRA | 2024 |  |  |  | operating | FALSE | FALSE | elc_won_FRA_017 | 17 | 0.018 | 2376 | 57.2 | 0 | 1 | 0.49315 | 0
ep_windon_wind_017 | Aggregated Plant -- construction | windon | FRA | 2028 |  |  |  | construction | FALSE | FALSE | elc_won_FRA_017 | 17 | 0.0147 | 2376 | 57.2 | 0 | 1 | 0.49315 | 0
ep_windon_wind_018 | Aggregated Plant -- operating | windon | FRA | 2003 |  |  |  | operating | FALSE | FALSE | elc_won_FRA_018 | 18 | 0.02 | 2376 | 57.2 | 0 | 1 | 0.35824 | 0
ep_windon_wind_018 | Aggregated Plant -- operating | windon | FRA | 2006 |  |  |  | operating | FALSE | FALSE | elc_won_FRA_018 | 18 | 0.064 | 2376 | 57.2 | 0 | 1 | 0.35824 | 0
ep_windon_wind_018 | Aggregated Plant -- operating | windon | FRA | 2007 |  |  |  | operating | FALSE | FALSE | elc_won_FRA_018 | 18 | 0.098 | 2376 | 57.2 | 0 | 1 | 0.35824 | 0
ep_windon_wind_018 | Aggregated Plant -- operating | windon | FRA | 2008 |  |  |  | operating | FALSE | FALSE | elc_won_FRA_018 | 18 | 0.098 | 2376 | 57.2 | 0 | 1 | 0.35824 | 0
ep_windon_wind_018 | Aggregated Plant -- operating | windon | FRA | 2009 |  |  |  | operating | FALSE | FALSE | elc_won_FRA_018 | 18 | 0.12 | 2376 | 57.2 | 0 | 1 | 0.35824 | 0
ep_windon_wind_018 | Aggregated Plant -- operating | windon | FRA | 2010 |  |  |  | operating | FALSE | FALSE | elc_won_FRA_018 | 18 | 0.165 | 2376 | 57.2 | 0 | 1 | 0.35824 | 0
ep_windon_wind_018 | Aggregated Plant -- operating | windon | FRA | 2011 |  |  |  | operating | FALSE | FALSE | elc_won_FRA_018 | 18 | 0.082 | 2376 | 57.2 | 0 | 1 | 0.35824 | 0
ep_windon_wind_018 | Aggregated Plant -- operating | windon | FRA | 2012 |  |  |  | operating | FALSE | FALSE | elc_won_FRA_018 | 18 | 0.067 | 2376 | 57.2 | 0 | 1 | 0.35824 | 0
ep_windon_wind_018 | Aggregated Plant -- operating | windon | FRA | 2013 |  |  |  | operating | FALSE | FALSE | elc_won_FRA_018 | 18 | 0.0384 | 2376 | 57.2 | 0 | 1 | 0.35824 | 0
ep_windon_wind_018 | Aggregated Plant -- operating | windon | FRA | 2014 |  |  |  | operating | FALSE | FALSE | elc_won_FRA_018 | 18 | 0.052 | 2376 | 57.2 | 0 | 1 | 0.35824 | 0
ep_windon_wind_018 | Aggregated Plant -- operating | windon | FRA | 2015 |  |  |  | operating | FALSE | FALSE | elc_won_FRA_018 | 18 | 0.1464 | 2376 | 57.2 | 0 | 1 | 0.35824 | 0
ep_windon_wind_018 | Aggregated Plant -- operating | windon | FRA | 2016 |  |  |  | operating | FALSE | FALSE | elc_won_FRA_018 | 18 | 0.142 | 2376 | 57.2 | 0 | 1 | 0.35824 | 0
ep_windon_wind_018 | Aggregated Plant -- operating | windon | FRA | 2017 |  |  |  | operating | FALSE | FALSE | elc_won_FRA_018 | 18 | 0.0961 | 2376 | 57.2 | 0 | 1 | 0.35824 | 0
ep_windon_wind_018 | Aggregated Plant -- operating | windon | FRA | 2018 |  |  |  | operating | FALSE | FALSE | elc_won_FRA_018 | 18 | 0.074 | 2376 | 57.2 | 0 | 1 | 0.35824 | 0
ep_windon_wind_018 | Aggregated Plant -- operating | windon | FRA | 2019 |  |  |  | operating | FALSE | FALSE | elc_won_FRA_018 | 18 | 0.097 | 2376 | 57.2 | 0 | 1 | 0.35824 | 0
ep_windon_wind_018 | Aggregated Plant -- operating | windon | FRA | 2020 |  |  |  | operating | FALSE | FALSE | elc_won_FRA_018 | 18 | 0.049 | 2376 | 57.2 | 0 | 1 | 0.35824 | 0
ep_windon_wind_018 | Aggregated Plant -- operating | windon | FRA | 2021 |  |  |  | operating | FALSE | FALSE | elc_won_FRA_018 | 18 | 0.059 | 2376 | 57.2 | 0 | 1 | 0.35824 | 0
ep_windon_wind_018 | Aggregated Plant -- operating | windon | FRA | 2022 |  |  |  | operating | FALSE | FALSE | elc_won_FRA_018 | 18 | 0.106 | 2376 | 57.2 | 0 | 1 | 0.35824 | 0
ep_windon_wind_018 | Aggregated Plant -- operating | windon | FRA | 2023 |  |  |  | operating | FALSE | FALSE | elc_won_FRA_018 | 18 | 0.1632 | 2095.6078 | 50.1902 | 0 | 1 | 0.35824 | 0
ep_windon_wind_018 | Aggregated Plant -- operating | windon | FRA | 2024 |  |  |  | operating | FALSE | FALSE | elc_won_FRA_018 | 18 | 0.0262 | 2376 | 57.2 | 0 | 1 | 0.35824 | 0
ep_windon_wind_018 | Aggregated Plant -- construction | windon | FRA | 2028 |  |  |  | construction | FALSE | FALSE | elc_won_FRA_018 | 18 | 0.0108 | 2376 | 57.2 | 0 | 1 | 0.35824 | 0
ep_windon_wind_020 | Aggregated Plant -- operating | windon | FRA | 2005 |  |  |  | operating | FALSE | FALSE | elc_won_FRA_020 | 20 | 0.1128 | 2376 | 57.2 | 0 | 1 | 0.28115 | 0
ep_windon_wind_020 | Aggregated Plant -- operating | windon | FRA | 2006 |  |  |  | operating | FALSE | FALSE | elc_won_FRA_020 | 20 | 0.06 | 2376 | 57.2 | 0 | 1 | 0.28115 | 0
ep_windon_wind_020 | Aggregated Plant -- operating | windon | FRA | 2007 |  |  |  | operating | FALSE | FALSE | elc_won_FRA_020 | 20 | 0.166 | 2261.494 | 54.3373 | 0 | 1 | 0.28115 | 0
ep_windon_wind_020 | Aggregated Plant -- operating | windon | FRA | 2008 |  |  |  | operating | FALSE | FALSE | elc_won_FRA_020 | 20 | 0.156 | 2376 | 57.2 | 0 | 1 | 0.28115 | 0
ep_windon_wind_020 | Aggregated Plant -- operating | windon | FRA | 2009 |  |  |  | operating | FALSE | FALSE | elc_won_FRA_020 | 20 | 0.1784 | 2376 | 57.2 | 0 | 1 | 0.28115 | 0
ep_windon_wind_020 | Aggregated Plant -- operating | windon | FRA | 2010 |  |  |  | operating | FALSE | FALSE | elc_won_FRA_020 | 20 | 0.267 | 2167.7004 | 51.9925 | 0 | 1 | 0.28115 | 0
ep_windon_wind_020 | Aggregated Plant -- operating | windon | FRA | 2011 |  |  |  | operating | FALSE | FALSE | elc_won_FRA_020 | 20 | 0.038 | 2376 | 57.2 | 0 | 1 | 0.28115 | 0
ep_windon_wind_020 | Aggregated Plant -- operating | windon | FRA | 2012 |  |  |  | operating | FALSE | FALSE | elc_won_FRA_020 | 20 | 0.0463 | 2376 | 57.2 | 0 | 1 | 0.28115 | 0
ep_windon_wind_020 | Aggregated Plant -- operating | windon | FRA | 2013 |  |  |  | operating | FALSE | FALSE | elc_won_FRA_020 | 20 | 0.086 | 2376 | 57.2 | 0 | 1 | 0.28115 | 0
ep_windon_wind_020 | Aggregated Plant -- operating | windon | FRA | 2014 |  |  |  | operating | FALSE | FALSE | elc_won_FRA_020 | 20 | 0.07 | 2376 | 57.2 | 0 | 1 | 0.28115 | 0
ep_windon_wind_020 | Aggregated Plant -- operating | windon | FRA | 2015 |  |  |  | operating | FALSE | FALSE | elc_won_FRA_020 | 20 | 0.404 | 2376 | 57.2 | 0 | 1 | 0.28115 | 0
ep_windon_wind_020 | Aggregated Plant -- operating | windon | FRA | 2016 |  |  |  | operating | FALSE | FALSE | elc_won_FRA_020 | 20 | 0.1478 | 2376 | 57.2 | 0 | 1 | 0.28115 | 0
ep_windon_wind_020 | Aggregated Plant -- operating | windon | FRA | 2017 |  |  |  | operating | FALSE | FALSE | elc_won_FRA_020 | 20 | 0.1585 | 2376 | 57.2 | 0 | 1 | 0.28115 | 0
ep_windon_wind_020 | Aggregated Plant -- operating | windon | FRA | 2018 |  |  |  | operating | FALSE | FALSE | elc_won_FRA_020 | 20 | 0.162 | 2376 | 57.2 | 0 | 1 | 0.28115 | 0
ep_windon_wind_020 | Aggregated Plant -- operating | windon | FRA | 2019 |  |  |  | operating | FALSE | FALSE | elc_won_FRA_020 | 20 | 0.0718 | 2376 | 57.2 | 0 | 1 | 0.28115 | 0
ep_windon_wind_020 | Aggregated Plant -- operating | windon | FRA | 2020 |  |  |  | operating | FALSE | FALSE | elc_won_FRA_020 | 20 | 0.04 | 2376 | 57.2 | 0 | 1 | 0.28115 | 0
ep_windon_wind_020 | Aggregated Plant -- operating | windon | FRA | 2021 |  |  |  | operating | FALSE | FALSE | elc_won_FRA_020 | 20 | 0.0132 | 2376 | 57.2 | 0 | 1 | 0.28115 | 0
ep_windon_wind_020 | Aggregated Plant -- operating | windon | FRA | 2022 |  |  |  | operating | FALSE | FALSE | elc_won_FRA_020 | 20 | 0.1454 | 2245.271 | 53.9318 | 0 | 1 | 0.28115 | 0
ep_windon_wind_020 | Aggregated Plant -- operating | windon | FRA | 2023 |  |  |  | operating | FALSE | FALSE | elc_won_FRA_020 | 20 | 0.0226 | 2376 | 57.2 | 0 | 1 | 0.28115 | 0
ep_windon_wind_020 | Aggregated Plant -- construction | windon | FRA | 2028 |  |  |  | construction | FALSE | FALSE | elc_won_FRA_020 | 20 | 0.0154 | 2376 | 57.2 | 0 | 1 | 0.28115 | 0
ep_windon_wind_022 | Aggregated Plant -- operating | windon | FRA | 2007 |  |  |  | operating | FALSE | FALSE | elc_won_FRA_022 | 22 | 0.03 | 2376 | 57.2 | 0 | 1 | 0.16957 | 0
ep_windon_wind_022 | Aggregated Plant -- operating | windon | FRA | 2015 |  |  |  | operating | FALSE | FALSE | elc_won_FRA_022 | 22 | 0.07 | 2094.4 | 50.16 | 0 | 1 | 0.16957 | 0
ep_windon_wind_022 | Aggregated Plant -- operating | windon | FRA | 2017 |  |  |  | operating | FALSE | FALSE | elc_won_FRA_022 | 22 | 0.119 | 2376 | 57.2 | 0 | 1 | 0.16957 | 0
ep_windon_wind_022 | Aggregated Plant -- operating | windon | FRA | 2019 |  |  |  | operating | FALSE | FALSE | elc_won_FRA_022 | 22 | 0.019 | 2376 | 57.2 | 0 | 1 | 0.16957 | 0
ep_windon_wind_022 | Aggregated Plant -- operating | windon | FRA | 2020 |  |  |  | operating | FALSE | FALSE | elc_won_FRA_022 | 22 | 0.009 | 2376 | 57.2 | 0 | 1 | 0.16957 | 0
ep_windon_wind_023 | Aggregated Plant -- operating | windon | FRA | 2009 |  |  |  | operating | FALSE | FALSE | elc_won_FRA_023 | 23 | 0.05 | 2376 | 57.2 | 0 | 1 | 0.23001 | 0
ep_windon_wind_023 | Aggregated Plant -- operating | windon | FRA | 2010 |  |  |  | operating | FALSE | FALSE | elc_won_FRA_023 | 23 | 0.0408 | 2376 | 57.2 | 0 | 1 | 0.23001 | 0
ep_windon_wind_023 | Aggregated Plant -- operating | windon | FRA | 2012 |  |  |  | operating | FALSE | FALSE | elc_won_FRA_023 | 23 | 0.022 | 2376 | 57.2 | 0 | 1 | 0.23001 | 0
ep_windon_wind_023 | Aggregated Plant -- operating | windon | FRA | 2014 |  |  |  | operating | FALSE | FALSE | elc_won_FRA_023 | 23 | 0.012 | 2376 | 57.2 | 0 | 1 | 0.23001 | 0
ep_windon_wind_023 | Aggregated Plant -- operating | windon | FRA | 2015 |  |  |  | operating | FALSE | FALSE | elc_won_FRA_023 | 23 | 0.0799 | 2376 | 57.2 | 0 | 1 | 0.23001 | 0
ep_windon_wind_023 | Aggregated Plant -- operating | windon | FRA | 2016 |  |  |  | operating | FALSE | FALSE | elc_won_FRA_023 | 23 | 0.054 | 2024 | 48.4 | 0 | 1 | 0.23001 | 0
ep_windon_wind_023 | Aggregated Plant -- operating | windon | FRA | 2017 |  |  |  | operating | FALSE | FALSE | elc_won_FRA_023 | 23 | 0.0324 | 2376 | 57.2 | 0 | 1 | 0.23001 | 0
ep_windon_wind_023 | Aggregated Plant -- operating | windon | FRA | 2018 |  |  |  | operating | FALSE | FALSE | elc_won_FRA_023 | 23 | 0.016 | 2376 | 57.2 | 0 | 1 | 0.23001 | 0
ep_windon_wind_023 | Aggregated Plant -- operating | windon | FRA | 2019 |  |  |  | operating | FALSE | FALSE | elc_won_FRA_023 | 23 | 0.055 | 2376 | 57.2 | 0 | 1 | 0.23001 | 0
ep_windon_wind_023 | Aggregated Plant -- operating | windon | FRA | 2020 |  |  |  | operating | FALSE | FALSE | elc_won_FRA_023 | 23 | 0.04 | 2376 | 57.2 | 0 | 1 | 0.23001 | 0
ep_windon_wind_023 | Aggregated Plant -- operating | windon | FRA | 2022 |  |  |  | operating | FALSE | FALSE | elc_won_FRA_023 | 23 | 0.085 | 2376 | 57.2 | 0 | 1 | 0.23001 | 0
ep_windon_wind_023 | Aggregated Plant -- operating | windon | FRA | 2023 |  |  |  | operating | FALSE | FALSE | elc_won_FRA_023 | 23 | 0.0236 | 2376 | 57.2 | 0 | 1 | 0.23001 | 0
ep_windon_wind_023 | Aggregated Plant -- construction | windon | FRA | 2028 |  |  |  | construction | FALSE | FALSE | elc_won_FRA_023 | 23 | 0.0808 | 2376 | 57.2 | 0 | 1 | 0.23001 | 0
ep_windon_wind_024 | Aggregated Plant -- operating | windon | FRA | 2011 |  |  |  | operating | FALSE | FALSE | elc_won_FRA_024 | 24 | 0.04 | 2376 | 57.2 | 0 | 1 | 0.23943 | 0
ep_windon_wind_024 | Aggregated Plant -- operating | windon | FRA | 2012 |  |  |  | operating | FALSE | FALSE | elc_won_FRA_024 | 24 | 0.017 | 2376 | 57.2 | 0 | 1 | 0.23943 | 0
ep_windon_wind_024 | Aggregated Plant -- operating | windon | FRA | 2015 |  |  |  | operating | FALSE | FALSE | elc_won_FRA_024 | 24 | 0.0588 | 2376 | 57.2 | 0 | 1 | 0.23943 | 0
ep_windon_wind_024 | Aggregated Plant -- operating | windon | FRA | 2016 |  |  |  | operating | FALSE | FALSE | elc_won_FRA_024 | 24 | 0.024 | 2376 | 57.2 | 0 | 1 | 0.23943 | 0
ep_windon_wind_024 | Aggregated Plant -- operating | windon | FRA | 2017 |  |  |  | operating | FALSE | FALSE | elc_won_FRA_024 | 24 | 0.012 | 2376 | 57.2 | 0 | 1 | 0.23943 | 0
ep_windon_wind_024 | Aggregated Plant -- operating | windon | FRA | 2019 |  |  |  | operating | FALSE | FALSE | elc_won_FRA_024 | 24 | 0.034 | 2376 | 57.2 | 0 | 1 | 0.23943 | 0
ep_windon_wind_024 | Aggregated Plant -- operating | windon | FRA | 2020 |  |  |  | operating | FALSE | FALSE | elc_won_FRA_024 | 24 | 0.0176 | 2376 | 57.2 | 0 | 1 | 0.23943 | 0
ep_windon_wind_024 | Aggregated Plant -- operating | windon | FRA | 2023 |  |  |  | operating | FALSE | FALSE | elc_won_FRA_024 | 24 | 0.012 | 2376 | 57.2 | 0 | 1 | 0.23943 | 0
ep_windon_wind_025 | Aggregated Plant -- operating | windon | FRA | 2005 |  |  |  | operating | FALSE | FALSE | elc_won_FRA_025 | 25 | 0.036 | 2376 | 57.2 | 0 | 1 | 0.29297 | 0
ep_windon_wind_025 | Aggregated Plant -- operating | windon | FRA | 2006 |  |  |  | operating | FALSE | FALSE | elc_won_FRA_025 | 25 | 0.1687 | 2376 | 57.2 | 0 | 1 | 0.29297 | 0
ep_windon_wind_025 | Aggregated Plant -- operating | windon | FRA | 2007 |  |  |  | operating | FALSE | FALSE | elc_won_FRA_025 | 25 | 0.062 | 2376 | 57.2 | 0 | 1 | 0.29297 | 0
ep_windon_wind_025 | Aggregated Plant -- operating | windon | FRA | 2008 |  |  |  | operating | FALSE | FALSE | elc_won_FRA_025 | 25 | 0.05 | 2376 | 57.2 | 0 | 1 | 0.29297 | 0
ep_windon_wind_025 | Aggregated Plant -- operating | windon | FRA | 2009 |  |  |  | operating | FALSE | FALSE | elc_won_FRA_025 | 25 | 0.168 | 2376 | 57.2 | 0 | 1 | 0.29297 | 0
ep_windon_wind_025 | Aggregated Plant -- operating | windon | FRA | 2010 |  |  |  | operating | FALSE | FALSE | elc_won_FRA_025 | 25 | 0.295 | 2313.9525 | 55.6488 | 0 | 1 | 0.29297 | 0
ep_windon_wind_025 | Aggregated Plant -- operating | windon | FRA | 2011 |  |  |  | operating | FALSE | FALSE | elc_won_FRA_025 | 25 | 0.3334 | 2296.8158 | 55.2204 | 0 | 1 | 0.29297 | 0
ep_windon_wind_025 | Aggregated Plant -- operating | windon | FRA | 2012 |  |  |  | operating | FALSE | FALSE | elc_won_FRA_025 | 25 | 0.17 | 2376 | 57.2 | 0 | 1 | 0.29297 | 0
ep_windon_wind_025 | Aggregated Plant -- operating | windon | FRA | 2013 |  |  |  | operating | FALSE | FALSE | elc_won_FRA_025 | 25 | 0.134 | 2376 | 57.2 | 0 | 1 | 0.29297 | 0
ep_windon_wind_025 | Aggregated Plant -- operating | windon | FRA | 2014 |  |  |  | operating | FALSE | FALSE | elc_won_FRA_025 | 25 | 0.1451 | 2376 | 57.2 | 0 | 1 | 0.29297 | 0
ep_windon_wind_025 | Aggregated Plant -- operating | windon | FRA | 2015 |  |  |  | operating | FALSE | FALSE | elc_won_FRA_025 | 25 | 0.9797 | 2349.053 | 56.5263 | 0 | 1 | 0.29297 | 0
ep_windon_wind_025 | Aggregated Plant -- operating | windon | FRA | 2016 |  |  |  | operating | FALSE | FALSE | elc_won_FRA_025 | 25 | 0.2747 | 2310.7768 | 55.5694 | 0 | 1 | 0.29297 | 0
ep_windon_wind_025 | Aggregated Plant -- operating | windon | FRA | 2017 |  |  |  | operating | FALSE | FALSE | elc_won_FRA_025 | 25 | 0.156 | 2376 | 57.2 | 0 | 1 | 0.29297 | 0
ep_windon_wind_025 | Aggregated Plant -- operating | windon | FRA | 2018 |  |  |  | operating | FALSE | FALSE | elc_won_FRA_025 | 25 | 0.17 | 2376 | 57.2 | 0 | 1 | 0.29297 | 0
ep_windon_wind_025 | Aggregated Plant -- operating | windon | FRA | 2019 |  |  |  | operating | FALSE | FALSE | elc_won_FRA_025 | 25 | 0.2266 | 2376 | 57.2 | 0 | 1 | 0.29297 | 0
ep_windon_wind_025 | Aggregated Plant -- operating | windon | FRA | 2020 |  |  |  | operating | FALSE | FALSE | elc_won_FRA_025 | 25 | 0.058 | 2376 | 57.2 | 0 | 1 | 0.29297 | 0
ep_windon_wind_025 | Aggregated Plant -- operating | windon | FRA | 2021 |  |  |  | operating | FALSE | FALSE | elc_won_FRA_025 | 25 | 0.1228 | 2376 | 57.2 | 0 | 1 | 0.29297 | 0
ep_windon_wind_025 | Aggregated Plant -- operating | windon | FRA | 2022 |  |  |  | operating | FALSE | FALSE | elc_won_FRA_025 | 25 | 0.201 | 2161.998 | 51.85 | 0 | 1 | 0.29297 | 0
ep_windon_wind_025 | Aggregated Plant -- operating | windon | FRA | 2023 |  |  |  | operating | FALSE | FALSE | elc_won_FRA_025 | 25 | 0.096 | 2376 | 57.2 | 0 | 1 | 0.29297 | 0
ep_windon_wind_025 | Aggregated Plant -- operating | windon | FRA | 2024 |  |  |  | operating | FALSE | FALSE | elc_won_FRA_025 | 25 | 0.0272 | 2376 | 57.2 | 0 | 1 | 0.29297 | 0
ep_windon_wind_025 | Aggregated Plant -- construction | windon | FRA | 2025 |  |  |  | construction | FALSE | FALSE | elc_won_FRA_025 | 25 | 0.024 | 2376 | 57.2 | 0 | 1 | 0.29297 | 0
ep_windon_wind_025 | Aggregated Plant -- construction | windon | FRA | 2028 |  |  |  | construction | FALSE | FALSE | elc_won_FRA_025 | 25 | 0.0207 | 2376 | 57.2 | 0 | 1 | 0.29297 | 0
ep_windon_wind_026 | Aggregated Plant -- operating | windon | FRA | 2006 |  |  |  | operating | FALSE | FALSE | elc_won_FRA_026 | 26 | 0.0105 | 2376 | 57.2 | 0 | 1 | 0.30756 | 0
ep_windon_wind_026 | Aggregated Plant -- operating | windon | FRA | 2007 |  |  |  | operating | FALSE | FALSE | elc_won_FRA_026 | 26 | 0.046 | 2376 | 57.2 | 0 | 1 | 0.30756 | 0
ep_windon_wind_026 | Aggregated Plant -- operating | windon | FRA | 2008 |  |  |  | operating | FALSE | FALSE | elc_won_FRA_026 | 26 | 0.0847 | 2376 | 57.2 | 0 | 1 | 0.30756 | 0
ep_windon_wind_026 | Aggregated Plant -- operating | windon | FRA | 2009 |  |  |  | operating | FALSE | FALSE | elc_won_FRA_026 | 26 | 0.033 | 2376 | 57.2 | 0 | 1 | 0.30756 | 0
ep_windon_wind_026 | Aggregated Plant -- operating | windon | FRA | 2010 |  |  |  | operating | FALSE | FALSE | elc_won_FRA_026 | 26 | 0.0615 | 2376 | 57.2 | 0 | 1 | 0.30756 | 0
ep_windon_wind_026 | Aggregated Plant -- operating | windon | FRA | 2011 |  |  |  | operating | FALSE | FALSE | elc_won_FRA_026 | 26 | 0.068 | 2376 | 57.2 | 0 | 1 | 0.30756 | 0
ep_windon_wind_026 | Aggregated Plant -- operating | windon | FRA | 2012 |  |  |  | operating | FALSE | FALSE | elc_won_FRA_026 | 26 | 0.02 | 2376 | 57.2 | 0 | 1 | 0.30756 | 0
ep_windon_wind_026 | Aggregated Plant -- operating | windon | FRA | 2013 |  |  |  | operating | FALSE | FALSE | elc_won_FRA_026 | 26 | 0.028 | 2376 | 57.2 | 0 | 1 | 0.30756 | 0
ep_windon_wind_026 | Aggregated Plant -- operating | windon | FRA | 2014 |  |  |  | operating | FALSE | FALSE | elc_won_FRA_026 | 26 | 0.062 | 2376 | 57.2 | 0 | 1 | 0.30756 | 0
ep_windon_wind_026 | Aggregated Plant -- operating | windon | FRA | 2015 |  |  |  | operating | FALSE | FALSE | elc_won_FRA_026 | 26 | 0.4695 | 2335.2895 | 56.1822 | 0 | 1 | 0.30756 | 0
ep_windon_wind_026 | Aggregated Plant -- operating | windon | FRA | 2016 |  |  |  | operating | FALSE | FALSE | elc_won_FRA_026 | 26 | 0.06 | 2376 | 57.2 | 0 | 1 | 0.30756 | 0
ep_windon_wind_026 | Aggregated Plant -- operating | windon | FRA | 2017 |  |  |  | operating | FALSE | FALSE | elc_won_FRA_026 | 26 | 0.132 | 2376 | 57.2 | 0 | 1 | 0.30756 | 0
ep_windon_wind_026 | Aggregated Plant -- operating | windon | FRA | 2018 |  |  |  | operating | FALSE | FALSE | elc_won_FRA_026 | 26 | 0.099 | 2376 | 57.2 | 0 | 1 | 0.30756 | 0
ep_windon_wind_026 | Aggregated Plant -- operating | windon | FRA | 2019 |  |  |  | operating | FALSE | FALSE | elc_won_FRA_026 | 26 | 0.064 | 2376 | 57.2 | 0 | 1 | 0.30756 | 0
ep_windon_wind_026 | Aggregated Plant -- operating | windon | FRA | 2020 |  |  |  | operating | FALSE | FALSE | elc_won_FRA_026 | 26 | 0.0874 | 2376 | 57.2 | 0 | 1 | 0.30756 | 0
ep_windon_wind_026 | Aggregated Plant -- operating | windon | FRA | 2021 |  |  |  | operating | FALSE | FALSE | elc_won_FRA_026 | 26 | 0.1114 | 2376 | 57.2 | 0 | 1 | 0.30756 | 0
ep_windon_wind_026 | Aggregated Plant -- operating | windon | FRA | 2022 |  |  |  | operating | FALSE | FALSE | elc_won_FRA_026 | 26 | 0.1088 | 2376 | 57.2 | 0 | 1 | 0.30756 | 0
ep_windon_wind_026 | Aggregated Plant -- operating | windon | FRA | 2023 |  |  |  | operating | FALSE | FALSE | elc_won_FRA_026 | 26 | 0.1258 | 2376 | 57.2 | 0 | 1 | 0.30756 | 0
ep_windon_wind_026 | Aggregated Plant -- operating | windon | FRA | 2024 |  |  |  | operating | FALSE | FALSE | elc_won_FRA_026 | 26 | 0.0524 | 2376 | 57.2 | 0 | 1 | 0.30756 | 0
ep_windon_wind_026 | Aggregated Plant -- construction | windon | FRA | 2028 |  |  |  | construction | FALSE | FALSE | elc_won_FRA_026 | 26 | 0.035 | 2376 | 57.2 | 0 | 1 | 0.30756 | 0
ep_windon_wind_027 | Aggregated Plant -- operating | windon | FRA | 2015 |  |  |  | operating | FALSE | FALSE | elc_won_FRA_027 | 27 | 0.016 | 2376 | 57.2 | 0 | 1 | 0.21121 | 0
ep_windon_wind_028 | Aggregated Plant -- operating | windon | FRA | 2018 |  |  |  | operating | FALSE | FALSE | elc_won_FRA_028 | 28 | 0.0192 | 2376 | 57.2 | 0 | 1 | 0.26074 | 0
ep_windon_wind_028 | Aggregated Plant -- operating | windon | FRA | 2022 |  |  |  | operating | FALSE | FALSE | elc_won_FRA_028 | 28 | 0.0132 | 2376 | 57.2 | 0 | 1 | 0.26074 | 0

## ngfs_scenarios
Model | Scenario | Region | Variable | Unit | variable_x | potential_use | commodity | year | value | variable_y | ej_to_mtco2
Downscaling[MESSAGEix-GLOBIOM 1.1-M-R12] | Below 2°C | FRA | Carbon Sequestration¦CCS | Mt CO2/yr | Carbon Sequestration¦CCS | CCS potential |  | 2020 | 0 | Carbon Sequestration¦CCS
Downscaling[MESSAGEix-GLOBIOM 1.1-M-R12] | Below 2°C | FRA | Carbon Sequestration¦CCS | Mt CO2/yr | Carbon Sequestration¦CCS | CCS potential |  | 2025 | 0 | Carbon Sequestration¦CCS
Downscaling[MESSAGEix-GLOBIOM 1.1-M-R12] | Below 2°C | FRA | Carbon Sequestration¦CCS | Mt CO2/yr | Carbon Sequestration¦CCS | CCS potential |  | 2030 | 5.617 | Carbon Sequestration¦CCS
Downscaling[MESSAGEix-GLOBIOM 1.1-M-R12] | Below 2°C | FRA | Carbon Sequestration¦CCS | Mt CO2/yr | Carbon Sequestration¦CCS | CCS potential |  | 2035 | 12.5786 | Carbon Sequestration¦CCS
Downscaling[MESSAGEix-GLOBIOM 1.1-M-R12] | Below 2°C | FRA | Carbon Sequestration¦CCS | Mt CO2/yr | Carbon Sequestration¦CCS | CCS potential |  | 2040 | 19.5692 | Carbon Sequestration¦CCS
Downscaling[MESSAGEix-GLOBIOM 1.1-M-R12] | Below 2°C | FRA | Carbon Sequestration¦CCS | Mt CO2/yr | Carbon Sequestration¦CCS | CCS potential |  | 2045 | 28.9268 | Carbon Sequestration¦CCS
Downscaling[MESSAGEix-GLOBIOM 1.1-M-R12] | Below 2°C | FRA | Carbon Sequestration¦CCS | Mt CO2/yr | Carbon Sequestration¦CCS | CCS potential |  | 2050 | 48.5445 | Carbon Sequestration¦CCS
Downscaling[MESSAGEix-GLOBIOM 1.1-M-R12] | Below 2°C | FRA | Final Energy¦Industry¦Electricity | EJ/yr | Final Energy¦Industry¦Electricity | demand_projection | elc_industry | 2020 | 0.233 | Final Energy¦Industry¦Electricity
Downscaling[MESSAGEix-GLOBIOM 1.1-M-R12] | Below 2°C | FRA | Final Energy¦Industry¦Electricity | EJ/yr | Final Energy¦Industry¦Electricity | demand_projection | elc_industry | 2025 | 0.2371 | Final Energy¦Industry¦Electricity
Downscaling[MESSAGEix-GLOBIOM 1.1-M-R12] | Below 2°C | FRA | Final Energy¦Industry¦Electricity | EJ/yr | Final Energy¦Industry¦Electricity | demand_projection | elc_industry | 2030 | 0.1871 | Final Energy¦Industry¦Electricity
Downscaling[MESSAGEix-GLOBIOM 1.1-M-R12] | Below 2°C | FRA | Final Energy¦Industry¦Electricity | EJ/yr | Final Energy¦Industry¦Electricity | demand_projection | elc_industry | 2035 | 0.2197 | Final Energy¦Industry¦Electricity
Downscaling[MESSAGEix-GLOBIOM 1.1-M-R12] | Below 2°C | FRA | Final Energy¦Industry¦Electricity | EJ/yr | Final Energy¦Industry¦Electricity | demand_projection | elc_industry | 2040 | 0.2101 | Final Energy¦Industry¦Electricity
Downscaling[MESSAGEix-GLOBIOM 1.1-M-R12] | Below 2°C | FRA | Final Energy¦Industry¦Electricity | EJ/yr | Final Energy¦Industry¦Electricity | demand_projection | elc_industry | 2045 | 0.2413 | Final Energy¦Industry¦Electricity
Downscaling[MESSAGEix-GLOBIOM 1.1-M-R12] | Below 2°C | FRA | Final Energy¦Industry¦Electricity | EJ/yr | Final Energy¦Industry¦Electricity | demand_projection | elc_industry | 2050 | 0.2649 | Final Energy¦Industry¦Electricity
Downscaling[MESSAGEix-GLOBIOM 1.1-M-R12] | Below 2°C | FRA | Final Energy¦Residential and Commercial¦Electricity | EJ/yr | Final Energy¦Residential and Commercial¦Electricity | demand_projection | elc_buildings | 2020 | 1.0034 | Final Energy¦Residential and Commercial¦Electricity
Downscaling[MESSAGEix-GLOBIOM 1.1-M-R12] | Below 2°C | FRA | Final Energy¦Residential and Commercial¦Electricity | EJ/yr | Final Energy¦Residential and Commercial¦Electricity | demand_projection | elc_buildings | 2025 | 1.1241 | Final Energy¦Residential and Commercial¦Electricity
Downscaling[MESSAGEix-GLOBIOM 1.1-M-R12] | Below 2°C | FRA | Final Energy¦Residential and Commercial¦Electricity | EJ/yr | Final Energy¦Residential and Commercial¦Electricity | demand_projection | elc_buildings | 2030 | 1.2059 | Final Energy¦Residential and Commercial¦Electricity
Downscaling[MESSAGEix-GLOBIOM 1.1-M-R12] | Below 2°C | FRA | Final Energy¦Residential and Commercial¦Electricity | EJ/yr | Final Energy¦Residential and Commercial¦Electricity | demand_projection | elc_buildings | 2035 | 1.3358 | Final Energy¦Residential and Commercial¦Electricity
Downscaling[MESSAGEix-GLOBIOM 1.1-M-R12] | Below 2°C | FRA | Final Energy¦Residential and Commercial¦Electricity | EJ/yr | Final Energy¦Residential and Commercial¦Electricity | demand_projection | elc_buildings | 2040 | 1.4425 | Final Energy¦Residential and Commercial¦Electricity
Downscaling[MESSAGEix-GLOBIOM 1.1-M-R12] | Below 2°C | FRA | Final Energy¦Residential and Commercial¦Electricity | EJ/yr | Final Energy¦Residential and Commercial¦Electricity | demand_projection | elc_buildings | 2045 | 1.5882 | Final Energy¦Residential and Commercial¦Electricity
Downscaling[MESSAGEix-GLOBIOM 1.1-M-R12] | Below 2°C | FRA | Final Energy¦Residential and Commercial¦Electricity | EJ/yr | Final Energy¦Residential and Commercial¦Electricity | demand_projection | elc_buildings | 2050 | 1.7459 | Final Energy¦Residential and Commercial¦Electricity
Downscaling[MESSAGEix-GLOBIOM 1.1-M-R12] | Below 2°C | FRA | Final Energy¦Transportation¦Electricity | EJ/yr | Final Energy¦Transportation¦Electricity | demand_projection | elc_transport | 2020 | 0.051 | Final Energy¦Transportation¦Electricity
Downscaling[MESSAGEix-GLOBIOM 1.1-M-R12] | Below 2°C | FRA | Final Energy¦Transportation¦Electricity | EJ/yr | Final Energy¦Transportation¦Electricity | demand_projection | elc_transport | 2025 | 0.0582 | Final Energy¦Transportation¦Electricity
Downscaling[MESSAGEix-GLOBIOM 1.1-M-R12] | Below 2°C | FRA | Final Energy¦Transportation¦Electricity | EJ/yr | Final Energy¦Transportation¦Electricity | demand_projection | elc_transport | 2030 | 0.0642 | Final Energy¦Transportation¦Electricity
Downscaling[MESSAGEix-GLOBIOM 1.1-M-R12] | Below 2°C | FRA | Final Energy¦Transportation¦Electricity | EJ/yr | Final Energy¦Transportation¦Electricity | demand_projection | elc_transport | 2035 | 0.1355 | Final Energy¦Transportation¦Electricity
Downscaling[MESSAGEix-GLOBIOM 1.1-M-R12] | Below 2°C | FRA | Final Energy¦Transportation¦Electricity | EJ/yr | Final Energy¦Transportation¦Electricity | demand_projection | elc_transport | 2040 | 0.2801 | Final Energy¦Transportation¦Electricity
Downscaling[MESSAGEix-GLOBIOM 1.1-M-R12] | Below 2°C | FRA | Final Energy¦Transportation¦Electricity | EJ/yr | Final Energy¦Transportation¦Electricity | demand_projection | elc_transport | 2045 | 0.4652 | Final Energy¦Transportation¦Electricity
Downscaling[MESSAGEix-GLOBIOM 1.1-M-R12] | Below 2°C | FRA | Final Energy¦Transportation¦Electricity | EJ/yr | Final Energy¦Transportation¦Electricity | demand_projection | elc_transport | 2050 | 0.5179 | Final Energy¦Transportation¦Electricity
Downscaling[MESSAGEix-GLOBIOM 1.1-M-R12] | Below 2°C | FRA | Secondary Energy¦Hydrogen | EJ/yr | Secondary Energy¦Hydrogen | demand_projection | hydrogen_allsect | 2020 | 0 | Secondary Energy¦Hydrogen
Downscaling[MESSAGEix-GLOBIOM 1.1-M-R12] | Below 2°C | FRA | Secondary Energy¦Hydrogen | EJ/yr | Secondary Energy¦Hydrogen | demand_projection | hydrogen_allsect | 2025 | 0 | Secondary Energy¦Hydrogen
Downscaling[MESSAGEix-GLOBIOM 1.1-M-R12] | Below 2°C | FRA | Secondary Energy¦Hydrogen | EJ/yr | Secondary Energy¦Hydrogen | demand_projection | hydrogen_allsect | 2030 | 0 | Secondary Energy¦Hydrogen
Downscaling[MESSAGEix-GLOBIOM 1.1-M-R12] | Below 2°C | FRA | Secondary Energy¦Hydrogen | EJ/yr | Secondary Energy¦Hydrogen | demand_projection | hydrogen_allsect | 2035 | 0.0018 | Secondary Energy¦Hydrogen
Downscaling[MESSAGEix-GLOBIOM 1.1-M-R12] | Below 2°C | FRA | Secondary Energy¦Hydrogen | EJ/yr | Secondary Energy¦Hydrogen | demand_projection | hydrogen_allsect | 2040 | 0.0128 | Secondary Energy¦Hydrogen
Downscaling[MESSAGEix-GLOBIOM 1.1-M-R12] | Below 2°C | FRA | Secondary Energy¦Hydrogen | EJ/yr | Secondary Energy¦Hydrogen | demand_projection | hydrogen_allsect | 2045 | 0.035 | Secondary Energy¦Hydrogen
Downscaling[MESSAGEix-GLOBIOM 1.1-M-R12] | Below 2°C | FRA | Secondary Energy¦Hydrogen | EJ/yr | Secondary Energy¦Hydrogen | demand_projection | hydrogen_allsect | 2050 | 0.0676 | Secondary Energy¦Hydrogen
Downscaling[MESSAGEix-GLOBIOM 1.1-M-R12] | Below 2°C | FRA | Emissions¦CO2¦Power (estimated) | Mt CO2 | Secondary Energy¦Electricity¦Coal | elec_co2 |  | 2020 | 3.5532 | Secondary Energy¦Electricity¦Coal | 94
Downscaling[MESSAGEix-GLOBIOM 1.1-M-R12] | Below 2°C | FRA | Emissions¦CO2¦Power (estimated) | Mt CO2 | Secondary Energy¦Electricity¦Coal | elec_co2 |  | 2025 | 2.5756 | Secondary Energy¦Electricity¦Coal | 94
Downscaling[MESSAGEix-GLOBIOM 1.1-M-R12] | Below 2°C | FRA | Emissions¦CO2¦Power (estimated) | Mt CO2 | Secondary Energy¦Electricity¦Coal | elec_co2 |  | 2030 | 1.5698 | Secondary Energy¦Electricity¦Coal | 94
Downscaling[MESSAGEix-GLOBIOM 1.1-M-R12] | Below 2°C | FRA | Emissions¦CO2¦Power (estimated) | Mt CO2 | Secondary Energy¦Electricity¦Coal | elec_co2 |  | 2035 | 1.1468 | Secondary Energy¦Electricity¦Coal | 94
Downscaling[MESSAGEix-GLOBIOM 1.1-M-R12] | Below 2°C | FRA | Emissions¦CO2¦Power (estimated) | Mt CO2 | Secondary Energy¦Electricity¦Coal | elec_co2 |  | 2040 | 0.5358 | Secondary Energy¦Electricity¦Coal | 94
Downscaling[MESSAGEix-GLOBIOM 1.1-M-R12] | Below 2°C | FRA | Emissions¦CO2¦Power (estimated) | Mt CO2 | Secondary Energy¦Electricity¦Coal | elec_co2 |  | 2045 | 0 | Secondary Energy¦Electricity¦Coal | 94
Downscaling[MESSAGEix-GLOBIOM 1.1-M-R12] | Below 2°C | FRA | Emissions¦CO2¦Power (estimated) | Mt CO2 | Secondary Energy¦Electricity¦Coal | elec_co2 |  | 2050 | 0 | Secondary Energy¦Electricity¦Coal | 94
Downscaling[MESSAGEix-GLOBIOM 1.1-M-R12] | Below 2°C | FRA | Emissions¦CO2¦Power (estimated) | Mt CO2 | Secondary Energy¦Electricity¦Gas | elec_co2 |  | 2020 | 7.4635 | Secondary Energy¦Electricity¦Gas | 55
Downscaling[MESSAGEix-GLOBIOM 1.1-M-R12] | Below 2°C | FRA | Emissions¦CO2¦Power (estimated) | Mt CO2 | Secondary Energy¦Electricity¦Gas | elec_co2 |  | 2025 | 9.1135 | Secondary Energy¦Electricity¦Gas | 55
Downscaling[MESSAGEix-GLOBIOM 1.1-M-R12] | Below 2°C | FRA | Emissions¦CO2¦Power (estimated) | Mt CO2 | Secondary Energy¦Electricity¦Gas | elec_co2 |  | 2030 | 9.4325 | Secondary Energy¦Electricity¦Gas | 55
Downscaling[MESSAGEix-GLOBIOM 1.1-M-R12] | Below 2°C | FRA | Emissions¦CO2¦Power (estimated) | Mt CO2 | Secondary Energy¦Electricity¦Gas | elec_co2 |  | 2035 | 11.5115 | Secondary Energy¦Electricity¦Gas | 55
Downscaling[MESSAGEix-GLOBIOM 1.1-M-R12] | Below 2°C | FRA | Emissions¦CO2¦Power (estimated) | Mt CO2 | Secondary Energy¦Electricity¦Gas | elec_co2 |  | 2040 | 14.5585 | Secondary Energy¦Electricity¦Gas | 55
Downscaling[MESSAGEix-GLOBIOM 1.1-M-R12] | Below 2°C | FRA | Emissions¦CO2¦Power (estimated) | Mt CO2 | Secondary Energy¦Electricity¦Gas | elec_co2 |  | 2045 | 22.902 | Secondary Energy¦Electricity¦Gas | 55
Downscaling[MESSAGEix-GLOBIOM 1.1-M-R12] | Below 2°C | FRA | Emissions¦CO2¦Power (estimated) | Mt CO2 | Secondary Energy¦Electricity¦Gas | elec_co2 |  | 2050 | 25.553 | Secondary Energy¦Electricity¦Gas | 55
Downscaling[MESSAGEix-GLOBIOM 1.1-M-R12] | Below 2°C | FRA | Emissions¦CO2¦Power (estimated) | Mt CO2 | Secondary Energy¦Electricity¦Oil | elec_co2 |  | 2020 | 2.527 | Secondary Energy¦Electricity¦Oil | 70
Downscaling[MESSAGEix-GLOBIOM 1.1-M-R12] | Below 2°C | FRA | Emissions¦CO2¦Power (estimated) | Mt CO2 | Secondary Energy¦Electricity¦Oil | elec_co2 |  | 2025 | 0 | Secondary Energy¦Electricity¦Oil | 70
Downscaling[MESSAGEix-GLOBIOM 1.1-M-R12] | Below 2°C | FRA | Emissions¦CO2¦Power (estimated) | Mt CO2 | Secondary Energy¦Electricity¦Oil | elec_co2 |  | 2030 | 0 | Secondary Energy¦Electricity¦Oil | 70
Downscaling[MESSAGEix-GLOBIOM 1.1-M-R12] | Below 2°C | FRA | Emissions¦CO2¦Power (estimated) | Mt CO2 | Secondary Energy¦Electricity¦Oil | elec_co2 |  | 2035 | 0 | Secondary Energy¦Electricity¦Oil | 70
Downscaling[MESSAGEix-GLOBIOM 1.1-M-R12] | Below 2°C | FRA | Emissions¦CO2¦Power (estimated) | Mt CO2 | Secondary Energy¦Electricity¦Oil | elec_co2 |  | 2040 | 0 | Secondary Energy¦Electricity¦Oil | 70
Downscaling[MESSAGEix-GLOBIOM 1.1-M-R12] | Below 2°C | FRA | Emissions¦CO2¦Power (estimated) | Mt CO2 | Secondary Energy¦Electricity¦Oil | elec_co2 |  | 2045 | 0 | Secondary Energy¦Electricity¦Oil | 70
Downscaling[MESSAGEix-GLOBIOM 1.1-M-R12] | Below 2°C | FRA | Emissions¦CO2¦Power (estimated) | Mt CO2 | Secondary Energy¦Electricity¦Oil | elec_co2 |  | 2050 | 0 | Secondary Energy¦Electricity¦Oil | 70
Downscaling[MESSAGEix-GLOBIOM 1.1-M-R12] | Below 2°C | FRA | Price¦Primary Energy¦Biomass | US$2010/GJ | Price¦Primary Energy¦Biomass | fuel_supply | bioenergy | 2020 | 0.7933 | Price¦Primary Energy¦Biomass
Downscaling[MESSAGEix-GLOBIOM 1.1-M-R12] | Below 2°C | FRA | Price¦Primary Energy¦Biomass | US$2010/GJ | Price¦Primary Energy¦Biomass | fuel_supply | bioenergy | 2025 | 2.3658 | Price¦Primary Energy¦Biomass
Downscaling[MESSAGEix-GLOBIOM 1.1-M-R12] | Below 2°C | FRA | Price¦Primary Energy¦Biomass | US$2010/GJ | Price¦Primary Energy¦Biomass | fuel_supply | bioenergy | 2030 | 4.7641 | Price¦Primary Energy¦Biomass
Downscaling[MESSAGEix-GLOBIOM 1.1-M-R12] | Below 2°C | FRA | Price¦Primary Energy¦Biomass | US$2010/GJ | Price¦Primary Energy¦Biomass | fuel_supply | bioenergy | 2035 | 5.843 | Price¦Primary Energy¦Biomass
Downscaling[MESSAGEix-GLOBIOM 1.1-M-R12] | Below 2°C | FRA | Price¦Primary Energy¦Biomass | US$2010/GJ | Price¦Primary Energy¦Biomass | fuel_supply | bioenergy | 2040 | 8.5248 | Price¦Primary Energy¦Biomass
Downscaling[MESSAGEix-GLOBIOM 1.1-M-R12] | Below 2°C | FRA | Price¦Primary Energy¦Biomass | US$2010/GJ | Price¦Primary Energy¦Biomass | fuel_supply | bioenergy | 2045 | 8.0258 | Price¦Primary Energy¦Biomass
Downscaling[MESSAGEix-GLOBIOM 1.1-M-R12] | Below 2°C | FRA | Price¦Primary Energy¦Biomass | US$2010/GJ | Price¦Primary Energy¦Biomass | fuel_supply | bioenergy | 2050 | 9.2623 | Price¦Primary Energy¦Biomass
Downscaling[MESSAGEix-GLOBIOM 1.1-M-R12] | Below 2°C | FRA | Price¦Primary Energy¦Coal | US$2010/GJ | Price¦Primary Energy¦Coal | fuel_supply | coal | 2020 | 1.8211 | Price¦Primary Energy¦Coal
Downscaling[MESSAGEix-GLOBIOM 1.1-M-R12] | Below 2°C | FRA | Price¦Primary Energy¦Coal | US$2010/GJ | Price¦Primary Energy¦Coal | fuel_supply | coal | 2025 | 1.816 | Price¦Primary Energy¦Coal
Downscaling[MESSAGEix-GLOBIOM 1.1-M-R12] | Below 2°C | FRA | Price¦Primary Energy¦Coal | US$2010/GJ | Price¦Primary Energy¦Coal | fuel_supply | coal | 2030 | -0.695 | Price¦Primary Energy¦Coal
Downscaling[MESSAGEix-GLOBIOM 1.1-M-R12] | Below 2°C | FRA | Price¦Primary Energy¦Coal | US$2010/GJ | Price¦Primary Energy¦Coal | fuel_supply | coal | 2035 | -2.2565 | Price¦Primary Energy¦Coal
Downscaling[MESSAGEix-GLOBIOM 1.1-M-R12] | Below 2°C | FRA | Price¦Primary Energy¦Coal | US$2010/GJ | Price¦Primary Energy¦Coal | fuel_supply | coal | 2040 | -0.9087 | Price¦Primary Energy¦Coal
Downscaling[MESSAGEix-GLOBIOM 1.1-M-R12] | Below 2°C | FRA | Price¦Primary Energy¦Coal | US$2010/GJ | Price¦Primary Energy¦Coal | fuel_supply | coal | 2045 | 2.5486 | Price¦Primary Energy¦Coal
Downscaling[MESSAGEix-GLOBIOM 1.1-M-R12] | Below 2°C | FRA | Price¦Primary Energy¦Coal | US$2010/GJ | Price¦Primary Energy¦Coal | fuel_supply | coal | 2050 | 2.6432 | Price¦Primary Energy¦Coal
Downscaling[MESSAGEix-GLOBIOM 1.1-M-R12] | Below 2°C | FRA | Price¦Primary Energy¦Gas | US$2010/GJ | Price¦Primary Energy¦Gas | fuel_supply | gas | 2020 | 2.4039 | Price¦Primary Energy¦Gas
Downscaling[MESSAGEix-GLOBIOM 1.1-M-R12] | Below 2°C | FRA | Price¦Primary Energy¦Gas | US$2010/GJ | Price¦Primary Energy¦Gas | fuel_supply | gas | 2025 | 2.8318 | Price¦Primary Energy¦Gas
Downscaling[MESSAGEix-GLOBIOM 1.1-M-R12] | Below 2°C | FRA | Price¦Primary Energy¦Gas | US$2010/GJ | Price¦Primary Energy¦Gas | fuel_supply | gas | 2030 | 3.2805 | Price¦Primary Energy¦Gas
Downscaling[MESSAGEix-GLOBIOM 1.1-M-R12] | Below 2°C | FRA | Price¦Primary Energy¦Gas | US$2010/GJ | Price¦Primary Energy¦Gas | fuel_supply | gas | 2035 | 3.6632 | Price¦Primary Energy¦Gas
Downscaling[MESSAGEix-GLOBIOM 1.1-M-R12] | Below 2°C | FRA | Price¦Primary Energy¦Gas | US$2010/GJ | Price¦Primary Energy¦Gas | fuel_supply | gas | 2040 | 4.0733 | Price¦Primary Energy¦Gas
Downscaling[MESSAGEix-GLOBIOM 1.1-M-R12] | Below 2°C | FRA | Price¦Primary Energy¦Gas | US$2010/GJ | Price¦Primary Energy¦Gas | fuel_supply | gas | 2045 | 4.3662 | Price¦Primary Energy¦Gas
Downscaling[MESSAGEix-GLOBIOM 1.1-M-R12] | Below 2°C | FRA | Price¦Primary Energy¦Gas | US$2010/GJ | Price¦Primary Energy¦Gas | fuel_supply | gas | 2050 | 4.7949 | Price¦Primary Energy¦Gas
Downscaling[MESSAGEix-GLOBIOM 1.1-M-R12] | Below 2°C | FRA | Price¦Secondary Energy¦Liquids¦Oil | US$2010/GJ | Price¦Secondary Energy¦Liquids¦Oil | fuel_supply | oil | 2020 | 3.1243 | Price¦Secondary Energy¦Liquids¦Oil
Downscaling[MESSAGEix-GLOBIOM 1.1-M-R12] | Below 2°C | FRA | Price¦Secondary Energy¦Liquids¦Oil | US$2010/GJ | Price¦Secondary Energy¦Liquids¦Oil | fuel_supply | oil | 2025 | 4.3204 | Price¦Secondary Energy¦Liquids¦Oil
Downscaling[MESSAGEix-GLOBIOM 1.1-M-R12] | Below 2°C | FRA | Price¦Secondary Energy¦Liquids¦Oil | US$2010/GJ | Price¦Secondary Energy¦Liquids¦Oil | fuel_supply | oil | 2030 | 4.3512 | Price¦Secondary Energy¦Liquids¦Oil
Downscaling[MESSAGEix-GLOBIOM 1.1-M-R12] | Below 2°C | FRA | Price¦Secondary Energy¦Liquids¦Oil | US$2010/GJ | Price¦Secondary Energy¦Liquids¦Oil | fuel_supply | oil | 2035 | 4.8298 | Price¦Secondary Energy¦Liquids¦Oil
Downscaling[MESSAGEix-GLOBIOM 1.1-M-R12] | Below 2°C | FRA | Price¦Secondary Energy¦Liquids¦Oil | US$2010/GJ | Price¦Secondary Energy¦Liquids¦Oil | fuel_supply | oil | 2040 | 4.9288 | Price¦Secondary Energy¦Liquids¦Oil
Downscaling[MESSAGEix-GLOBIOM 1.1-M-R12] | Below 2°C | FRA | Price¦Secondary Energy¦Liquids¦Oil | US$2010/GJ | Price¦Secondary Energy¦Liquids¦Oil | fuel_supply | oil | 2045 | 5.2038 | Price¦Secondary Energy¦Liquids¦Oil
Downscaling[MESSAGEix-GLOBIOM 1.1-M-R12] | Below 2°C | FRA | Price¦Secondary Energy¦Liquids¦Oil | US$2010/GJ | Price¦Secondary Energy¦Liquids¦Oil | fuel_supply | oil | 2050 | 5.2706 | Price¦Secondary Energy¦Liquids¦Oil
Downscaling[MESSAGEix-GLOBIOM 1.1-M-R12] | Below 2°C | FRA | Emissions¦CO2 | Mt CO2/yr | Emissions¦CO2 | scenarios - CO2 abatement | CO2 | 2020 | 196.1718 | Emissions¦CO2
Downscaling[MESSAGEix-GLOBIOM 1.1-M-R12] | Below 2°C | FRA | Emissions¦CO2 | Mt CO2/yr | Emissions¦CO2 | scenarios - CO2 abatement | CO2 | 2025 | 223.563 | Emissions¦CO2
Downscaling[MESSAGEix-GLOBIOM 1.1-M-R12] | Below 2°C | FRA | Emissions¦CO2 | Mt CO2/yr | Emissions¦CO2 | scenarios - CO2 abatement | CO2 | 2030 | 198.1707 | Emissions¦CO2
Downscaling[MESSAGEix-GLOBIOM 1.1-M-R12] | Below 2°C | FRA | Emissions¦CO2 | Mt CO2/yr | Emissions¦CO2 | scenarios - CO2 abatement | CO2 | 2035 | 174.8269 | Emissions¦CO2
Downscaling[MESSAGEix-GLOBIOM 1.1-M-R12] | Below 2°C | FRA | Emissions¦CO2 | Mt CO2/yr | Emissions¦CO2 | scenarios - CO2 abatement | CO2 | 2040 | 146.1204 | Emissions¦CO2
Downscaling[MESSAGEix-GLOBIOM 1.1-M-R12] | Below 2°C | FRA | Emissions¦CO2 | Mt CO2/yr | Emissions¦CO2 | scenarios - CO2 abatement | CO2 | 2045 | 116.3287 | Emissions¦CO2
Downscaling[MESSAGEix-GLOBIOM 1.1-M-R12] | Below 2°C | FRA | Emissions¦CO2 | Mt CO2/yr | Emissions¦CO2 | scenarios - CO2 abatement | CO2 | 2050 | 88.6249 | Emissions¦CO2
Downscaling[MESSAGEix-GLOBIOM 1.1-M-R12] | Below 2°C | FRA | Emissions¦CO2¦Energy | Mt CO2/yr | Emissions¦CO2¦Energy | scenarios - CO2 abatement | CO2 | 2020 | 257.5416 | Emissions¦CO2¦Energy
Downscaling[MESSAGEix-GLOBIOM 1.1-M-R12] | Below 2°C | FRA | Emissions¦CO2¦Energy | Mt CO2/yr | Emissions¦CO2¦Energy | scenarios - CO2 abatement | CO2 | 2025 | 262.1957 | Emissions¦CO2¦Energy
Downscaling[MESSAGEix-GLOBIOM 1.1-M-R12] | Below 2°C | FRA | Emissions¦CO2¦Energy | Mt CO2/yr | Emissions¦CO2¦Energy | scenarios - CO2 abatement | CO2 | 2030 | 246.7632 | Emissions¦CO2¦Energy
Downscaling[MESSAGEix-GLOBIOM 1.1-M-R12] | Below 2°C | FRA | Emissions¦CO2¦Energy | Mt CO2/yr | Emissions¦CO2¦Energy | scenarios - CO2 abatement | CO2 | 2035 | 228.7749 | Emissions¦CO2¦Energy
Downscaling[MESSAGEix-GLOBIOM 1.1-M-R12] | Below 2°C | FRA | Emissions¦CO2¦Energy | Mt CO2/yr | Emissions¦CO2¦Energy | scenarios - CO2 abatement | CO2 | 2040 | 204.7464 | Emissions¦CO2¦Energy
Downscaling[MESSAGEix-GLOBIOM 1.1-M-R12] | Below 2°C | FRA | Emissions¦CO2¦Energy | Mt CO2/yr | Emissions¦CO2¦Energy | scenarios - CO2 abatement | CO2 | 2045 | 176.7331 | Emissions¦CO2¦Energy
Downscaling[MESSAGEix-GLOBIOM 1.1-M-R12] | Below 2°C | FRA | Emissions¦CO2¦Energy | Mt CO2/yr | Emissions¦CO2¦Energy | scenarios - CO2 abatement | CO2 | 2050 | 150.4589 | Emissions¦CO2¦Energy
Downscaling[MESSAGEix-GLOBIOM 1.1-M-R12] | Current Policies | FRA | Carbon Sequestration¦CCS | Mt CO2/yr | Carbon Sequestration¦CCS | CCS potential |  | 2020 | 0 | Carbon Sequestration¦CCS
Downscaling[MESSAGEix-GLOBIOM 1.1-M-R12] | Current Policies | FRA | Carbon Sequestration¦CCS | Mt CO2/yr | Carbon Sequestration¦CCS | CCS potential |  | 2025 | 0 | Carbon Sequestration¦CCS
Downscaling[MESSAGEix-GLOBIOM 1.1-M-R12] | Current Policies | FRA | Carbon Sequestration¦CCS | Mt CO2/yr | Carbon Sequestration¦CCS | CCS potential |  | 2030 | 0 | Carbon Sequestration¦CCS
Downscaling[MESSAGEix-GLOBIOM 1.1-M-R12] | Current Policies | FRA | Carbon Sequestration¦CCS | Mt CO2/yr | Carbon Sequestration¦CCS | CCS potential |  | 2035 | 0 | Carbon Sequestration¦CCS
Downscaling[MESSAGEix-GLOBIOM 1.1-M-R12] | Current Policies | FRA | Carbon Sequestration¦CCS | Mt CO2/yr | Carbon Sequestration¦CCS | CCS potential |  | 2040 | 0 | Carbon Sequestration¦CCS
Downscaling[MESSAGEix-GLOBIOM 1.1-M-R12] | Current Policies | FRA | Carbon Sequestration¦CCS | Mt CO2/yr | Carbon Sequestration¦CCS | CCS potential |  | 2045 | 0 | Carbon Sequestration¦CCS
Downscaling[MESSAGEix-GLOBIOM 1.1-M-R12] | Current Policies | FRA | Carbon Sequestration¦CCS | Mt CO2/yr | Carbon Sequestration¦CCS | CCS potential |  | 2050 | 0 | Carbon Sequestration¦CCS
Downscaling[MESSAGEix-GLOBIOM 1.1-M-R12] | Current Policies | FRA | Final Energy¦Industry¦Electricity | EJ/yr | Final Energy¦Industry¦Electricity | demand_projection | elc_industry | 2020 | 0.2312 | Final Energy¦Industry¦Electricity
Downscaling[MESSAGEix-GLOBIOM 1.1-M-R12] | Current Policies | FRA | Final Energy¦Industry¦Electricity | EJ/yr | Final Energy¦Industry¦Electricity | demand_projection | elc_industry | 2025 | 0.234 | Final Energy¦Industry¦Electricity
Downscaling[MESSAGEix-GLOBIOM 1.1-M-R12] | Current Policies | FRA | Final Energy¦Industry¦Electricity | EJ/yr | Final Energy¦Industry¦Electricity | demand_projection | elc_industry | 2030 | 0.2002 | Final Energy¦Industry¦Electricity
Downscaling[MESSAGEix-GLOBIOM 1.1-M-R12] | Current Policies | FRA | Final Energy¦Industry¦Electricity | EJ/yr | Final Energy¦Industry¦Electricity | demand_projection | elc_industry | 2035 | 0.1895 | Final Energy¦Industry¦Electricity
Downscaling[MESSAGEix-GLOBIOM 1.1-M-R12] | Current Policies | FRA | Final Energy¦Industry¦Electricity | EJ/yr | Final Energy¦Industry¦Electricity | demand_projection | elc_industry | 2040 | 0.2005 | Final Energy¦Industry¦Electricity
Downscaling[MESSAGEix-GLOBIOM 1.1-M-R12] | Current Policies | FRA | Final Energy¦Industry¦Electricity | EJ/yr | Final Energy¦Industry¦Electricity | demand_projection | elc_industry | 2045 | 0.2183 | Final Energy¦Industry¦Electricity
Downscaling[MESSAGEix-GLOBIOM 1.1-M-R12] | Current Policies | FRA | Final Energy¦Industry¦Electricity | EJ/yr | Final Energy¦Industry¦Electricity | demand_projection | elc_industry | 2050 | 0.2269 | Final Energy¦Industry¦Electricity
Downscaling[MESSAGEix-GLOBIOM 1.1-M-R12] | Current Policies | FRA | Final Energy¦Residential and Commercial¦Electricity | EJ/yr | Final Energy¦Residential and Commercial¦Electricity | demand_projection | elc_buildings | 2020 | 1.0394 | Final Energy¦Residential and Commercial¦Electricity
Downscaling[MESSAGEix-GLOBIOM 1.1-M-R12] | Current Policies | FRA | Final Energy¦Residential and Commercial¦Electricity | EJ/yr | Final Energy¦Residential and Commercial¦Electricity | demand_projection | elc_buildings | 2025 | 1.1516 | Final Energy¦Residential and Commercial¦Electricity
Downscaling[MESSAGEix-GLOBIOM 1.1-M-R12] | Current Policies | FRA | Final Energy¦Residential and Commercial¦Electricity | EJ/yr | Final Energy¦Residential and Commercial¦Electricity | demand_projection | elc_buildings | 2030 | 1.2656 | Final Energy¦Residential and Commercial¦Electricity
Downscaling[MESSAGEix-GLOBIOM 1.1-M-R12] | Current Policies | FRA | Final Energy¦Residential and Commercial¦Electricity | EJ/yr | Final Energy¦Residential and Commercial¦Electricity | demand_projection | elc_buildings | 2035 | 1.2561 | Final Energy¦Residential and Commercial¦Electricity
Downscaling[MESSAGEix-GLOBIOM 1.1-M-R12] | Current Policies | FRA | Final Energy¦Residential and Commercial¦Electricity | EJ/yr | Final Energy¦Residential and Commercial¦Electricity | demand_projection | elc_buildings | 2040 | 1.3214 | Final Energy¦Residential and Commercial¦Electricity
Downscaling[MESSAGEix-GLOBIOM 1.1-M-R12] | Current Policies | FRA | Final Energy¦Residential and Commercial¦Electricity | EJ/yr | Final Energy¦Residential and Commercial¦Electricity | demand_projection | elc_buildings | 2045 | 1.4749 | Final Energy¦Residential and Commercial¦Electricity
Downscaling[MESSAGEix-GLOBIOM 1.1-M-R12] | Current Policies | FRA | Final Energy¦Residential and Commercial¦Electricity | EJ/yr | Final Energy¦Residential and Commercial¦Electricity | demand_projection | elc_buildings | 2050 | 1.5568 | Final Energy¦Residential and Commercial¦Electricity
Downscaling[MESSAGEix-GLOBIOM 1.1-M-R12] | Current Policies | FRA | Final Energy¦Transportation¦Electricity | EJ/yr | Final Energy¦Transportation¦Electricity | demand_projection | elc_transport | 2020 | 0.0545 | Final Energy¦Transportation¦Electricity
Downscaling[MESSAGEix-GLOBIOM 1.1-M-R12] | Current Policies | FRA | Final Energy¦Transportation¦Electricity | EJ/yr | Final Energy¦Transportation¦Electricity | demand_projection | elc_transport | 2025 | 0.0531 | Final Energy¦Transportation¦Electricity
Downscaling[MESSAGEix-GLOBIOM 1.1-M-R12] | Current Policies | FRA | Final Energy¦Transportation¦Electricity | EJ/yr | Final Energy¦Transportation¦Electricity | demand_projection | elc_transport | 2030 | 0.0677 | Final Energy¦Transportation¦Electricity
Downscaling[MESSAGEix-GLOBIOM 1.1-M-R12] | Current Policies | FRA | Final Energy¦Transportation¦Electricity | EJ/yr | Final Energy¦Transportation¦Electricity | demand_projection | elc_transport | 2035 | 0.0524 | Final Energy¦Transportation¦Electricity
Downscaling[MESSAGEix-GLOBIOM 1.1-M-R12] | Current Policies | FRA | Final Energy¦Transportation¦Electricity | EJ/yr | Final Energy¦Transportation¦Electricity | demand_projection | elc_transport | 2040 | 0.0416 | Final Energy¦Transportation¦Electricity
Downscaling[MESSAGEix-GLOBIOM 1.1-M-R12] | Current Policies | FRA | Final Energy¦Transportation¦Electricity | EJ/yr | Final Energy¦Transportation¦Electricity | demand_projection | elc_transport | 2045 | 0.0533 | Final Energy¦Transportation¦Electricity
Downscaling[MESSAGEix-GLOBIOM 1.1-M-R12] | Current Policies | FRA | Final Energy¦Transportation¦Electricity | EJ/yr | Final Energy¦Transportation¦Electricity | demand_projection | elc_transport | 2050 | 0.0963 | Final Energy¦Transportation¦Electricity
Downscaling[MESSAGEix-GLOBIOM 1.1-M-R12] | Current Policies | FRA | Secondary Energy¦Hydrogen | EJ/yr | Secondary Energy¦Hydrogen | demand_projection | hydrogen_allsect | 2020 | 0 | Secondary Energy¦Hydrogen
Downscaling[MESSAGEix-GLOBIOM 1.1-M-R12] | Current Policies | FRA | Secondary Energy¦Hydrogen | EJ/yr | Secondary Energy¦Hydrogen | demand_projection | hydrogen_allsect | 2025 | 0 | Secondary Energy¦Hydrogen
Downscaling[MESSAGEix-GLOBIOM 1.1-M-R12] | Current Policies | FRA | Secondary Energy¦Hydrogen | EJ/yr | Secondary Energy¦Hydrogen | demand_projection | hydrogen_allsect | 2030 | 0 | Secondary Energy¦Hydrogen
Downscaling[MESSAGEix-GLOBIOM 1.1-M-R12] | Current Policies | FRA | Secondary Energy¦Hydrogen | EJ/yr | Secondary Energy¦Hydrogen | demand_projection | hydrogen_allsect | 2035 | 0 | Secondary Energy¦Hydrogen
Downscaling[MESSAGEix-GLOBIOM 1.1-M-R12] | Current Policies | FRA | Secondary Energy¦Hydrogen | EJ/yr | Secondary Energy¦Hydrogen | demand_projection | hydrogen_allsect | 2040 | 0 | Secondary Energy¦Hydrogen
Downscaling[MESSAGEix-GLOBIOM 1.1-M-R12] | Current Policies | FRA | Secondary Energy¦Hydrogen | EJ/yr | Secondary Energy¦Hydrogen | demand_projection | hydrogen_allsect | 2045 | 0 | Secondary Energy¦Hydrogen
Downscaling[MESSAGEix-GLOBIOM 1.1-M-R12] | Current Policies | FRA | Secondary Energy¦Hydrogen | EJ/yr | Secondary Energy¦Hydrogen | demand_projection | hydrogen_allsect | 2050 | 0 | Secondary Energy¦Hydrogen
Downscaling[MESSAGEix-GLOBIOM 1.1-M-R12] | Current Policies | FRA | Emissions¦CO2¦Power (estimated) | Mt CO2 | Secondary Energy¦Electricity¦Coal | elec_co2 |  | 2020 | 3.7694 | Secondary Energy¦Electricity¦Coal | 94
Downscaling[MESSAGEix-GLOBIOM 1.1-M-R12] | Current Policies | FRA | Emissions¦CO2¦Power (estimated) | Mt CO2 | Secondary Energy¦Electricity¦Coal | elec_co2 |  | 2025 | 2.7072 | Secondary Energy¦Electricity¦Coal | 94
Downscaling[MESSAGEix-GLOBIOM 1.1-M-R12] | Current Policies | FRA | Emissions¦CO2¦Power (estimated) | Mt CO2 | Secondary Energy¦Electricity¦Coal | elec_co2 |  | 2030 | 1.6262 | Secondary Energy¦Electricity¦Coal | 94
Downscaling[MESSAGEix-GLOBIOM 1.1-M-R12] | Current Policies | FRA | Emissions¦CO2¦Power (estimated) | Mt CO2 | Secondary Energy¦Electricity¦Coal | elec_co2 |  | 2035 | 2.021 | Secondary Energy¦Electricity¦Coal | 94
Downscaling[MESSAGEix-GLOBIOM 1.1-M-R12] | Current Policies | FRA | Emissions¦CO2¦Power (estimated) | Mt CO2 | Secondary Energy¦Electricity¦Coal | elec_co2 |  | 2040 | 1.8236 | Secondary Energy¦Electricity¦Coal | 94
Downscaling[MESSAGEix-GLOBIOM 1.1-M-R12] | Current Policies | FRA | Emissions¦CO2¦Power (estimated) | Mt CO2 | Secondary Energy¦Electricity¦Coal | elec_co2 |  | 2045 | 0.8178 | Secondary Energy¦Electricity¦Coal | 94
Downscaling[MESSAGEix-GLOBIOM 1.1-M-R12] | Current Policies | FRA | Emissions¦CO2¦Power (estimated) | Mt CO2 | Secondary Energy¦Electricity¦Coal | elec_co2 |  | 2050 | 0.517 | Secondary Energy¦Electricity¦Coal | 94
Downscaling[MESSAGEix-GLOBIOM 1.1-M-R12] | Current Policies | FRA | Emissions¦CO2¦Power (estimated) | Mt CO2 | Secondary Energy¦Electricity¦Gas | elec_co2 |  | 2020 | 7.9585 | Secondary Energy¦Electricity¦Gas | 55
Downscaling[MESSAGEix-GLOBIOM 1.1-M-R12] | Current Policies | FRA | Emissions¦CO2¦Power (estimated) | Mt CO2 | Secondary Energy¦Electricity¦Gas | elec_co2 |  | 2025 | 11.2255 | Secondary Energy¦Electricity¦Gas | 55
Downscaling[MESSAGEix-GLOBIOM 1.1-M-R12] | Current Policies | FRA | Emissions¦CO2¦Power (estimated) | Mt CO2 | Secondary Energy¦Electricity¦Gas | elec_co2 |  | 2030 | 8.5855 | Secondary Energy¦Electricity¦Gas | 55
Downscaling[MESSAGEix-GLOBIOM 1.1-M-R12] | Current Policies | FRA | Emissions¦CO2¦Power (estimated) | Mt CO2 | Secondary Energy¦Electricity¦Gas | elec_co2 |  | 2035 | 9.449 | Secondary Energy¦Electricity¦Gas | 55
Downscaling[MESSAGEix-GLOBIOM 1.1-M-R12] | Current Policies | FRA | Emissions¦CO2¦Power (estimated) | Mt CO2 | Secondary Energy¦Electricity¦Gas | elec_co2 |  | 2040 | 13.8215 | Secondary Energy¦Electricity¦Gas | 55
Downscaling[MESSAGEix-GLOBIOM 1.1-M-R12] | Current Policies | FRA | Emissions¦CO2¦Power (estimated) | Mt CO2 | Secondary Energy¦Electricity¦Gas | elec_co2 |  | 2045 | 31.5425 | Secondary Energy¦Electricity¦Gas | 55
Downscaling[MESSAGEix-GLOBIOM 1.1-M-R12] | Current Policies | FRA | Emissions¦CO2¦Power (estimated) | Mt CO2 | Secondary Energy¦Electricity¦Gas | elec_co2 |  | 2050 | 42.3665 | Secondary Energy¦Electricity¦Gas | 55
Downscaling[MESSAGEix-GLOBIOM 1.1-M-R12] | Current Policies | FRA | Emissions¦CO2¦Power (estimated) | Mt CO2 | Secondary Energy¦Electricity¦Oil | elec_co2 |  | 2020 | 2.695 | Secondary Energy¦Electricity¦Oil | 70
Downscaling[MESSAGEix-GLOBIOM 1.1-M-R12] | Current Policies | FRA | Emissions¦CO2¦Power (estimated) | Mt CO2 | Secondary Energy¦Electricity¦Oil | elec_co2 |  | 2025 | 0.56 | Secondary Energy¦Electricity¦Oil | 70
Downscaling[MESSAGEix-GLOBIOM 1.1-M-R12] | Current Policies | FRA | Emissions¦CO2¦Power (estimated) | Mt CO2 | Secondary Energy¦Electricity¦Oil | elec_co2 |  | 2030 | 0 | Secondary Energy¦Electricity¦Oil | 70
Downscaling[MESSAGEix-GLOBIOM 1.1-M-R12] | Current Policies | FRA | Emissions¦CO2¦Power (estimated) | Mt CO2 | Secondary Energy¦Electricity¦Oil | elec_co2 |  | 2035 | 0 | Secondary Energy¦Electricity¦Oil | 70
Downscaling[MESSAGEix-GLOBIOM 1.1-M-R12] | Current Policies | FRA | Emissions¦CO2¦Power (estimated) | Mt CO2 | Secondary Energy¦Electricity¦Oil | elec_co2 |  | 2040 | 0 | Secondary Energy¦Electricity¦Oil | 70
Downscaling[MESSAGEix-GLOBIOM 1.1-M-R12] | Current Policies | FRA | Emissions¦CO2¦Power (estimated) | Mt CO2 | Secondary Energy¦Electricity¦Oil | elec_co2 |  | 2045 | 0 | Secondary Energy¦Electricity¦Oil | 70
Downscaling[MESSAGEix-GLOBIOM 1.1-M-R12] | Current Policies | FRA | Emissions¦CO2¦Power (estimated) | Mt CO2 | Secondary Energy¦Electricity¦Oil | elec_co2 |  | 2050 | 0 | Secondary Energy¦Electricity¦Oil | 70
Downscaling[MESSAGEix-GLOBIOM 1.1-M-R12] | Current Policies | FRA | Price¦Primary Energy¦Biomass | US$2010/GJ | Price¦Primary Energy¦Biomass | fuel_supply | bioenergy | 2020 | 0.7933 | Price¦Primary Energy¦Biomass
Downscaling[MESSAGEix-GLOBIOM 1.1-M-R12] | Current Policies | FRA | Price¦Primary Energy¦Biomass | US$2010/GJ | Price¦Primary Energy¦Biomass | fuel_supply | bioenergy | 2025 | 1.8441 | Price¦Primary Energy¦Biomass
Downscaling[MESSAGEix-GLOBIOM 1.1-M-R12] | Current Policies | FRA | Price¦Primary Energy¦Biomass | US$2010/GJ | Price¦Primary Energy¦Biomass | fuel_supply | bioenergy | 2030 | 4.6742 | Price¦Primary Energy¦Biomass
Downscaling[MESSAGEix-GLOBIOM 1.1-M-R12] | Current Policies | FRA | Price¦Primary Energy¦Biomass | US$2010/GJ | Price¦Primary Energy¦Biomass | fuel_supply | bioenergy | 2035 | 2.1607 | Price¦Primary Energy¦Biomass
Downscaling[MESSAGEix-GLOBIOM 1.1-M-R12] | Current Policies | FRA | Price¦Primary Energy¦Biomass | US$2010/GJ | Price¦Primary Energy¦Biomass | fuel_supply | bioenergy | 2040 | 3.5694 | Price¦Primary Energy¦Biomass
Downscaling[MESSAGEix-GLOBIOM 1.1-M-R12] | Current Policies | FRA | Price¦Primary Energy¦Biomass | US$2010/GJ | Price¦Primary Energy¦Biomass | fuel_supply | bioenergy | 2045 | 4.215 | Price¦Primary Energy¦Biomass
Downscaling[MESSAGEix-GLOBIOM 1.1-M-R12] | Current Policies | FRA | Price¦Primary Energy¦Biomass | US$2010/GJ | Price¦Primary Energy¦Biomass | fuel_supply | bioenergy | 2050 | 3.1745 | Price¦Primary Energy¦Biomass
Downscaling[MESSAGEix-GLOBIOM 1.1-M-R12] | Current Policies | FRA | Price¦Primary Energy¦Coal | US$2010/GJ | Price¦Primary Energy¦Coal | fuel_supply | coal | 2020 | 1.8211 | Price¦Primary Energy¦Coal
Downscaling[MESSAGEix-GLOBIOM 1.1-M-R12] | Current Policies | FRA | Price¦Primary Energy¦Coal | US$2010/GJ | Price¦Primary Energy¦Coal | fuel_supply | coal | 2025 | 2.3668 | Price¦Primary Energy¦Coal
Downscaling[MESSAGEix-GLOBIOM 1.1-M-R12] | Current Policies | FRA | Price¦Primary Energy¦Coal | US$2010/GJ | Price¦Primary Energy¦Coal | fuel_supply | coal | 2030 | 4.0582 | Price¦Primary Energy¦Coal
Downscaling[MESSAGEix-GLOBIOM 1.1-M-R12] | Current Policies | FRA | Price¦Primary Energy¦Coal | US$2010/GJ | Price¦Primary Energy¦Coal | fuel_supply | coal | 2035 | 2.6913 | Price¦Primary Energy¦Coal
Downscaling[MESSAGEix-GLOBIOM 1.1-M-R12] | Current Policies | FRA | Price¦Primary Energy¦Coal | US$2010/GJ | Price¦Primary Energy¦Coal | fuel_supply | coal | 2040 | 2.6015 | Price¦Primary Energy¦Coal
Downscaling[MESSAGEix-GLOBIOM 1.1-M-R12] | Current Policies | FRA | Price¦Primary Energy¦Coal | US$2010/GJ | Price¦Primary Energy¦Coal | fuel_supply | coal | 2045 | 1.9307 | Price¦Primary Energy¦Coal
Downscaling[MESSAGEix-GLOBIOM 1.1-M-R12] | Current Policies | FRA | Price¦Primary Energy¦Coal | US$2010/GJ | Price¦Primary Energy¦Coal | fuel_supply | coal | 2050 | 2.6609 | Price¦Primary Energy¦Coal
Downscaling[MESSAGEix-GLOBIOM 1.1-M-R12] | Current Policies | FRA | Price¦Primary Energy¦Gas | US$2010/GJ | Price¦Primary Energy¦Gas | fuel_supply | gas | 2020 | 2.4039 | Price¦Primary Energy¦Gas
Downscaling[MESSAGEix-GLOBIOM 1.1-M-R12] | Current Policies | FRA | Price¦Primary Energy¦Gas | US$2010/GJ | Price¦Primary Energy¦Gas | fuel_supply | gas | 2025 | 2.8899 | Price¦Primary Energy¦Gas
Downscaling[MESSAGEix-GLOBIOM 1.1-M-R12] | Current Policies | FRA | Price¦Primary Energy¦Gas | US$2010/GJ | Price¦Primary Energy¦Gas | fuel_supply | gas | 2030 | 7.7437 | Price¦Primary Energy¦Gas
Downscaling[MESSAGEix-GLOBIOM 1.1-M-R12] | Current Policies | FRA | Price¦Primary Energy¦Gas | US$2010/GJ | Price¦Primary Energy¦Gas | fuel_supply | gas | 2035 | 3.6228 | Price¦Primary Energy¦Gas
Downscaling[MESSAGEix-GLOBIOM 1.1-M-R12] | Current Policies | FRA | Price¦Primary Energy¦Gas | US$2010/GJ | Price¦Primary Energy¦Gas | fuel_supply | gas | 2040 | 4.0198 | Price¦Primary Energy¦Gas
Downscaling[MESSAGEix-GLOBIOM 1.1-M-R12] | Current Policies | FRA | Price¦Primary Energy¦Gas | US$2010/GJ | Price¦Primary Energy¦Gas | fuel_supply | gas | 2045 | 4.3289 | Price¦Primary Energy¦Gas
Downscaling[MESSAGEix-GLOBIOM 1.1-M-R12] | Current Policies | FRA | Price¦Primary Energy¦Gas | US$2010/GJ | Price¦Primary Energy¦Gas | fuel_supply | gas | 2050 | 4.7777 | Price¦Primary Energy¦Gas
Downscaling[MESSAGEix-GLOBIOM 1.1-M-R12] | Current Policies | FRA | Price¦Secondary Energy¦Liquids¦Oil | US$2010/GJ | Price¦Secondary Energy¦Liquids¦Oil | fuel_supply | oil | 2020 | 3.1243 | Price¦Secondary Energy¦Liquids¦Oil
Downscaling[MESSAGEix-GLOBIOM 1.1-M-R12] | Current Policies | FRA | Price¦Secondary Energy¦Liquids¦Oil | US$2010/GJ | Price¦Secondary Energy¦Liquids¦Oil | fuel_supply | oil | 2025 | 4.303 | Price¦Secondary Energy¦Liquids¦Oil
Downscaling[MESSAGEix-GLOBIOM 1.1-M-R12] | Current Policies | FRA | Price¦Secondary Energy¦Liquids¦Oil | US$2010/GJ | Price¦Secondary Energy¦Liquids¦Oil | fuel_supply | oil | 2030 | 8.9704 | Price¦Secondary Energy¦Liquids¦Oil
Downscaling[MESSAGEix-GLOBIOM 1.1-M-R12] | Current Policies | FRA | Price¦Secondary Energy¦Liquids¦Oil | US$2010/GJ | Price¦Secondary Energy¦Liquids¦Oil | fuel_supply | oil | 2035 | 4.882 | Price¦Secondary Energy¦Liquids¦Oil
Downscaling[MESSAGEix-GLOBIOM 1.1-M-R12] | Current Policies | FRA | Price¦Secondary Energy¦Liquids¦Oil | US$2010/GJ | Price¦Secondary Energy¦Liquids¦Oil | fuel_supply | oil | 2040 | 5.679 | Price¦Secondary Energy¦Liquids¦Oil
Downscaling[MESSAGEix-GLOBIOM 1.1-M-R12] | Current Policies | FRA | Price¦Secondary Energy¦Liquids¦Oil | US$2010/GJ | Price¦Secondary Energy¦Liquids¦Oil | fuel_supply | oil | 2045 | 6.1927 | Price¦Secondary Energy¦Liquids¦Oil
Downscaling[MESSAGEix-GLOBIOM 1.1-M-R12] | Current Policies | FRA | Price¦Secondary Energy¦Liquids¦Oil | US$2010/GJ | Price¦Secondary Energy¦Liquids¦Oil | fuel_supply | oil | 2050 | 6.5092 | Price¦Secondary Energy¦Liquids¦Oil
Downscaling[MESSAGEix-GLOBIOM 1.1-M-R12] | Current Policies | FRA | Emissions¦CO2 | Mt CO2/yr | Emissions¦CO2 | scenarios - CO2 abatement | CO2 | 2020 | 195.4044 | Emissions¦CO2
Downscaling[MESSAGEix-GLOBIOM 1.1-M-R12] | Current Policies | FRA | Emissions¦CO2 | Mt CO2/yr | Emissions¦CO2 | scenarios - CO2 abatement | CO2 | 2025 | 236.0005 | Emissions¦CO2
Downscaling[MESSAGEix-GLOBIOM 1.1-M-R12] | Current Policies | FRA | Emissions¦CO2 | Mt CO2/yr | Emissions¦CO2 | scenarios - CO2 abatement | CO2 | 2030 | 215.3437 | Emissions¦CO2
Downscaling[MESSAGEix-GLOBIOM 1.1-M-R12] | Current Policies | FRA | Emissions¦CO2 | Mt CO2/yr | Emissions¦CO2 | scenarios - CO2 abatement | CO2 | 2035 | 247.8684 | Emissions¦CO2
Downscaling[MESSAGEix-GLOBIOM 1.1-M-R12] | Current Policies | FRA | Emissions¦CO2 | Mt CO2/yr | Emissions¦CO2 | scenarios - CO2 abatement | CO2 | 2040 | 278.4145 | Emissions¦CO2
Downscaling[MESSAGEix-GLOBIOM 1.1-M-R12] | Current Policies | FRA | Emissions¦CO2 | Mt CO2/yr | Emissions¦CO2 | scenarios - CO2 abatement | CO2 | 2045 | 342.6226 | Emissions¦CO2
Downscaling[MESSAGEix-GLOBIOM 1.1-M-R12] | Current Policies | FRA | Emissions¦CO2 | Mt CO2/yr | Emissions¦CO2 | scenarios - CO2 abatement | CO2 | 2050 | 367.2103 | Emissions¦CO2
Downscaling[MESSAGEix-GLOBIOM 1.1-M-R12] | Current Policies | FRA | Emissions¦CO2¦Energy | Mt CO2/yr | Emissions¦CO2¦Energy | scenarios - CO2 abatement | CO2 | 2020 | 256.7855 | Emissions¦CO2¦Energy
Downscaling[MESSAGEix-GLOBIOM 1.1-M-R12] | Current Policies | FRA | Emissions¦CO2¦Energy | Mt CO2/yr | Emissions¦CO2¦Energy | scenarios - CO2 abatement | CO2 | 2025 | 275.4017 | Emissions¦CO2¦Energy
Downscaling[MESSAGEix-GLOBIOM 1.1-M-R12] | Current Policies | FRA | Emissions¦CO2¦Energy | Mt CO2/yr | Emissions¦CO2¦Energy | scenarios - CO2 abatement | CO2 | 2030 | 265.9902 | Emissions¦CO2¦Energy
Downscaling[MESSAGEix-GLOBIOM 1.1-M-R12] | Current Policies | FRA | Emissions¦CO2¦Energy | Mt CO2/yr | Emissions¦CO2¦Energy | scenarios - CO2 abatement | CO2 | 2035 | 303.6699 | Emissions¦CO2¦Energy
Downscaling[MESSAGEix-GLOBIOM 1.1-M-R12] | Current Policies | FRA | Emissions¦CO2¦Energy | Mt CO2/yr | Emissions¦CO2¦Energy | scenarios - CO2 abatement | CO2 | 2040 | 339.2814 | Emissions¦CO2¦Energy
Downscaling[MESSAGEix-GLOBIOM 1.1-M-R12] | Current Policies | FRA | Emissions¦CO2¦Energy | Mt CO2/yr | Emissions¦CO2¦Energy | scenarios - CO2 abatement | CO2 | 2045 | 407.5645 | Emissions¦CO2¦Energy
Downscaling[MESSAGEix-GLOBIOM 1.1-M-R12] | Current Policies | FRA | Emissions¦CO2¦Energy | Mt CO2/yr | Emissions¦CO2¦Energy | scenarios - CO2 abatement | CO2 | 2050 | 436.7552 | Emissions¦CO2¦Energy
Downscaling[MESSAGEix-GLOBIOM 1.1-M-R12] | Delayed transition | FRA | Carbon Sequestration¦CCS | Mt CO2/yr | Carbon Sequestration¦CCS | CCS potential |  | 2020 | 0 | Carbon Sequestration¦CCS
Downscaling[MESSAGEix-GLOBIOM 1.1-M-R12] | Delayed transition | FRA | Carbon Sequestration¦CCS | Mt CO2/yr | Carbon Sequestration¦CCS | CCS potential |  | 2025 | 0 | Carbon Sequestration¦CCS
Downscaling[MESSAGEix-GLOBIOM 1.1-M-R12] | Delayed transition | FRA | Carbon Sequestration¦CCS | Mt CO2/yr | Carbon Sequestration¦CCS | CCS potential |  | 2030 | 0 | Carbon Sequestration¦CCS
Downscaling[MESSAGEix-GLOBIOM 1.1-M-R12] | Delayed transition | FRA | Carbon Sequestration¦CCS | Mt CO2/yr | Carbon Sequestration¦CCS | CCS potential |  | 2035 | 6.9597 | Carbon Sequestration¦CCS
Downscaling[MESSAGEix-GLOBIOM 1.1-M-R12] | Delayed transition | FRA | Carbon Sequestration¦CCS | Mt CO2/yr | Carbon Sequestration¦CCS | CCS potential |  | 2040 | 14.7041 | Carbon Sequestration¦CCS
Downscaling[MESSAGEix-GLOBIOM 1.1-M-R12] | Delayed transition | FRA | Carbon Sequestration¦CCS | Mt CO2/yr | Carbon Sequestration¦CCS | CCS potential |  | 2045 | 21.3007 | Carbon Sequestration¦CCS
Downscaling[MESSAGEix-GLOBIOM 1.1-M-R12] | Delayed transition | FRA | Carbon Sequestration¦CCS | Mt CO2/yr | Carbon Sequestration¦CCS | CCS potential |  | 2050 | 30.5584 | Carbon Sequestration¦CCS
Downscaling[MESSAGEix-GLOBIOM 1.1-M-R12] | Delayed transition | FRA | Final Energy¦Industry¦Electricity | EJ/yr | Final Energy¦Industry¦Electricity | demand_projection | elc_industry | 2020 | 0.2271 | Final Energy¦Industry¦Electricity
Downscaling[MESSAGEix-GLOBIOM 1.1-M-R12] | Delayed transition | FRA | Final Energy¦Industry¦Electricity | EJ/yr | Final Energy¦Industry¦Electricity | demand_projection | elc_industry | 2025 | 0.2281 | Final Energy¦Industry¦Electricity
Downscaling[MESSAGEix-GLOBIOM 1.1-M-R12] | Delayed transition | FRA | Final Energy¦Industry¦Electricity | EJ/yr | Final Energy¦Industry¦Electricity | demand_projection | elc_industry | 2030 | 0.1913 | Final Energy¦Industry¦Electricity
Downscaling[MESSAGEix-GLOBIOM 1.1-M-R12] | Delayed transition | FRA | Final Energy¦Industry¦Electricity | EJ/yr | Final Energy¦Industry¦Electricity | demand_projection | elc_industry | 2035 | 0.2067 | Final Energy¦Industry¦Electricity
Downscaling[MESSAGEix-GLOBIOM 1.1-M-R12] | Delayed transition | FRA | Final Energy¦Industry¦Electricity | EJ/yr | Final Energy¦Industry¦Electricity | demand_projection | elc_industry | 2040 | 0.2146 | Final Energy¦Industry¦Electricity
Downscaling[MESSAGEix-GLOBIOM 1.1-M-R12] | Delayed transition | FRA | Final Energy¦Industry¦Electricity | EJ/yr | Final Energy¦Industry¦Electricity | demand_projection | elc_industry | 2045 | 0.2403 | Final Energy¦Industry¦Electricity
Downscaling[MESSAGEix-GLOBIOM 1.1-M-R12] | Delayed transition | FRA | Final Energy¦Industry¦Electricity | EJ/yr | Final Energy¦Industry¦Electricity | demand_projection | elc_industry | 2050 | 0.2364 | Final Energy¦Industry¦Electricity
Downscaling[MESSAGEix-GLOBIOM 1.1-M-R12] | Delayed transition | FRA | Final Energy¦Residential and Commercial¦Electricity | EJ/yr | Final Energy¦Residential and Commercial¦Electricity | demand_projection | elc_buildings | 2020 | 1.0408 | Final Energy¦Residential and Commercial¦Electricity
Downscaling[MESSAGEix-GLOBIOM 1.1-M-R12] | Delayed transition | FRA | Final Energy¦Residential and Commercial¦Electricity | EJ/yr | Final Energy¦Residential and Commercial¦Electricity | demand_projection | elc_buildings | 2025 | 1.1524 | Final Energy¦Residential and Commercial¦Electricity
Downscaling[MESSAGEix-GLOBIOM 1.1-M-R12] | Delayed transition | FRA | Final Energy¦Residential and Commercial¦Electricity | EJ/yr | Final Energy¦Residential and Commercial¦Electricity | demand_projection | elc_buildings | 2030 | 1.264 | Final Energy¦Residential and Commercial¦Electricity
Downscaling[MESSAGEix-GLOBIOM 1.1-M-R12] | Delayed transition | FRA | Final Energy¦Residential and Commercial¦Electricity | EJ/yr | Final Energy¦Residential and Commercial¦Electricity | demand_projection | elc_buildings | 2035 | 1.418 | Final Energy¦Residential and Commercial¦Electricity
Downscaling[MESSAGEix-GLOBIOM 1.1-M-R12] | Delayed transition | FRA | Final Energy¦Residential and Commercial¦Electricity | EJ/yr | Final Energy¦Residential and Commercial¦Electricity | demand_projection | elc_buildings | 2040 | 1.5827 | Final Energy¦Residential and Commercial¦Electricity
Downscaling[MESSAGEix-GLOBIOM 1.1-M-R12] | Delayed transition | FRA | Final Energy¦Residential and Commercial¦Electricity | EJ/yr | Final Energy¦Residential and Commercial¦Electricity | demand_projection | elc_buildings | 2045 | 1.7446 | Final Energy¦Residential and Commercial¦Electricity
Downscaling[MESSAGEix-GLOBIOM 1.1-M-R12] | Delayed transition | FRA | Final Energy¦Residential and Commercial¦Electricity | EJ/yr | Final Energy¦Residential and Commercial¦Electricity | demand_projection | elc_buildings | 2050 | 1.9429 | Final Energy¦Residential and Commercial¦Electricity
Downscaling[MESSAGEix-GLOBIOM 1.1-M-R12] | Delayed transition | FRA | Final Energy¦Transportation¦Electricity | EJ/yr | Final Energy¦Transportation¦Electricity | demand_projection | elc_transport | 2020 | 0.0546 | Final Energy¦Transportation¦Electricity
Downscaling[MESSAGEix-GLOBIOM 1.1-M-R12] | Delayed transition | FRA | Final Energy¦Transportation¦Electricity | EJ/yr | Final Energy¦Transportation¦Electricity | demand_projection | elc_transport | 2025 | 0.0534 | Final Energy¦Transportation¦Electricity
Downscaling[MESSAGEix-GLOBIOM 1.1-M-R12] | Delayed transition | FRA | Final Energy¦Transportation¦Electricity | EJ/yr | Final Energy¦Transportation¦Electricity | demand_projection | elc_transport | 2030 | 0.0671 | Final Energy¦Transportation¦Electricity
Downscaling[MESSAGEix-GLOBIOM 1.1-M-R12] | Delayed transition | FRA | Final Energy¦Transportation¦Electricity | EJ/yr | Final Energy¦Transportation¦Electricity | demand_projection | elc_transport | 2035 | 0.0986 | Final Energy¦Transportation¦Electricity
Downscaling[MESSAGEix-GLOBIOM 1.1-M-R12] | Delayed transition | FRA | Final Energy¦Transportation¦Electricity | EJ/yr | Final Energy¦Transportation¦Electricity | demand_projection | elc_transport | 2040 | 0.2209 | Final Energy¦Transportation¦Electricity
Downscaling[MESSAGEix-GLOBIOM 1.1-M-R12] | Delayed transition | FRA | Final Energy¦Transportation¦Electricity | EJ/yr | Final Energy¦Transportation¦Electricity | demand_projection | elc_transport | 2045 | 0.3982 | Final Energy¦Transportation¦Electricity
Downscaling[MESSAGEix-GLOBIOM 1.1-M-R12] | Delayed transition | FRA | Final Energy¦Transportation¦Electricity | EJ/yr | Final Energy¦Transportation¦Electricity | demand_projection | elc_transport | 2050 | 0.4993 | Final Energy¦Transportation¦Electricity
Downscaling[MESSAGEix-GLOBIOM 1.1-M-R12] | Delayed transition | FRA | Secondary Energy¦Hydrogen | EJ/yr | Secondary Energy¦Hydrogen | demand_projection | hydrogen_allsect | 2020 | 0 | Secondary Energy¦Hydrogen
Downscaling[MESSAGEix-GLOBIOM 1.1-M-R12] | Delayed transition | FRA | Secondary Energy¦Hydrogen | EJ/yr | Secondary Energy¦Hydrogen | demand_projection | hydrogen_allsect | 2025 | 0 | Secondary Energy¦Hydrogen
Downscaling[MESSAGEix-GLOBIOM 1.1-M-R12] | Delayed transition | FRA | Secondary Energy¦Hydrogen | EJ/yr | Secondary Energy¦Hydrogen | demand_projection | hydrogen_allsect | 2030 | 0 | Secondary Energy¦Hydrogen
Downscaling[MESSAGEix-GLOBIOM 1.1-M-R12] | Delayed transition | FRA | Secondary Energy¦Hydrogen | EJ/yr | Secondary Energy¦Hydrogen | demand_projection | hydrogen_allsect | 2035 | 0.0104 | Secondary Energy¦Hydrogen
Downscaling[MESSAGEix-GLOBIOM 1.1-M-R12] | Delayed transition | FRA | Secondary Energy¦Hydrogen | EJ/yr | Secondary Energy¦Hydrogen | demand_projection | hydrogen_allsect | 2040 | 0.0276 | Secondary Energy¦Hydrogen
Downscaling[MESSAGEix-GLOBIOM 1.1-M-R12] | Delayed transition | FRA | Secondary Energy¦Hydrogen | EJ/yr | Secondary Energy¦Hydrogen | demand_projection | hydrogen_allsect | 2045 | 0.0576 | Secondary Energy¦Hydrogen
Downscaling[MESSAGEix-GLOBIOM 1.1-M-R12] | Delayed transition | FRA | Secondary Energy¦Hydrogen | EJ/yr | Secondary Energy¦Hydrogen | demand_projection | hydrogen_allsect | 2050 | 0.1035 | Secondary Energy¦Hydrogen
Downscaling[MESSAGEix-GLOBIOM 1.1-M-R12] | Delayed transition | FRA | Emissions¦CO2¦Power (estimated) | Mt CO2 | Secondary Energy¦Electricity¦Coal | elec_co2 |  | 2020 | 3.6848 | Secondary Energy¦Electricity¦Coal | 94
Downscaling[MESSAGEix-GLOBIOM 1.1-M-R12] | Delayed transition | FRA | Emissions¦CO2¦Power (estimated) | Mt CO2 | Secondary Energy¦Electricity¦Coal | elec_co2 |  | 2025 | 2.585 | Secondary Energy¦Electricity¦Coal | 94
Downscaling[MESSAGEix-GLOBIOM 1.1-M-R12] | Delayed transition | FRA | Emissions¦CO2¦Power (estimated) | Mt CO2 | Secondary Energy¦Electricity¦Coal | elec_co2 |  | 2030 | 1.4946 | Secondary Energy¦Electricity¦Coal | 94
Downscaling[MESSAGEix-GLOBIOM 1.1-M-R12] | Delayed transition | FRA | Emissions¦CO2¦Power (estimated) | Mt CO2 | Secondary Energy¦Electricity¦Coal | elec_co2 |  | 2035 | 0.5358 | Secondary Energy¦Electricity¦Coal | 94
Downscaling[MESSAGEix-GLOBIOM 1.1-M-R12] | Delayed transition | FRA | Emissions¦CO2¦Power (estimated) | Mt CO2 | Secondary Energy¦Electricity¦Coal | elec_co2 |  | 2040 | 0.1316 | Secondary Energy¦Electricity¦Coal | 94
Downscaling[MESSAGEix-GLOBIOM 1.1-M-R12] | Delayed transition | FRA | Emissions¦CO2¦Power (estimated) | Mt CO2 | Secondary Energy¦Electricity¦Coal | elec_co2 |  | 2045 | 0 | Secondary Energy¦Electricity¦Coal | 94
Downscaling[MESSAGEix-GLOBIOM 1.1-M-R12] | Delayed transition | FRA | Emissions¦CO2¦Power (estimated) | Mt CO2 | Secondary Energy¦Electricity¦Coal | elec_co2 |  | 2050 | 0 | Secondary Energy¦Electricity¦Coal | 94
Downscaling[MESSAGEix-GLOBIOM 1.1-M-R12] | Delayed transition | FRA | Emissions¦CO2¦Power (estimated) | Mt CO2 | Secondary Energy¦Electricity¦Gas | elec_co2 |  | 2020 | 7.865 | Secondary Energy¦Electricity¦Gas | 55
Downscaling[MESSAGEix-GLOBIOM 1.1-M-R12] | Delayed transition | FRA | Emissions¦CO2¦Power (estimated) | Mt CO2 | Secondary Energy¦Electricity¦Gas | elec_co2 |  | 2025 | 10.9945 | Secondary Energy¦Electricity¦Gas | 55
Downscaling[MESSAGEix-GLOBIOM 1.1-M-R12] | Delayed transition | FRA | Emissions¦CO2¦Power (estimated) | Mt CO2 | Secondary Energy¦Electricity¦Gas | elec_co2 |  | 2030 | 8.2665 | Secondary Energy¦Electricity¦Gas | 55
Downscaling[MESSAGEix-GLOBIOM 1.1-M-R12] | Delayed transition | FRA | Emissions¦CO2¦Power (estimated) | Mt CO2 | Secondary Energy¦Electricity¦Gas | elec_co2 |  | 2035 | 8.635 | Secondary Energy¦Electricity¦Gas | 55
Downscaling[MESSAGEix-GLOBIOM 1.1-M-R12] | Delayed transition | FRA | Emissions¦CO2¦Power (estimated) | Mt CO2 | Secondary Energy¦Electricity¦Gas | elec_co2 |  | 2040 | 9.79 | Secondary Energy¦Electricity¦Gas | 55
Downscaling[MESSAGEix-GLOBIOM 1.1-M-R12] | Delayed transition | FRA | Emissions¦CO2¦Power (estimated) | Mt CO2 | Secondary Energy¦Electricity¦Gas | elec_co2 |  | 2045 | 14.553 | Secondary Energy¦Electricity¦Gas | 55
Downscaling[MESSAGEix-GLOBIOM 1.1-M-R12] | Delayed transition | FRA | Emissions¦CO2¦Power (estimated) | Mt CO2 | Secondary Energy¦Electricity¦Gas | elec_co2 |  | 2050 | 12.2265 | Secondary Energy¦Electricity¦Gas | 55
Downscaling[MESSAGEix-GLOBIOM 1.1-M-R12] | Delayed transition | FRA | Emissions¦CO2¦Power (estimated) | Mt CO2 | Secondary Energy¦Electricity¦Oil | elec_co2 |  | 2020 | 2.688 | Secondary Energy¦Electricity¦Oil | 70
Downscaling[MESSAGEix-GLOBIOM 1.1-M-R12] | Delayed transition | FRA | Emissions¦CO2¦Power (estimated) | Mt CO2 | Secondary Energy¦Electricity¦Oil | elec_co2 |  | 2025 | 0.553 | Secondary Energy¦Electricity¦Oil | 70
Downscaling[MESSAGEix-GLOBIOM 1.1-M-R12] | Delayed transition | FRA | Emissions¦CO2¦Power (estimated) | Mt CO2 | Secondary Energy¦Electricity¦Oil | elec_co2 |  | 2030 | 0 | Secondary Energy¦Electricity¦Oil | 70
Downscaling[MESSAGEix-GLOBIOM 1.1-M-R12] | Delayed transition | FRA | Emissions¦CO2¦Power (estimated) | Mt CO2 | Secondary Energy¦Electricity¦Oil | elec_co2 |  | 2035 | 0 | Secondary Energy¦Electricity¦Oil | 70
Downscaling[MESSAGEix-GLOBIOM 1.1-M-R12] | Delayed transition | FRA | Emissions¦CO2¦Power (estimated) | Mt CO2 | Secondary Energy¦Electricity¦Oil | elec_co2 |  | 2040 | 0 | Secondary Energy¦Electricity¦Oil | 70
Downscaling[MESSAGEix-GLOBIOM 1.1-M-R12] | Delayed transition | FRA | Emissions¦CO2¦Power (estimated) | Mt CO2 | Secondary Energy¦Electricity¦Oil | elec_co2 |  | 2045 | 0 | Secondary Energy¦Electricity¦Oil | 70
Downscaling[MESSAGEix-GLOBIOM 1.1-M-R12] | Delayed transition | FRA | Emissions¦CO2¦Power (estimated) | Mt CO2 | Secondary Energy¦Electricity¦Oil | elec_co2 |  | 2050 | 0 | Secondary Energy¦Electricity¦Oil | 70
Downscaling[MESSAGEix-GLOBIOM 1.1-M-R12] | Delayed transition | FRA | Price¦Primary Energy¦Biomass | US$2010/GJ | Price¦Primary Energy¦Biomass | fuel_supply | bioenergy | 2020 | 0.7933 | Price¦Primary Energy¦Biomass
Downscaling[MESSAGEix-GLOBIOM 1.1-M-R12] | Delayed transition | FRA | Price¦Primary Energy¦Biomass | US$2010/GJ | Price¦Primary Energy¦Biomass | fuel_supply | bioenergy | 2025 | 1.8441 | Price¦Primary Energy¦Biomass
Downscaling[MESSAGEix-GLOBIOM 1.1-M-R12] | Delayed transition | FRA | Price¦Primary Energy¦Biomass | US$2010/GJ | Price¦Primary Energy¦Biomass | fuel_supply | bioenergy | 2030 | 4.6742 | Price¦Primary Energy¦Biomass
Downscaling[MESSAGEix-GLOBIOM 1.1-M-R12] | Delayed transition | FRA | Price¦Primary Energy¦Biomass | US$2010/GJ | Price¦Primary Energy¦Biomass | fuel_supply | bioenergy | 2035 | 7.4223 | Price¦Primary Energy¦Biomass
Downscaling[MESSAGEix-GLOBIOM 1.1-M-R12] | Delayed transition | FRA | Price¦Primary Energy¦Biomass | US$2010/GJ | Price¦Primary Energy¦Biomass | fuel_supply | bioenergy | 2040 | 8.4809 | Price¦Primary Energy¦Biomass
Downscaling[MESSAGEix-GLOBIOM 1.1-M-R12] | Delayed transition | FRA | Price¦Primary Energy¦Biomass | US$2010/GJ | Price¦Primary Energy¦Biomass | fuel_supply | bioenergy | 2045 | 9.75 | Price¦Primary Energy¦Biomass
Downscaling[MESSAGEix-GLOBIOM 1.1-M-R12] | Delayed transition | FRA | Price¦Primary Energy¦Biomass | US$2010/GJ | Price¦Primary Energy¦Biomass | fuel_supply | bioenergy | 2050 | 11.804 | Price¦Primary Energy¦Biomass
Downscaling[MESSAGEix-GLOBIOM 1.1-M-R12] | Delayed transition | FRA | Price¦Primary Energy¦Coal | US$2010/GJ | Price¦Primary Energy¦Coal | fuel_supply | coal | 2020 | 1.8211 | Price¦Primary Energy¦Coal
Downscaling[MESSAGEix-GLOBIOM 1.1-M-R12] | Delayed transition | FRA | Price¦Primary Energy¦Coal | US$2010/GJ | Price¦Primary Energy¦Coal | fuel_supply | coal | 2025 | 2.3668 | Price¦Primary Energy¦Coal
Downscaling[MESSAGEix-GLOBIOM 1.1-M-R12] | Delayed transition | FRA | Price¦Primary Energy¦Coal | US$2010/GJ | Price¦Primary Energy¦Coal | fuel_supply | coal | 2030 | 4.0582 | Price¦Primary Energy¦Coal
Downscaling[MESSAGEix-GLOBIOM 1.1-M-R12] | Delayed transition | FRA | Price¦Primary Energy¦Coal | US$2010/GJ | Price¦Primary Energy¦Coal | fuel_supply | coal | 2035 | -3.5796 | Price¦Primary Energy¦Coal
Downscaling[MESSAGEix-GLOBIOM 1.1-M-R12] | Delayed transition | FRA | Price¦Primary Energy¦Coal | US$2010/GJ | Price¦Primary Energy¦Coal | fuel_supply | coal | 2040 | -3.2061 | Price¦Primary Energy¦Coal
Downscaling[MESSAGEix-GLOBIOM 1.1-M-R12] | Delayed transition | FRA | Price¦Primary Energy¦Coal | US$2010/GJ | Price¦Primary Energy¦Coal | fuel_supply | coal | 2045 | 2.6182 | Price¦Primary Energy¦Coal
Downscaling[MESSAGEix-GLOBIOM 1.1-M-R12] | Delayed transition | FRA | Price¦Primary Energy¦Coal | US$2010/GJ | Price¦Primary Energy¦Coal | fuel_supply | coal | 2050 | 3.4154 | Price¦Primary Energy¦Coal
Downscaling[MESSAGEix-GLOBIOM 1.1-M-R12] | Delayed transition | FRA | Price¦Primary Energy¦Gas | US$2010/GJ | Price¦Primary Energy¦Gas | fuel_supply | gas | 2020 | 2.4039 | Price¦Primary Energy¦Gas
Downscaling[MESSAGEix-GLOBIOM 1.1-M-R12] | Delayed transition | FRA | Price¦Primary Energy¦Gas | US$2010/GJ | Price¦Primary Energy¦Gas | fuel_supply | gas | 2025 | 2.8899 | Price¦Primary Energy¦Gas
Downscaling[MESSAGEix-GLOBIOM 1.1-M-R12] | Delayed transition | FRA | Price¦Primary Energy¦Gas | US$2010/GJ | Price¦Primary Energy¦Gas | fuel_supply | gas | 2030 | 7.7437 | Price¦Primary Energy¦Gas
Downscaling[MESSAGEix-GLOBIOM 1.1-M-R12] | Delayed transition | FRA | Price¦Primary Energy¦Gas | US$2010/GJ | Price¦Primary Energy¦Gas | fuel_supply | gas | 2035 | 3.7477 | Price¦Primary Energy¦Gas
Downscaling[MESSAGEix-GLOBIOM 1.1-M-R12] | Delayed transition | FRA | Price¦Primary Energy¦Gas | US$2010/GJ | Price¦Primary Energy¦Gas | fuel_supply | gas | 2040 | 3.9839 | Price¦Primary Energy¦Gas
Downscaling[MESSAGEix-GLOBIOM 1.1-M-R12] | Delayed transition | FRA | Price¦Primary Energy¦Gas | US$2010/GJ | Price¦Primary Energy¦Gas | fuel_supply | gas | 2045 | 4.5586 | Price¦Primary Energy¦Gas
Downscaling[MESSAGEix-GLOBIOM 1.1-M-R12] | Delayed transition | FRA | Price¦Primary Energy¦Gas | US$2010/GJ | Price¦Primary Energy¦Gas | fuel_supply | gas | 2050 | 4.9874 | Price¦Primary Energy¦Gas
Downscaling[MESSAGEix-GLOBIOM 1.1-M-R12] | Delayed transition | FRA | Price¦Secondary Energy¦Liquids¦Oil | US$2010/GJ | Price¦Secondary Energy¦Liquids¦Oil | fuel_supply | oil | 2020 | 3.1243 | Price¦Secondary Energy¦Liquids¦Oil
Downscaling[MESSAGEix-GLOBIOM 1.1-M-R12] | Delayed transition | FRA | Price¦Secondary Energy¦Liquids¦Oil | US$2010/GJ | Price¦Secondary Energy¦Liquids¦Oil | fuel_supply | oil | 2025 | 4.303 | Price¦Secondary Energy¦Liquids¦Oil
Downscaling[MESSAGEix-GLOBIOM 1.1-M-R12] | Delayed transition | FRA | Price¦Secondary Energy¦Liquids¦Oil | US$2010/GJ | Price¦Secondary Energy¦Liquids¦Oil | fuel_supply | oil | 2030 | 8.9704 | Price¦Secondary Energy¦Liquids¦Oil
Downscaling[MESSAGEix-GLOBIOM 1.1-M-R12] | Delayed transition | FRA | Price¦Secondary Energy¦Liquids¦Oil | US$2010/GJ | Price¦Secondary Energy¦Liquids¦Oil | fuel_supply | oil | 2035 | 5.1719 | Price¦Secondary Energy¦Liquids¦Oil
Downscaling[MESSAGEix-GLOBIOM 1.1-M-R12] | Delayed transition | FRA | Price¦Secondary Energy¦Liquids¦Oil | US$2010/GJ | Price¦Secondary Energy¦Liquids¦Oil | fuel_supply | oil | 2040 | 4.9318 | Price¦Secondary Energy¦Liquids¦Oil
Downscaling[MESSAGEix-GLOBIOM 1.1-M-R12] | Delayed transition | FRA | Price¦Secondary Energy¦Liquids¦Oil | US$2010/GJ | Price¦Secondary Energy¦Liquids¦Oil | fuel_supply | oil | 2045 | 5.2711 | Price¦Secondary Energy¦Liquids¦Oil
Downscaling[MESSAGEix-GLOBIOM 1.1-M-R12] | Delayed transition | FRA | Price¦Secondary Energy¦Liquids¦Oil | US$2010/GJ | Price¦Secondary Energy¦Liquids¦Oil | fuel_supply | oil | 2050 | 4.5691 | Price¦Secondary Energy¦Liquids¦Oil
Downscaling[MESSAGEix-GLOBIOM 1.1-M-R12] | Delayed transition | FRA | Emissions¦CO2 | Mt CO2/yr | Emissions¦CO2 | scenarios - CO2 abatement | CO2 | 2020 | 194.8218 | Emissions¦CO2
Downscaling[MESSAGEix-GLOBIOM 1.1-M-R12] | Delayed transition | FRA | Emissions¦CO2 | Mt CO2/yr | Emissions¦CO2 | scenarios - CO2 abatement | CO2 | 2025 | 237.3822 | Emissions¦CO2
Downscaling[MESSAGEix-GLOBIOM 1.1-M-R12] | Delayed transition | FRA | Emissions¦CO2 | Mt CO2/yr | Emissions¦CO2 | scenarios - CO2 abatement | CO2 | 2030 | 218.9084 | Emissions¦CO2
Downscaling[MESSAGEix-GLOBIOM 1.1-M-R12] | Delayed transition | FRA | Emissions¦CO2 | Mt CO2/yr | Emissions¦CO2 | scenarios - CO2 abatement | CO2 | 2035 | 184.6006 | Emissions¦CO2
Downscaling[MESSAGEix-GLOBIOM 1.1-M-R12] | Delayed transition | FRA | Emissions¦CO2 | Mt CO2/yr | Emissions¦CO2 | scenarios - CO2 abatement | CO2 | 2040 | 143.3328 | Emissions¦CO2
Downscaling[MESSAGEix-GLOBIOM 1.1-M-R12] | Delayed transition | FRA | Emissions¦CO2 | Mt CO2/yr | Emissions¦CO2 | scenarios - CO2 abatement | CO2 | 2045 | 91.0611 | Emissions¦CO2
Downscaling[MESSAGEix-GLOBIOM 1.1-M-R12] | Delayed transition | FRA | Emissions¦CO2 | Mt CO2/yr | Emissions¦CO2 | scenarios - CO2 abatement | CO2 | 2050 | 44.6093 | Emissions¦CO2
Downscaling[MESSAGEix-GLOBIOM 1.1-M-R12] | Delayed transition | FRA | Emissions¦CO2¦Energy | Mt CO2/yr | Emissions¦CO2¦Energy | scenarios - CO2 abatement | CO2 | 2020 | 256.2233 | Emissions¦CO2¦Energy
Downscaling[MESSAGEix-GLOBIOM 1.1-M-R12] | Delayed transition | FRA | Emissions¦CO2¦Energy | Mt CO2/yr | Emissions¦CO2¦Energy | scenarios - CO2 abatement | CO2 | 2025 | 274.4555 | Emissions¦CO2¦Energy
Downscaling[MESSAGEix-GLOBIOM 1.1-M-R12] | Delayed transition | FRA | Emissions¦CO2¦Energy | Mt CO2/yr | Emissions¦CO2¦Energy | scenarios - CO2 abatement | CO2 | 2030 | 264.8784 | Emissions¦CO2¦Energy
Downscaling[MESSAGEix-GLOBIOM 1.1-M-R12] | Delayed transition | FRA | Emissions¦CO2¦Energy | Mt CO2/yr | Emissions¦CO2¦Energy | scenarios - CO2 abatement | CO2 | 2035 | 235.4321 | Emissions¦CO2¦Energy
Downscaling[MESSAGEix-GLOBIOM 1.1-M-R12] | Delayed transition | FRA | Emissions¦CO2¦Energy | Mt CO2/yr | Emissions¦CO2¦Energy | scenarios - CO2 abatement | CO2 | 2040 | 198.6255 | Emissions¦CO2¦Energy
Downscaling[MESSAGEix-GLOBIOM 1.1-M-R12] | Delayed transition | FRA | Emissions¦CO2¦Energy | Mt CO2/yr | Emissions¦CO2¦Energy | scenarios - CO2 abatement | CO2 | 2045 | 149.3682 | Emissions¦CO2¦Energy
Downscaling[MESSAGEix-GLOBIOM 1.1-M-R12] | Delayed transition | FRA | Emissions¦CO2¦Energy | Mt CO2/yr | Emissions¦CO2¦Energy | scenarios - CO2 abatement | CO2 | 2050 | 105.2582 | Emissions¦CO2¦Energy
Downscaling[MESSAGEix-GLOBIOM 1.1-M-R12] | Fragmented World | FRA | Carbon Sequestration¦CCS | Mt CO2/yr | Carbon Sequestration¦CCS | CCS potential |  | 2020 | 0 | Carbon Sequestration¦CCS
Downscaling[MESSAGEix-GLOBIOM 1.1-M-R12] | Fragmented World | FRA | Carbon Sequestration¦CCS | Mt CO2/yr | Carbon Sequestration¦CCS | CCS potential |  | 2025 | 0 | Carbon Sequestration¦CCS
Downscaling[MESSAGEix-GLOBIOM 1.1-M-R12] | Fragmented World | FRA | Carbon Sequestration¦CCS | Mt CO2/yr | Carbon Sequestration¦CCS | CCS potential |  | 2030 | 0 | Carbon Sequestration¦CCS
Downscaling[MESSAGEix-GLOBIOM 1.1-M-R12] | Fragmented World | FRA | Carbon Sequestration¦CCS | Mt CO2/yr | Carbon Sequestration¦CCS | CCS potential |  | 2035 | 9.5337 | Carbon Sequestration¦CCS
Downscaling[MESSAGEix-GLOBIOM 1.1-M-R12] | Fragmented World | FRA | Carbon Sequestration¦CCS | Mt CO2/yr | Carbon Sequestration¦CCS | CCS potential |  | 2040 | 15.9609 | Carbon Sequestration¦CCS
Downscaling[MESSAGEix-GLOBIOM 1.1-M-R12] | Fragmented World | FRA | Carbon Sequestration¦CCS | Mt CO2/yr | Carbon Sequestration¦CCS | CCS potential |  | 2045 | 23.2714 | Carbon Sequestration¦CCS
Downscaling[MESSAGEix-GLOBIOM 1.1-M-R12] | Fragmented World | FRA | Carbon Sequestration¦CCS | Mt CO2/yr | Carbon Sequestration¦CCS | CCS potential |  | 2050 | 36.6311 | Carbon Sequestration¦CCS
Downscaling[MESSAGEix-GLOBIOM 1.1-M-R12] | Fragmented World | FRA | Final Energy¦Industry¦Electricity | EJ/yr | Final Energy¦Industry¦Electricity | demand_projection | elc_industry | 2020 | 0.2252 | Final Energy¦Industry¦Electricity
Downscaling[MESSAGEix-GLOBIOM 1.1-M-R12] | Fragmented World | FRA | Final Energy¦Industry¦Electricity | EJ/yr | Final Energy¦Industry¦Electricity | demand_projection | elc_industry | 2025 | 0.2293 | Final Energy¦Industry¦Electricity
Downscaling[MESSAGEix-GLOBIOM 1.1-M-R12] | Fragmented World | FRA | Final Energy¦Industry¦Electricity | EJ/yr | Final Energy¦Industry¦Electricity | demand_projection | elc_industry | 2030 | 0.2045 | Final Energy¦Industry¦Electricity
Downscaling[MESSAGEix-GLOBIOM 1.1-M-R12] | Fragmented World | FRA | Final Energy¦Industry¦Electricity | EJ/yr | Final Energy¦Industry¦Electricity | demand_projection | elc_industry | 2035 | 0.2099 | Final Energy¦Industry¦Electricity
Downscaling[MESSAGEix-GLOBIOM 1.1-M-R12] | Fragmented World | FRA | Final Energy¦Industry¦Electricity | EJ/yr | Final Energy¦Industry¦Electricity | demand_projection | elc_industry | 2040 | 0.2637 | Final Energy¦Industry¦Electricity
Downscaling[MESSAGEix-GLOBIOM 1.1-M-R12] | Fragmented World | FRA | Final Energy¦Industry¦Electricity | EJ/yr | Final Energy¦Industry¦Electricity | demand_projection | elc_industry | 2045 | 0.2728 | Final Energy¦Industry¦Electricity
Downscaling[MESSAGEix-GLOBIOM 1.1-M-R12] | Fragmented World | FRA | Final Energy¦Industry¦Electricity | EJ/yr | Final Energy¦Industry¦Electricity | demand_projection | elc_industry | 2050 | 0.2851 | Final Energy¦Industry¦Electricity
Downscaling[MESSAGEix-GLOBIOM 1.1-M-R12] | Fragmented World | FRA | Final Energy¦Residential and Commercial¦Electricity | EJ/yr | Final Energy¦Residential and Commercial¦Electricity | demand_projection | elc_buildings | 2020 | 1.0092 | Final Energy¦Residential and Commercial¦Electricity
Downscaling[MESSAGEix-GLOBIOM 1.1-M-R12] | Fragmented World | FRA | Final Energy¦Residential and Commercial¦Electricity | EJ/yr | Final Energy¦Residential and Commercial¦Electricity | demand_projection | elc_buildings | 2025 | 1.1162 | Final Energy¦Residential and Commercial¦Electricity
Downscaling[MESSAGEix-GLOBIOM 1.1-M-R12] | Fragmented World | FRA | Final Energy¦Residential and Commercial¦Electricity | EJ/yr | Final Energy¦Residential and Commercial¦Electricity | demand_projection | elc_buildings | 2030 | 1.2391 | Final Energy¦Residential and Commercial¦Electricity
Downscaling[MESSAGEix-GLOBIOM 1.1-M-R12] | Fragmented World | FRA | Final Energy¦Residential and Commercial¦Electricity | EJ/yr | Final Energy¦Residential and Commercial¦Electricity | demand_projection | elc_buildings | 2035 | 1.3244 | Final Energy¦Residential and Commercial¦Electricity
Downscaling[MESSAGEix-GLOBIOM 1.1-M-R12] | Fragmented World | FRA | Final Energy¦Residential and Commercial¦Electricity | EJ/yr | Final Energy¦Residential and Commercial¦Electricity | demand_projection | elc_buildings | 2040 | 1.2413 | Final Energy¦Residential and Commercial¦Electricity
Downscaling[MESSAGEix-GLOBIOM 1.1-M-R12] | Fragmented World | FRA | Final Energy¦Residential and Commercial¦Electricity | EJ/yr | Final Energy¦Residential and Commercial¦Electricity | demand_projection | elc_buildings | 2045 | 1.3942 | Final Energy¦Residential and Commercial¦Electricity
Downscaling[MESSAGEix-GLOBIOM 1.1-M-R12] | Fragmented World | FRA | Final Energy¦Residential and Commercial¦Electricity | EJ/yr | Final Energy¦Residential and Commercial¦Electricity | demand_projection | elc_buildings | 2050 | 1.5575 | Final Energy¦Residential and Commercial¦Electricity
Downscaling[MESSAGEix-GLOBIOM 1.1-M-R12] | Fragmented World | FRA | Final Energy¦Transportation¦Electricity | EJ/yr | Final Energy¦Transportation¦Electricity | demand_projection | elc_transport | 2020 | 0.0507 | Final Energy¦Transportation¦Electricity
Downscaling[MESSAGEix-GLOBIOM 1.1-M-R12] | Fragmented World | FRA | Final Energy¦Transportation¦Electricity | EJ/yr | Final Energy¦Transportation¦Electricity | demand_projection | elc_transport | 2025 | 0.049 | Final Energy¦Transportation¦Electricity
Downscaling[MESSAGEix-GLOBIOM 1.1-M-R12] | Fragmented World | FRA | Final Energy¦Transportation¦Electricity | EJ/yr | Final Energy¦Transportation¦Electricity | demand_projection | elc_transport | 2030 | 0.0743 | Final Energy¦Transportation¦Electricity
Downscaling[MESSAGEix-GLOBIOM 1.1-M-R12] | Fragmented World | FRA | Final Energy¦Transportation¦Electricity | EJ/yr | Final Energy¦Transportation¦Electricity | demand_projection | elc_transport | 2035 | 0.1387 | Final Energy¦Transportation¦Electricity
Downscaling[MESSAGEix-GLOBIOM 1.1-M-R12] | Fragmented World | FRA | Final Energy¦Transportation¦Electricity | EJ/yr | Final Energy¦Transportation¦Electricity | demand_projection | elc_transport | 2040 | 0.3468 | Final Energy¦Transportation¦Electricity
Downscaling[MESSAGEix-GLOBIOM 1.1-M-R12] | Fragmented World | FRA | Final Energy¦Transportation¦Electricity | EJ/yr | Final Energy¦Transportation¦Electricity | demand_projection | elc_transport | 2045 | 0.4861 | Final Energy¦Transportation¦Electricity
Downscaling[MESSAGEix-GLOBIOM 1.1-M-R12] | Fragmented World | FRA | Final Energy¦Transportation¦Electricity | EJ/yr | Final Energy¦Transportation¦Electricity | demand_projection | elc_transport | 2050 | 0.5721 | Final Energy¦Transportation¦Electricity
Downscaling[MESSAGEix-GLOBIOM 1.1-M-R12] | Fragmented World | FRA | Secondary Energy¦Hydrogen | EJ/yr | Secondary Energy¦Hydrogen | demand_projection | hydrogen_allsect | 2020 | 0 | Secondary Energy¦Hydrogen
Downscaling[MESSAGEix-GLOBIOM 1.1-M-R12] | Fragmented World | FRA | Secondary Energy¦Hydrogen | EJ/yr | Secondary Energy¦Hydrogen | demand_projection | hydrogen_allsect | 2025 | 0 | Secondary Energy¦Hydrogen
Downscaling[MESSAGEix-GLOBIOM 1.1-M-R12] | Fragmented World | FRA | Secondary Energy¦Hydrogen | EJ/yr | Secondary Energy¦Hydrogen | demand_projection | hydrogen_allsect | 2030 | 0 | Secondary Energy¦Hydrogen
Downscaling[MESSAGEix-GLOBIOM 1.1-M-R12] | Fragmented World | FRA | Secondary Energy¦Hydrogen | EJ/yr | Secondary Energy¦Hydrogen | demand_projection | hydrogen_allsect | 2035 | 0.0106 | Secondary Energy¦Hydrogen
Downscaling[MESSAGEix-GLOBIOM 1.1-M-R12] | Fragmented World | FRA | Secondary Energy¦Hydrogen | EJ/yr | Secondary Energy¦Hydrogen | demand_projection | hydrogen_allsect | 2040 | 0.0284 | Secondary Energy¦Hydrogen
Downscaling[MESSAGEix-GLOBIOM 1.1-M-R12] | Fragmented World | FRA | Secondary Energy¦Hydrogen | EJ/yr | Secondary Energy¦Hydrogen | demand_projection | hydrogen_allsect | 2045 | 0.0536 | Secondary Energy¦Hydrogen
Downscaling[MESSAGEix-GLOBIOM 1.1-M-R12] | Fragmented World | FRA | Secondary Energy¦Hydrogen | EJ/yr | Secondary Energy¦Hydrogen | demand_projection | hydrogen_allsect | 2050 | 0.0919 | Secondary Energy¦Hydrogen
Downscaling[MESSAGEix-GLOBIOM 1.1-M-R12] | Fragmented World | FRA | Emissions¦CO2¦Power (estimated) | Mt CO2 | Secondary Energy¦Electricity¦Coal | elec_co2 |  | 2020 | 3.4404 | Secondary Energy¦Electricity¦Coal | 94
Downscaling[MESSAGEix-GLOBIOM 1.1-M-R12] | Fragmented World | FRA | Emissions¦CO2¦Power (estimated) | Mt CO2 | Secondary Energy¦Electricity¦Coal | elec_co2 |  | 2025 | 2.444 | Secondary Energy¦Electricity¦Coal | 94
Downscaling[MESSAGEix-GLOBIOM 1.1-M-R12] | Fragmented World | FRA | Emissions¦CO2¦Power (estimated) | Mt CO2 | Secondary Energy¦Electricity¦Coal | elec_co2 |  | 2030 | 1.4758 | Secondary Energy¦Electricity¦Coal | 94
Downscaling[MESSAGEix-GLOBIOM 1.1-M-R12] | Fragmented World | FRA | Emissions¦CO2¦Power (estimated) | Mt CO2 | Secondary Energy¦Electricity¦Coal | elec_co2 |  | 2035 | 0.3384 | Secondary Energy¦Electricity¦Coal | 94
Downscaling[MESSAGEix-GLOBIOM 1.1-M-R12] | Fragmented World | FRA | Emissions¦CO2¦Power (estimated) | Mt CO2 | Secondary Energy¦Electricity¦Coal | elec_co2 |  | 2040 | 0.1316 | Secondary Energy¦Electricity¦Coal | 94
Downscaling[MESSAGEix-GLOBIOM 1.1-M-R12] | Fragmented World | FRA | Emissions¦CO2¦Power (estimated) | Mt CO2 | Secondary Energy¦Electricity¦Coal | elec_co2 |  | 2045 | 0 | Secondary Energy¦Electricity¦Coal | 94
Downscaling[MESSAGEix-GLOBIOM 1.1-M-R12] | Fragmented World | FRA | Emissions¦CO2¦Power (estimated) | Mt CO2 | Secondary Energy¦Electricity¦Coal | elec_co2 |  | 2050 | 0 | Secondary Energy¦Electricity¦Coal | 94
Downscaling[MESSAGEix-GLOBIOM 1.1-M-R12] | Fragmented World | FRA | Emissions¦CO2¦Power (estimated) | Mt CO2 | Secondary Energy¦Electricity¦Gas | elec_co2 |  | 2020 | 7.3535 | Secondary Energy¦Electricity¦Gas | 55
Downscaling[MESSAGEix-GLOBIOM 1.1-M-R12] | Fragmented World | FRA | Emissions¦CO2¦Power (estimated) | Mt CO2 | Secondary Energy¦Electricity¦Gas | elec_co2 |  | 2025 | 10.296 | Secondary Energy¦Electricity¦Gas | 55
Downscaling[MESSAGEix-GLOBIOM 1.1-M-R12] | Fragmented World | FRA | Emissions¦CO2¦Power (estimated) | Mt CO2 | Secondary Energy¦Electricity¦Gas | elec_co2 |  | 2030 | 8.1125 | Secondary Energy¦Electricity¦Gas | 55
Downscaling[MESSAGEix-GLOBIOM 1.1-M-R12] | Fragmented World | FRA | Emissions¦CO2¦Power (estimated) | Mt CO2 | Secondary Energy¦Electricity¦Gas | elec_co2 |  | 2035 | 7.9365 | Secondary Energy¦Electricity¦Gas | 55
Downscaling[MESSAGEix-GLOBIOM 1.1-M-R12] | Fragmented World | FRA | Emissions¦CO2¦Power (estimated) | Mt CO2 | Secondary Energy¦Electricity¦Gas | elec_co2 |  | 2040 | 8.3875 | Secondary Energy¦Electricity¦Gas | 55
Downscaling[MESSAGEix-GLOBIOM 1.1-M-R12] | Fragmented World | FRA | Emissions¦CO2¦Power (estimated) | Mt CO2 | Secondary Energy¦Electricity¦Gas | elec_co2 |  | 2045 | 10.6095 | Secondary Energy¦Electricity¦Gas | 55
Downscaling[MESSAGEix-GLOBIOM 1.1-M-R12] | Fragmented World | FRA | Emissions¦CO2¦Power (estimated) | Mt CO2 | Secondary Energy¦Electricity¦Gas | elec_co2 |  | 2050 | 10.131 | Secondary Energy¦Electricity¦Gas | 55
Downscaling[MESSAGEix-GLOBIOM 1.1-M-R12] | Fragmented World | FRA | Emissions¦CO2¦Power (estimated) | Mt CO2 | Secondary Energy¦Electricity¦Oil | elec_co2 |  | 2020 | 2.527 | Secondary Energy¦Electricity¦Oil | 70
Downscaling[MESSAGEix-GLOBIOM 1.1-M-R12] | Fragmented World | FRA | Emissions¦CO2¦Power (estimated) | Mt CO2 | Secondary Energy¦Electricity¦Oil | elec_co2 |  | 2025 | 0.525 | Secondary Energy¦Electricity¦Oil | 70
Downscaling[MESSAGEix-GLOBIOM 1.1-M-R12] | Fragmented World | FRA | Emissions¦CO2¦Power (estimated) | Mt CO2 | Secondary Energy¦Electricity¦Oil | elec_co2 |  | 2030 | 0 | Secondary Energy¦Electricity¦Oil | 70
Downscaling[MESSAGEix-GLOBIOM 1.1-M-R12] | Fragmented World | FRA | Emissions¦CO2¦Power (estimated) | Mt CO2 | Secondary Energy¦Electricity¦Oil | elec_co2 |  | 2035 | 0 | Secondary Energy¦Electricity¦Oil | 70
Downscaling[MESSAGEix-GLOBIOM 1.1-M-R12] | Fragmented World | FRA | Emissions¦CO2¦Power (estimated) | Mt CO2 | Secondary Energy¦Electricity¦Oil | elec_co2 |  | 2040 | 0 | Secondary Energy¦Electricity¦Oil | 70
Downscaling[MESSAGEix-GLOBIOM 1.1-M-R12] | Fragmented World | FRA | Emissions¦CO2¦Power (estimated) | Mt CO2 | Secondary Energy¦Electricity¦Oil | elec_co2 |  | 2045 | 0 | Secondary Energy¦Electricity¦Oil | 70
Downscaling[MESSAGEix-GLOBIOM 1.1-M-R12] | Fragmented World | FRA | Emissions¦CO2¦Power (estimated) | Mt CO2 | Secondary Energy¦Electricity¦Oil | elec_co2 |  | 2050 | 0 | Secondary Energy¦Electricity¦Oil | 70
Downscaling[MESSAGEix-GLOBIOM 1.1-M-R12] | Fragmented World | FRA | Price¦Primary Energy¦Biomass | US$2010/GJ | Price¦Primary Energy¦Biomass | fuel_supply | bioenergy | 2020 | 0.7933 | Price¦Primary Energy¦Biomass
Downscaling[MESSAGEix-GLOBIOM 1.1-M-R12] | Fragmented World | FRA | Price¦Primary Energy¦Biomass | US$2010/GJ | Price¦Primary Energy¦Biomass | fuel_supply | bioenergy | 2025 | 1.8441 | Price¦Primary Energy¦Biomass
Downscaling[MESSAGEix-GLOBIOM 1.1-M-R12] | Fragmented World | FRA | Price¦Primary Energy¦Biomass | US$2010/GJ | Price¦Primary Energy¦Biomass | fuel_supply | bioenergy | 2030 | 4.6742 | Price¦Primary Energy¦Biomass
Downscaling[MESSAGEix-GLOBIOM 1.1-M-R12] | Fragmented World | FRA | Price¦Primary Energy¦Biomass | US$2010/GJ | Price¦Primary Energy¦Biomass | fuel_supply | bioenergy | 2035 | 3.8858 | Price¦Primary Energy¦Biomass
Downscaling[MESSAGEix-GLOBIOM 1.1-M-R12] | Fragmented World | FRA | Price¦Primary Energy¦Biomass | US$2010/GJ | Price¦Primary Energy¦Biomass | fuel_supply | bioenergy | 2040 | 7.6164 | Price¦Primary Energy¦Biomass
Downscaling[MESSAGEix-GLOBIOM 1.1-M-R12] | Fragmented World | FRA | Price¦Primary Energy¦Biomass | US$2010/GJ | Price¦Primary Energy¦Biomass | fuel_supply | bioenergy | 2045 | 7.5193 | Price¦Primary Energy¦Biomass
Downscaling[MESSAGEix-GLOBIOM 1.1-M-R12] | Fragmented World | FRA | Price¦Primary Energy¦Biomass | US$2010/GJ | Price¦Primary Energy¦Biomass | fuel_supply | bioenergy | 2050 | 12.6198 | Price¦Primary Energy¦Biomass
Downscaling[MESSAGEix-GLOBIOM 1.1-M-R12] | Fragmented World | FRA | Price¦Primary Energy¦Coal | US$2010/GJ | Price¦Primary Energy¦Coal | fuel_supply | coal | 2020 | 1.8211 | Price¦Primary Energy¦Coal
Downscaling[MESSAGEix-GLOBIOM 1.1-M-R12] | Fragmented World | FRA | Price¦Primary Energy¦Coal | US$2010/GJ | Price¦Primary Energy¦Coal | fuel_supply | coal | 2025 | 2.3668 | Price¦Primary Energy¦Coal
Downscaling[MESSAGEix-GLOBIOM 1.1-M-R12] | Fragmented World | FRA | Price¦Primary Energy¦Coal | US$2010/GJ | Price¦Primary Energy¦Coal | fuel_supply | coal | 2030 | 4.0582 | Price¦Primary Energy¦Coal
Downscaling[MESSAGEix-GLOBIOM 1.1-M-R12] | Fragmented World | FRA | Price¦Primary Energy¦Coal | US$2010/GJ | Price¦Primary Energy¦Coal | fuel_supply | coal | 2035 | -2.2202 | Price¦Primary Energy¦Coal
Downscaling[MESSAGEix-GLOBIOM 1.1-M-R12] | Fragmented World | FRA | Price¦Primary Energy¦Coal | US$2010/GJ | Price¦Primary Energy¦Coal | fuel_supply | coal | 2040 | -3.1235 | Price¦Primary Energy¦Coal
Downscaling[MESSAGEix-GLOBIOM 1.1-M-R12] | Fragmented World | FRA | Price¦Primary Energy¦Coal | US$2010/GJ | Price¦Primary Energy¦Coal | fuel_supply | coal | 2045 | 2.1836 | Price¦Primary Energy¦Coal
Downscaling[MESSAGEix-GLOBIOM 1.1-M-R12] | Fragmented World | FRA | Price¦Primary Energy¦Coal | US$2010/GJ | Price¦Primary Energy¦Coal | fuel_supply | coal | 2050 | 2.7033 | Price¦Primary Energy¦Coal
Downscaling[MESSAGEix-GLOBIOM 1.1-M-R12] | Fragmented World | FRA | Price¦Primary Energy¦Gas | US$2010/GJ | Price¦Primary Energy¦Gas | fuel_supply | gas | 2020 | 2.4039 | Price¦Primary Energy¦Gas
Downscaling[MESSAGEix-GLOBIOM 1.1-M-R12] | Fragmented World | FRA | Price¦Primary Energy¦Gas | US$2010/GJ | Price¦Primary Energy¦Gas | fuel_supply | gas | 2025 | 2.8899 | Price¦Primary Energy¦Gas
Downscaling[MESSAGEix-GLOBIOM 1.1-M-R12] | Fragmented World | FRA | Price¦Primary Energy¦Gas | US$2010/GJ | Price¦Primary Energy¦Gas | fuel_supply | gas | 2030 | 7.7437 | Price¦Primary Energy¦Gas
Downscaling[MESSAGEix-GLOBIOM 1.1-M-R12] | Fragmented World | FRA | Price¦Primary Energy¦Gas | US$2010/GJ | Price¦Primary Energy¦Gas | fuel_supply | gas | 2035 | 3.6636 | Price¦Primary Energy¦Gas
Downscaling[MESSAGEix-GLOBIOM 1.1-M-R12] | Fragmented World | FRA | Price¦Primary Energy¦Gas | US$2010/GJ | Price¦Primary Energy¦Gas | fuel_supply | gas | 2040 | 3.8386 | Price¦Primary Energy¦Gas
Downscaling[MESSAGEix-GLOBIOM 1.1-M-R12] | Fragmented World | FRA | Price¦Primary Energy¦Gas | US$2010/GJ | Price¦Primary Energy¦Gas | fuel_supply | gas | 2045 | 4.2272 | Price¦Primary Energy¦Gas
Downscaling[MESSAGEix-GLOBIOM 1.1-M-R12] | Fragmented World | FRA | Price¦Primary Energy¦Gas | US$2010/GJ | Price¦Primary Energy¦Gas | fuel_supply | gas | 2050 | 4.8584 | Price¦Primary Energy¦Gas
Downscaling[MESSAGEix-GLOBIOM 1.1-M-R12] | Fragmented World | FRA | Price¦Secondary Energy¦Liquids¦Oil | US$2010/GJ | Price¦Secondary Energy¦Liquids¦Oil | fuel_supply | oil | 2020 | 3.1243 | Price¦Secondary Energy¦Liquids¦Oil
Downscaling[MESSAGEix-GLOBIOM 1.1-M-R12] | Fragmented World | FRA | Price¦Secondary Energy¦Liquids¦Oil | US$2010/GJ | Price¦Secondary Energy¦Liquids¦Oil | fuel_supply | oil | 2025 | 4.303 | Price¦Secondary Energy¦Liquids¦Oil
Downscaling[MESSAGEix-GLOBIOM 1.1-M-R12] | Fragmented World | FRA | Price¦Secondary Energy¦Liquids¦Oil | US$2010/GJ | Price¦Secondary Energy¦Liquids¦Oil | fuel_supply | oil | 2030 | 8.9704 | Price¦Secondary Energy¦Liquids¦Oil
Downscaling[MESSAGEix-GLOBIOM 1.1-M-R12] | Fragmented World | FRA | Price¦Secondary Energy¦Liquids¦Oil | US$2010/GJ | Price¦Secondary Energy¦Liquids¦Oil | fuel_supply | oil | 2035 | 5.3501 | Price¦Secondary Energy¦Liquids¦Oil
Downscaling[MESSAGEix-GLOBIOM 1.1-M-R12] | Fragmented World | FRA | Price¦Secondary Energy¦Liquids¦Oil | US$2010/GJ | Price¦Secondary Energy¦Liquids¦Oil | fuel_supply | oil | 2040 | 5.1689 | Price¦Secondary Energy¦Liquids¦Oil
Downscaling[MESSAGEix-GLOBIOM 1.1-M-R12] | Fragmented World | FRA | Price¦Secondary Energy¦Liquids¦Oil | US$2010/GJ | Price¦Secondary Energy¦Liquids¦Oil | fuel_supply | oil | 2045 | 5.8175 | Price¦Secondary Energy¦Liquids¦Oil
Downscaling[MESSAGEix-GLOBIOM 1.1-M-R12] | Fragmented World | FRA | Price¦Secondary Energy¦Liquids¦Oil | US$2010/GJ | Price¦Secondary Energy¦Liquids¦Oil | fuel_supply | oil | 2050 | 5.8238 | Price¦Secondary Energy¦Liquids¦Oil
Downscaling[MESSAGEix-GLOBIOM 1.1-M-R12] | Fragmented World | FRA | Emissions¦CO2 | Mt CO2/yr | Emissions¦CO2 | scenarios - CO2 abatement | CO2 | 2020 | 196.9667 | Emissions¦CO2
Downscaling[MESSAGEix-GLOBIOM 1.1-M-R12] | Fragmented World | FRA | Emissions¦CO2 | Mt CO2/yr | Emissions¦CO2 | scenarios - CO2 abatement | CO2 | 2025 | 236.7287 | Emissions¦CO2
Downscaling[MESSAGEix-GLOBIOM 1.1-M-R12] | Fragmented World | FRA | Emissions¦CO2 | Mt CO2/yr | Emissions¦CO2 | scenarios - CO2 abatement | CO2 | 2030 | 217.3423 | Emissions¦CO2
Downscaling[MESSAGEix-GLOBIOM 1.1-M-R12] | Fragmented World | FRA | Emissions¦CO2 | Mt CO2/yr | Emissions¦CO2 | scenarios - CO2 abatement | CO2 | 2035 | 180.8185 | Emissions¦CO2
Downscaling[MESSAGEix-GLOBIOM 1.1-M-R12] | Fragmented World | FRA | Emissions¦CO2 | Mt CO2/yr | Emissions¦CO2 | scenarios - CO2 abatement | CO2 | 2040 | 137.3841 | Emissions¦CO2
Downscaling[MESSAGEix-GLOBIOM 1.1-M-R12] | Fragmented World | FRA | Emissions¦CO2 | Mt CO2/yr | Emissions¦CO2 | scenarios - CO2 abatement | CO2 | 2045 | 88.2522 | Emissions¦CO2
Downscaling[MESSAGEix-GLOBIOM 1.1-M-R12] | Fragmented World | FRA | Emissions¦CO2 | Mt CO2/yr | Emissions¦CO2 | scenarios - CO2 abatement | CO2 | 2050 | 39.5042 | Emissions¦CO2
Downscaling[MESSAGEix-GLOBIOM 1.1-M-R12] | Fragmented World | FRA | Emissions¦CO2¦Energy | Mt CO2/yr | Emissions¦CO2¦Energy | scenarios - CO2 abatement | CO2 | 2020 | 258.2543 | Emissions¦CO2¦Energy
Downscaling[MESSAGEix-GLOBIOM 1.1-M-R12] | Fragmented World | FRA | Emissions¦CO2¦Energy | Mt CO2/yr | Emissions¦CO2¦Energy | scenarios - CO2 abatement | CO2 | 2025 | 275.1032 | Emissions¦CO2¦Energy
Downscaling[MESSAGEix-GLOBIOM 1.1-M-R12] | Fragmented World | FRA | Emissions¦CO2¦Energy | Mt CO2/yr | Emissions¦CO2¦Energy | scenarios - CO2 abatement | CO2 | 2030 | 265.7853 | Emissions¦CO2¦Energy
Downscaling[MESSAGEix-GLOBIOM 1.1-M-R12] | Fragmented World | FRA | Emissions¦CO2¦Energy | Mt CO2/yr | Emissions¦CO2¦Energy | scenarios - CO2 abatement | CO2 | 2035 | 236.0878 | Emissions¦CO2¦Energy
Downscaling[MESSAGEix-GLOBIOM 1.1-M-R12] | Fragmented World | FRA | Emissions¦CO2¦Energy | Mt CO2/yr | Emissions¦CO2¦Energy | scenarios - CO2 abatement | CO2 | 2040 | 198.2698 | Emissions¦CO2¦Energy
Downscaling[MESSAGEix-GLOBIOM 1.1-M-R12] | Fragmented World | FRA | Emissions¦CO2¦Energy | Mt CO2/yr | Emissions¦CO2¦Energy | scenarios - CO2 abatement | CO2 | 2045 | 153.485 | Emissions¦CO2¦Energy
Downscaling[MESSAGEix-GLOBIOM 1.1-M-R12] | Fragmented World | FRA | Emissions¦CO2¦Energy | Mt CO2/yr | Emissions¦CO2¦Energy | scenarios - CO2 abatement | CO2 | 2050 | 109.2489 | Emissions¦CO2¦Energy
Downscaling[MESSAGEix-GLOBIOM 1.1-M-R12] | Low demand | FRA | Carbon Sequestration¦CCS | Mt CO2/yr | Carbon Sequestration¦CCS | CCS potential |  | 2020 | 0 | Carbon Sequestration¦CCS
Downscaling[MESSAGEix-GLOBIOM 1.1-M-R12] | Low demand | FRA | Carbon Sequestration¦CCS | Mt CO2/yr | Carbon Sequestration¦CCS | CCS potential |  | 2025 | 0 | Carbon Sequestration¦CCS
Downscaling[MESSAGEix-GLOBIOM 1.1-M-R12] | Low demand | FRA | Carbon Sequestration¦CCS | Mt CO2/yr | Carbon Sequestration¦CCS | CCS potential |  | 2030 | 11.9674 | Carbon Sequestration¦CCS
Downscaling[MESSAGEix-GLOBIOM 1.1-M-R12] | Low demand | FRA | Carbon Sequestration¦CCS | Mt CO2/yr | Carbon Sequestration¦CCS | CCS potential |  | 2035 | 19.4955 | Carbon Sequestration¦CCS
Downscaling[MESSAGEix-GLOBIOM 1.1-M-R12] | Low demand | FRA | Carbon Sequestration¦CCS | Mt CO2/yr | Carbon Sequestration¦CCS | CCS potential |  | 2040 | 27.0592 | Carbon Sequestration¦CCS
Downscaling[MESSAGEix-GLOBIOM 1.1-M-R12] | Low demand | FRA | Carbon Sequestration¦CCS | Mt CO2/yr | Carbon Sequestration¦CCS | CCS potential |  | 2045 | 36.0694 | Carbon Sequestration¦CCS
Downscaling[MESSAGEix-GLOBIOM 1.1-M-R12] | Low demand | FRA | Carbon Sequestration¦CCS | Mt CO2/yr | Carbon Sequestration¦CCS | CCS potential |  | 2050 | 47.0304 | Carbon Sequestration¦CCS
Downscaling[MESSAGEix-GLOBIOM 1.1-M-R12] | Low demand | FRA | Final Energy¦Industry¦Electricity | EJ/yr | Final Energy¦Industry¦Electricity | demand_projection | elc_industry | 2020 | 0.2362 | Final Energy¦Industry¦Electricity
Downscaling[MESSAGEix-GLOBIOM 1.1-M-R12] | Low demand | FRA | Final Energy¦Industry¦Electricity | EJ/yr | Final Energy¦Industry¦Electricity | demand_projection | elc_industry | 2025 | 0.2584 | Final Energy¦Industry¦Electricity
Downscaling[MESSAGEix-GLOBIOM 1.1-M-R12] | Low demand | FRA | Final Energy¦Industry¦Electricity | EJ/yr | Final Energy¦Industry¦Electricity | demand_projection | elc_industry | 2030 | 0.2737 | Final Energy¦Industry¦Electricity
Downscaling[MESSAGEix-GLOBIOM 1.1-M-R12] | Low demand | FRA | Final Energy¦Industry¦Electricity | EJ/yr | Final Energy¦Industry¦Electricity | demand_projection | elc_industry | 2035 | 0.2762 | Final Energy¦Industry¦Electricity
Downscaling[MESSAGEix-GLOBIOM 1.1-M-R12] | Low demand | FRA | Final Energy¦Industry¦Electricity | EJ/yr | Final Energy¦Industry¦Electricity | demand_projection | elc_industry | 2040 | 0.262 | Final Energy¦Industry¦Electricity
Downscaling[MESSAGEix-GLOBIOM 1.1-M-R12] | Low demand | FRA | Final Energy¦Industry¦Electricity | EJ/yr | Final Energy¦Industry¦Electricity | demand_projection | elc_industry | 2045 | 0.2499 | Final Energy¦Industry¦Electricity
Downscaling[MESSAGEix-GLOBIOM 1.1-M-R12] | Low demand | FRA | Final Energy¦Industry¦Electricity | EJ/yr | Final Energy¦Industry¦Electricity | demand_projection | elc_industry | 2050 | 0.231 | Final Energy¦Industry¦Electricity
Downscaling[MESSAGEix-GLOBIOM 1.1-M-R12] | Low demand | FRA | Final Energy¦Residential and Commercial¦Electricity | EJ/yr | Final Energy¦Residential and Commercial¦Electricity | demand_projection | elc_buildings | 2020 | 1.071 | Final Energy¦Residential and Commercial¦Electricity
Downscaling[MESSAGEix-GLOBIOM 1.1-M-R12] | Low demand | FRA | Final Energy¦Residential and Commercial¦Electricity | EJ/yr | Final Energy¦Residential and Commercial¦Electricity | demand_projection | elc_buildings | 2025 | 1.1802 | Final Energy¦Residential and Commercial¦Electricity
Downscaling[MESSAGEix-GLOBIOM 1.1-M-R12] | Low demand | FRA | Final Energy¦Residential and Commercial¦Electricity | EJ/yr | Final Energy¦Residential and Commercial¦Electricity | demand_projection | elc_buildings | 2030 | 1.1465 | Final Energy¦Residential and Commercial¦Electricity
Downscaling[MESSAGEix-GLOBIOM 1.1-M-R12] | Low demand | FRA | Final Energy¦Residential and Commercial¦Electricity | EJ/yr | Final Energy¦Residential and Commercial¦Electricity | demand_projection | elc_buildings | 2035 | 1.0569 | Final Energy¦Residential and Commercial¦Electricity
Downscaling[MESSAGEix-GLOBIOM 1.1-M-R12] | Low demand | FRA | Final Energy¦Residential and Commercial¦Electricity | EJ/yr | Final Energy¦Residential and Commercial¦Electricity | demand_projection | elc_buildings | 2040 | 0.9454 | Final Energy¦Residential and Commercial¦Electricity
Downscaling[MESSAGEix-GLOBIOM 1.1-M-R12] | Low demand | FRA | Final Energy¦Residential and Commercial¦Electricity | EJ/yr | Final Energy¦Residential and Commercial¦Electricity | demand_projection | elc_buildings | 2045 | 0.9205 | Final Energy¦Residential and Commercial¦Electricity
Downscaling[MESSAGEix-GLOBIOM 1.1-M-R12] | Low demand | FRA | Final Energy¦Residential and Commercial¦Electricity | EJ/yr | Final Energy¦Residential and Commercial¦Electricity | demand_projection | elc_buildings | 2050 | 0.9511 | Final Energy¦Residential and Commercial¦Electricity
Downscaling[MESSAGEix-GLOBIOM 1.1-M-R12] | Low demand | FRA | Final Energy¦Transportation¦Electricity | EJ/yr | Final Energy¦Transportation¦Electricity | demand_projection | elc_transport | 2020 | 0.0484 | Final Energy¦Transportation¦Electricity
Downscaling[MESSAGEix-GLOBIOM 1.1-M-R12] | Low demand | FRA | Final Energy¦Transportation¦Electricity | EJ/yr | Final Energy¦Transportation¦Electricity | demand_projection | elc_transport | 2025 | 0.0568 | Final Energy¦Transportation¦Electricity
Downscaling[MESSAGEix-GLOBIOM 1.1-M-R12] | Low demand | FRA | Final Energy¦Transportation¦Electricity | EJ/yr | Final Energy¦Transportation¦Electricity | demand_projection | elc_transport | 2030 | 0.0827 | Final Energy¦Transportation¦Electricity
Downscaling[MESSAGEix-GLOBIOM 1.1-M-R12] | Low demand | FRA | Final Energy¦Transportation¦Electricity | EJ/yr | Final Energy¦Transportation¦Electricity | demand_projection | elc_transport | 2035 | 0.1644 | Final Energy¦Transportation¦Electricity
Downscaling[MESSAGEix-GLOBIOM 1.1-M-R12] | Low demand | FRA | Final Energy¦Transportation¦Electricity | EJ/yr | Final Energy¦Transportation¦Electricity | demand_projection | elc_transport | 2040 | 0.3382 | Final Energy¦Transportation¦Electricity
Downscaling[MESSAGEix-GLOBIOM 1.1-M-R12] | Low demand | FRA | Final Energy¦Transportation¦Electricity | EJ/yr | Final Energy¦Transportation¦Electricity | demand_projection | elc_transport | 2045 | 0.5881 | Final Energy¦Transportation¦Electricity
Downscaling[MESSAGEix-GLOBIOM 1.1-M-R12] | Low demand | FRA | Final Energy¦Transportation¦Electricity | EJ/yr | Final Energy¦Transportation¦Electricity | demand_projection | elc_transport | 2050 | 0.7286 | Final Energy¦Transportation¦Electricity
Downscaling[MESSAGEix-GLOBIOM 1.1-M-R12] | Low demand | FRA | Secondary Energy¦Hydrogen | EJ/yr | Secondary Energy¦Hydrogen | demand_projection | hydrogen_allsect | 2020 | 0 | Secondary Energy¦Hydrogen
Downscaling[MESSAGEix-GLOBIOM 1.1-M-R12] | Low demand | FRA | Secondary Energy¦Hydrogen | EJ/yr | Secondary Energy¦Hydrogen | demand_projection | hydrogen_allsect | 2025 | 0 | Secondary Energy¦Hydrogen
Downscaling[MESSAGEix-GLOBIOM 1.1-M-R12] | Low demand | FRA | Secondary Energy¦Hydrogen | EJ/yr | Secondary Energy¦Hydrogen | demand_projection | hydrogen_allsect | 2030 | 0.0295 | Secondary Energy¦Hydrogen
Downscaling[MESSAGEix-GLOBIOM 1.1-M-R12] | Low demand | FRA | Secondary Energy¦Hydrogen | EJ/yr | Secondary Energy¦Hydrogen | demand_projection | hydrogen_allsect | 2035 | 0.0754 | Secondary Energy¦Hydrogen
Downscaling[MESSAGEix-GLOBIOM 1.1-M-R12] | Low demand | FRA | Secondary Energy¦Hydrogen | EJ/yr | Secondary Energy¦Hydrogen | demand_projection | hydrogen_allsect | 2040 | 0.1357 | Secondary Energy¦Hydrogen
Downscaling[MESSAGEix-GLOBIOM 1.1-M-R12] | Low demand | FRA | Secondary Energy¦Hydrogen | EJ/yr | Secondary Energy¦Hydrogen | demand_projection | hydrogen_allsect | 2045 | 0.2106 | Secondary Energy¦Hydrogen
Downscaling[MESSAGEix-GLOBIOM 1.1-M-R12] | Low demand | FRA | Secondary Energy¦Hydrogen | EJ/yr | Secondary Energy¦Hydrogen | demand_projection | hydrogen_allsect | 2050 | 0.2412 | Secondary Energy¦Hydrogen
Downscaling[MESSAGEix-GLOBIOM 1.1-M-R12] | Low demand | FRA | Emissions¦CO2¦Power (estimated) | Mt CO2 | Secondary Energy¦Electricity¦Coal | elec_co2 |  | 2020 | 3.9762 | Secondary Energy¦Electricity¦Coal | 94
Downscaling[MESSAGEix-GLOBIOM 1.1-M-R12] | Low demand | FRA | Emissions¦CO2¦Power (estimated) | Mt CO2 | Secondary Energy¦Electricity¦Coal | elec_co2 |  | 2025 | 2.8858 | Secondary Energy¦Electricity¦Coal | 94
Downscaling[MESSAGEix-GLOBIOM 1.1-M-R12] | Low demand | FRA | Emissions¦CO2¦Power (estimated) | Mt CO2 | Secondary Energy¦Electricity¦Coal | elec_co2 |  | 2030 | 1.6544 | Secondary Energy¦Electricity¦Coal | 94
Downscaling[MESSAGEix-GLOBIOM 1.1-M-R12] | Low demand | FRA | Emissions¦CO2¦Power (estimated) | Mt CO2 | Secondary Energy¦Electricity¦Coal | elec_co2 |  | 2035 | 0.423 | Secondary Energy¦Electricity¦Coal | 94
Downscaling[MESSAGEix-GLOBIOM 1.1-M-R12] | Low demand | FRA | Emissions¦CO2¦Power (estimated) | Mt CO2 | Secondary Energy¦Electricity¦Coal | elec_co2 |  | 2040 | 0.1504 | Secondary Energy¦Electricity¦Coal | 94
Downscaling[MESSAGEix-GLOBIOM 1.1-M-R12] | Low demand | FRA | Emissions¦CO2¦Power (estimated) | Mt CO2 | Secondary Energy¦Electricity¦Coal | elec_co2 |  | 2045 | 0.0188 | Secondary Energy¦Electricity¦Coal | 94
Downscaling[MESSAGEix-GLOBIOM 1.1-M-R12] | Low demand | FRA | Emissions¦CO2¦Power (estimated) | Mt CO2 | Secondary Energy¦Electricity¦Coal | elec_co2 |  | 2050 | 0 | Secondary Energy¦Electricity¦Coal | 94
Downscaling[MESSAGEix-GLOBIOM 1.1-M-R12] | Low demand | FRA | Emissions¦CO2¦Power (estimated) | Mt CO2 | Secondary Energy¦Electricity¦Gas | elec_co2 |  | 2020 | 8.2005 | Secondary Energy¦Electricity¦Gas | 55
Downscaling[MESSAGEix-GLOBIOM 1.1-M-R12] | Low demand | FRA | Emissions¦CO2¦Power (estimated) | Mt CO2 | Secondary Energy¦Electricity¦Gas | elec_co2 |  | 2025 | 10.054 | Secondary Energy¦Electricity¦Gas | 55
Downscaling[MESSAGEix-GLOBIOM 1.1-M-R12] | Low demand | FRA | Emissions¦CO2¦Power (estimated) | Mt CO2 | Secondary Energy¦Electricity¦Gas | elec_co2 |  | 2030 | 8.272 | Secondary Energy¦Electricity¦Gas | 55
Downscaling[MESSAGEix-GLOBIOM 1.1-M-R12] | Low demand | FRA | Emissions¦CO2¦Power (estimated) | Mt CO2 | Secondary Energy¦Electricity¦Gas | elec_co2 |  | 2035 | 2.5465 | Secondary Energy¦Electricity¦Gas | 55
Downscaling[MESSAGEix-GLOBIOM 1.1-M-R12] | Low demand | FRA | Emissions¦CO2¦Power (estimated) | Mt CO2 | Secondary Energy¦Electricity¦Gas | elec_co2 |  | 2040 | 2.3815 | Secondary Energy¦Electricity¦Gas | 55
Downscaling[MESSAGEix-GLOBIOM 1.1-M-R12] | Low demand | FRA | Emissions¦CO2¦Power (estimated) | Mt CO2 | Secondary Energy¦Electricity¦Gas | elec_co2 |  | 2045 | 5.423 | Secondary Energy¦Electricity¦Gas | 55
Downscaling[MESSAGEix-GLOBIOM 1.1-M-R12] | Low demand | FRA | Emissions¦CO2¦Power (estimated) | Mt CO2 | Secondary Energy¦Electricity¦Gas | elec_co2 |  | 2050 | 9.273 | Secondary Energy¦Electricity¦Gas | 55
Downscaling[MESSAGEix-GLOBIOM 1.1-M-R12] | Low demand | FRA | Emissions¦CO2¦Power (estimated) | Mt CO2 | Secondary Energy¦Electricity¦Oil | elec_co2 |  | 2020 | 2.716 | Secondary Energy¦Electricity¦Oil | 70
Downscaling[MESSAGEix-GLOBIOM 1.1-M-R12] | Low demand | FRA | Emissions¦CO2¦Power (estimated) | Mt CO2 | Secondary Energy¦Electricity¦Oil | elec_co2 |  | 2025 | 0 | Secondary Energy¦Electricity¦Oil | 70
Downscaling[MESSAGEix-GLOBIOM 1.1-M-R12] | Low demand | FRA | Emissions¦CO2¦Power (estimated) | Mt CO2 | Secondary Energy¦Electricity¦Oil | elec_co2 |  | 2030 | 0 | Secondary Energy¦Electricity¦Oil | 70
Downscaling[MESSAGEix-GLOBIOM 1.1-M-R12] | Low demand | FRA | Emissions¦CO2¦Power (estimated) | Mt CO2 | Secondary Energy¦Electricity¦Oil | elec_co2 |  | 2035 | 0 | Secondary Energy¦Electricity¦Oil | 70
Downscaling[MESSAGEix-GLOBIOM 1.1-M-R12] | Low demand | FRA | Emissions¦CO2¦Power (estimated) | Mt CO2 | Secondary Energy¦Electricity¦Oil | elec_co2 |  | 2040 | 0 | Secondary Energy¦Electricity¦Oil | 70
Downscaling[MESSAGEix-GLOBIOM 1.1-M-R12] | Low demand | FRA | Emissions¦CO2¦Power (estimated) | Mt CO2 | Secondary Energy¦Electricity¦Oil | elec_co2 |  | 2045 | 0 | Secondary Energy¦Electricity¦Oil | 70
Downscaling[MESSAGEix-GLOBIOM 1.1-M-R12] | Low demand | FRA | Emissions¦CO2¦Power (estimated) | Mt CO2 | Secondary Energy¦Electricity¦Oil | elec_co2 |  | 2050 | 0 | Secondary Energy¦Electricity¦Oil | 70
Downscaling[MESSAGEix-GLOBIOM 1.1-M-R12] | Low demand | FRA | Price¦Primary Energy¦Biomass | US$2010/GJ | Price¦Primary Energy¦Biomass | fuel_supply | bioenergy | 2020 | 0.7933 | Price¦Primary Energy¦Biomass
Downscaling[MESSAGEix-GLOBIOM 1.1-M-R12] | Low demand | FRA | Price¦Primary Energy¦Biomass | US$2010/GJ | Price¦Primary Energy¦Biomass | fuel_supply | bioenergy | 2025 | 2.3658 | Price¦Primary Energy¦Biomass
Downscaling[MESSAGEix-GLOBIOM 1.1-M-R12] | Low demand | FRA | Price¦Primary Energy¦Biomass | US$2010/GJ | Price¦Primary Energy¦Biomass | fuel_supply | bioenergy | 2030 | 7.2775 | Price¦Primary Energy¦Biomass
Downscaling[MESSAGEix-GLOBIOM 1.1-M-R12] | Low demand | FRA | Price¦Primary Energy¦Biomass | US$2010/GJ | Price¦Primary Energy¦Biomass | fuel_supply | bioenergy | 2035 | 7.47 | Price¦Primary Energy¦Biomass
Downscaling[MESSAGEix-GLOBIOM 1.1-M-R12] | Low demand | FRA | Price¦Primary Energy¦Biomass | US$2010/GJ | Price¦Primary Energy¦Biomass | fuel_supply | bioenergy | 2040 | 12.0372 | Price¦Primary Energy¦Biomass
Downscaling[MESSAGEix-GLOBIOM 1.1-M-R12] | Low demand | FRA | Price¦Primary Energy¦Biomass | US$2010/GJ | Price¦Primary Energy¦Biomass | fuel_supply | bioenergy | 2045 | 18.975 | Price¦Primary Energy¦Biomass
Downscaling[MESSAGEix-GLOBIOM 1.1-M-R12] | Low demand | FRA | Price¦Primary Energy¦Biomass | US$2010/GJ | Price¦Primary Energy¦Biomass | fuel_supply | bioenergy | 2050 | 18.1554 | Price¦Primary Energy¦Biomass
Downscaling[MESSAGEix-GLOBIOM 1.1-M-R12] | Low demand | FRA | Price¦Primary Energy¦Coal | US$2010/GJ | Price¦Primary Energy¦Coal | fuel_supply | coal | 2020 | 1.8211 | Price¦Primary Energy¦Coal
Downscaling[MESSAGEix-GLOBIOM 1.1-M-R12] | Low demand | FRA | Price¦Primary Energy¦Coal | US$2010/GJ | Price¦Primary Energy¦Coal | fuel_supply | coal | 2025 | 1.816 | Price¦Primary Energy¦Coal
Downscaling[MESSAGEix-GLOBIOM 1.1-M-R12] | Low demand | FRA | Price¦Primary Energy¦Coal | US$2010/GJ | Price¦Primary Energy¦Coal | fuel_supply | coal | 2030 | -11.7649 | Price¦Primary Energy¦Coal
Downscaling[MESSAGEix-GLOBIOM 1.1-M-R12] | Low demand | FRA | Price¦Primary Energy¦Coal | US$2010/GJ | Price¦Primary Energy¦Coal | fuel_supply | coal | 2035 | -5.6933 | Price¦Primary Energy¦Coal
Downscaling[MESSAGEix-GLOBIOM 1.1-M-R12] | Low demand | FRA | Price¦Primary Energy¦Coal | US$2010/GJ | Price¦Primary Energy¦Coal | fuel_supply | coal | 2040 | 0.2686 | Price¦Primary Energy¦Coal
Downscaling[MESSAGEix-GLOBIOM 1.1-M-R12] | Low demand | FRA | Price¦Primary Energy¦Coal | US$2010/GJ | Price¦Primary Energy¦Coal | fuel_supply | coal | 2045 | 5.3328 | Price¦Primary Energy¦Coal
Downscaling[MESSAGEix-GLOBIOM 1.1-M-R12] | Low demand | FRA | Price¦Primary Energy¦Coal | US$2010/GJ | Price¦Primary Energy¦Coal | fuel_supply | coal | 2050 | 6.3019 | Price¦Primary Energy¦Coal
Downscaling[MESSAGEix-GLOBIOM 1.1-M-R12] | Low demand | FRA | Price¦Primary Energy¦Gas | US$2010/GJ | Price¦Primary Energy¦Gas | fuel_supply | gas | 2020 | 2.4039 | Price¦Primary Energy¦Gas
Downscaling[MESSAGEix-GLOBIOM 1.1-M-R12] | Low demand | FRA | Price¦Primary Energy¦Gas | US$2010/GJ | Price¦Primary Energy¦Gas | fuel_supply | gas | 2025 | 2.8318 | Price¦Primary Energy¦Gas
Downscaling[MESSAGEix-GLOBIOM 1.1-M-R12] | Low demand | FRA | Price¦Primary Energy¦Gas | US$2010/GJ | Price¦Primary Energy¦Gas | fuel_supply | gas | 2030 | 0.684 | Price¦Primary Energy¦Gas
Downscaling[MESSAGEix-GLOBIOM 1.1-M-R12] | Low demand | FRA | Price¦Primary Energy¦Gas | US$2010/GJ | Price¦Primary Energy¦Gas | fuel_supply | gas | 2035 | 0.5723 | Price¦Primary Energy¦Gas
Downscaling[MESSAGEix-GLOBIOM 1.1-M-R12] | Low demand | FRA | Price¦Primary Energy¦Gas | US$2010/GJ | Price¦Primary Energy¦Gas | fuel_supply | gas | 2040 | 1.6143 | Price¦Primary Energy¦Gas
Downscaling[MESSAGEix-GLOBIOM 1.1-M-R12] | Low demand | FRA | Price¦Primary Energy¦Gas | US$2010/GJ | Price¦Primary Energy¦Gas | fuel_supply | gas | 2045 | 4.744 | Price¦Primary Energy¦Gas
Downscaling[MESSAGEix-GLOBIOM 1.1-M-R12] | Low demand | FRA | Price¦Primary Energy¦Gas | US$2010/GJ | Price¦Primary Energy¦Gas | fuel_supply | gas | 2050 | 5.2604 | Price¦Primary Energy¦Gas
Downscaling[MESSAGEix-GLOBIOM 1.1-M-R12] | Low demand | FRA | Price¦Secondary Energy¦Liquids¦Oil | US$2010/GJ | Price¦Secondary Energy¦Liquids¦Oil | fuel_supply | oil | 2020 | 3.1243 | Price¦Secondary Energy¦Liquids¦Oil
Downscaling[MESSAGEix-GLOBIOM 1.1-M-R12] | Low demand | FRA | Price¦Secondary Energy¦Liquids¦Oil | US$2010/GJ | Price¦Secondary Energy¦Liquids¦Oil | fuel_supply | oil | 2025 | 4.3204 | Price¦Secondary Energy¦Liquids¦Oil
Downscaling[MESSAGEix-GLOBIOM 1.1-M-R12] | Low demand | FRA | Price¦Secondary Energy¦Liquids¦Oil | US$2010/GJ | Price¦Secondary Energy¦Liquids¦Oil | fuel_supply | oil | 2030 | 4.169 | Price¦Secondary Energy¦Liquids¦Oil
Downscaling[MESSAGEix-GLOBIOM 1.1-M-R12] | Low demand | FRA | Price¦Secondary Energy¦Liquids¦Oil | US$2010/GJ | Price¦Secondary Energy¦Liquids¦Oil | fuel_supply | oil | 2035 | 4.8044 | Price¦Secondary Energy¦Liquids¦Oil
Downscaling[MESSAGEix-GLOBIOM 1.1-M-R12] | Low demand | FRA | Price¦Secondary Energy¦Liquids¦Oil | US$2010/GJ | Price¦Secondary Energy¦Liquids¦Oil | fuel_supply | oil | 2040 | 4.8071 | Price¦Secondary Energy¦Liquids¦Oil
Downscaling[MESSAGEix-GLOBIOM 1.1-M-R12] | Low demand | FRA | Price¦Secondary Energy¦Liquids¦Oil | US$2010/GJ | Price¦Secondary Energy¦Liquids¦Oil | fuel_supply | oil | 2045 | 8.4628 | Price¦Secondary Energy¦Liquids¦Oil
Downscaling[MESSAGEix-GLOBIOM 1.1-M-R12] | Low demand | FRA | Price¦Secondary Energy¦Liquids¦Oil | US$2010/GJ | Price¦Secondary Energy¦Liquids¦Oil | fuel_supply | oil | 2050 | 3.1471 | Price¦Secondary Energy¦Liquids¦Oil
Downscaling[MESSAGEix-GLOBIOM 1.1-M-R12] | Low demand | FRA | Emissions¦CO2 | Mt CO2/yr | Emissions¦CO2 | scenarios - CO2 abatement | CO2 | 2020 | 192.6475 | Emissions¦CO2
Downscaling[MESSAGEix-GLOBIOM 1.1-M-R12] | Low demand | FRA | Emissions¦CO2 | Mt CO2/yr | Emissions¦CO2 | scenarios - CO2 abatement | CO2 | 2025 | 230.0726 | Emissions¦CO2
Downscaling[MESSAGEix-GLOBIOM 1.1-M-R12] | Low demand | FRA | Emissions¦CO2 | Mt CO2/yr | Emissions¦CO2 | scenarios - CO2 abatement | CO2 | 2030 | 138.7515 | Emissions¦CO2
Downscaling[MESSAGEix-GLOBIOM 1.1-M-R12] | Low demand | FRA | Emissions¦CO2 | Mt CO2/yr | Emissions¦CO2 | scenarios - CO2 abatement | CO2 | 2035 | 85.9538 | Emissions¦CO2
Downscaling[MESSAGEix-GLOBIOM 1.1-M-R12] | Low demand | FRA | Emissions¦CO2 | Mt CO2/yr | Emissions¦CO2 | scenarios - CO2 abatement | CO2 | 2040 | 40.5914 | Emissions¦CO2
Downscaling[MESSAGEix-GLOBIOM 1.1-M-R12] | Low demand | FRA | Emissions¦CO2 | Mt CO2/yr | Emissions¦CO2 | scenarios - CO2 abatement | CO2 | 2045 | -4.6509 | Emissions¦CO2
Downscaling[MESSAGEix-GLOBIOM 1.1-M-R12] | Low demand | FRA | Emissions¦CO2 | Mt CO2/yr | Emissions¦CO2 | scenarios - CO2 abatement | CO2 | 2050 | -29.4787 | Emissions¦CO2
Downscaling[MESSAGEix-GLOBIOM 1.1-M-R12] | Low demand | FRA | Emissions¦CO2¦Energy | Mt CO2/yr | Emissions¦CO2¦Energy | scenarios - CO2 abatement | CO2 | 2020 | 254.16 | Emissions¦CO2¦Energy
Downscaling[MESSAGEix-GLOBIOM 1.1-M-R12] | Low demand | FRA | Emissions¦CO2¦Energy | Mt CO2/yr | Emissions¦CO2¦Energy | scenarios - CO2 abatement | CO2 | 2025 | 268.6208 | Emissions¦CO2¦Energy
Downscaling[MESSAGEix-GLOBIOM 1.1-M-R12] | Low demand | FRA | Emissions¦CO2¦Energy | Mt CO2/yr | Emissions¦CO2¦Energy | scenarios - CO2 abatement | CO2 | 2030 | 186.9815 | Emissions¦CO2¦Energy
Downscaling[MESSAGEix-GLOBIOM 1.1-M-R12] | Low demand | FRA | Emissions¦CO2¦Energy | Mt CO2/yr | Emissions¦CO2¦Energy | scenarios - CO2 abatement | CO2 | 2035 | 137.6868 | Emissions¦CO2¦Energy
Downscaling[MESSAGEix-GLOBIOM 1.1-M-R12] | Low demand | FRA | Emissions¦CO2¦Energy | Mt CO2/yr | Emissions¦CO2¦Energy | scenarios - CO2 abatement | CO2 | 2040 | 96.6694 | Emissions¦CO2¦Energy
Downscaling[MESSAGEix-GLOBIOM 1.1-M-R12] | Low demand | FRA | Emissions¦CO2¦Energy | Mt CO2/yr | Emissions¦CO2¦Energy | scenarios - CO2 abatement | CO2 | 2045 | 57.3669 | Emissions¦CO2¦Energy
Downscaling[MESSAGEix-GLOBIOM 1.1-M-R12] | Low demand | FRA | Emissions¦CO2¦Energy | Mt CO2/yr | Emissions¦CO2¦Energy | scenarios - CO2 abatement | CO2 | 2050 | 34.1826 | Emissions¦CO2¦Energy
Downscaling[MESSAGEix-GLOBIOM 1.1-M-R12] | Nationally Determined Contributions (NDCs) | FRA | Carbon Sequestration¦CCS | Mt CO2/yr | Carbon Sequestration¦CCS | CCS potential |  | 2020 | 0 | Carbon Sequestration¦CCS
Downscaling[MESSAGEix-GLOBIOM 1.1-M-R12] | Nationally Determined Contributions (NDCs) | FRA | Carbon Sequestration¦CCS | Mt CO2/yr | Carbon Sequestration¦CCS | CCS potential |  | 2025 | 0 | Carbon Sequestration¦CCS
Downscaling[MESSAGEix-GLOBIOM 1.1-M-R12] | Nationally Determined Contributions (NDCs) | FRA | Carbon Sequestration¦CCS | Mt CO2/yr | Carbon Sequestration¦CCS | CCS potential |  | 2030 | 0 | Carbon Sequestration¦CCS
Downscaling[MESSAGEix-GLOBIOM 1.1-M-R12] | Nationally Determined Contributions (NDCs) | FRA | Carbon Sequestration¦CCS | Mt CO2/yr | Carbon Sequestration¦CCS | CCS potential |  | 2035 | 6.1929 | Carbon Sequestration¦CCS
Downscaling[MESSAGEix-GLOBIOM 1.1-M-R12] | Nationally Determined Contributions (NDCs) | FRA | Carbon Sequestration¦CCS | Mt CO2/yr | Carbon Sequestration¦CCS | CCS potential |  | 2040 | 9.532 | Carbon Sequestration¦CCS
Downscaling[MESSAGEix-GLOBIOM 1.1-M-R12] | Nationally Determined Contributions (NDCs) | FRA | Carbon Sequestration¦CCS | Mt CO2/yr | Carbon Sequestration¦CCS | CCS potential |  | 2045 | 13.8325 | Carbon Sequestration¦CCS
Downscaling[MESSAGEix-GLOBIOM 1.1-M-R12] | Nationally Determined Contributions (NDCs) | FRA | Carbon Sequestration¦CCS | Mt CO2/yr | Carbon Sequestration¦CCS | CCS potential |  | 2050 | 20.728 | Carbon Sequestration¦CCS
Downscaling[MESSAGEix-GLOBIOM 1.1-M-R12] | Nationally Determined Contributions (NDCs) | FRA | Final Energy¦Industry¦Electricity | EJ/yr | Final Energy¦Industry¦Electricity | demand_projection | elc_industry | 2020 | 0.2249 | Final Energy¦Industry¦Electricity
Downscaling[MESSAGEix-GLOBIOM 1.1-M-R12] | Nationally Determined Contributions (NDCs) | FRA | Final Energy¦Industry¦Electricity | EJ/yr | Final Energy¦Industry¦Electricity | demand_projection | elc_industry | 2025 | 0.2318 | Final Energy¦Industry¦Electricity
Downscaling[MESSAGEix-GLOBIOM 1.1-M-R12] | Nationally Determined Contributions (NDCs) | FRA | Final Energy¦Industry¦Electricity | EJ/yr | Final Energy¦Industry¦Electricity | demand_projection | elc_industry | 2030 | 0.222 | Final Energy¦Industry¦Electricity
Downscaling[MESSAGEix-GLOBIOM 1.1-M-R12] | Nationally Determined Contributions (NDCs) | FRA | Final Energy¦Industry¦Electricity | EJ/yr | Final Energy¦Industry¦Electricity | demand_projection | elc_industry | 2035 | 0.23 | Final Energy¦Industry¦Electricity
Downscaling[MESSAGEix-GLOBIOM 1.1-M-R12] | Nationally Determined Contributions (NDCs) | FRA | Final Energy¦Industry¦Electricity | EJ/yr | Final Energy¦Industry¦Electricity | demand_projection | elc_industry | 2040 | 0.2568 | Final Energy¦Industry¦Electricity
Downscaling[MESSAGEix-GLOBIOM 1.1-M-R12] | Nationally Determined Contributions (NDCs) | FRA | Final Energy¦Industry¦Electricity | EJ/yr | Final Energy¦Industry¦Electricity | demand_projection | elc_industry | 2045 | 0.2694 | Final Energy¦Industry¦Electricity
Downscaling[MESSAGEix-GLOBIOM 1.1-M-R12] | Nationally Determined Contributions (NDCs) | FRA | Final Energy¦Industry¦Electricity | EJ/yr | Final Energy¦Industry¦Electricity | demand_projection | elc_industry | 2050 | 0.3034 | Final Energy¦Industry¦Electricity
Downscaling[MESSAGEix-GLOBIOM 1.1-M-R12] | Nationally Determined Contributions (NDCs) | FRA | Final Energy¦Residential and Commercial¦Electricity | EJ/yr | Final Energy¦Residential and Commercial¦Electricity | demand_projection | elc_buildings | 2020 | 1.0116 | Final Energy¦Residential and Commercial¦Electricity
Downscaling[MESSAGEix-GLOBIOM 1.1-M-R12] | Nationally Determined Contributions (NDCs) | FRA | Final Energy¦Residential and Commercial¦Electricity | EJ/yr | Final Energy¦Residential and Commercial¦Electricity | demand_projection | elc_buildings | 2025 | 1.1293 | Final Energy¦Residential and Commercial¦Electricity
Downscaling[MESSAGEix-GLOBIOM 1.1-M-R12] | Nationally Determined Contributions (NDCs) | FRA | Final Energy¦Residential and Commercial¦Electricity | EJ/yr | Final Energy¦Residential and Commercial¦Electricity | demand_projection | elc_buildings | 2030 | 1.1476 | Final Energy¦Residential and Commercial¦Electricity
Downscaling[MESSAGEix-GLOBIOM 1.1-M-R12] | Nationally Determined Contributions (NDCs) | FRA | Final Energy¦Residential and Commercial¦Electricity | EJ/yr | Final Energy¦Residential and Commercial¦Electricity | demand_projection | elc_buildings | 2035 | 1.2353 | Final Energy¦Residential and Commercial¦Electricity
Downscaling[MESSAGEix-GLOBIOM 1.1-M-R12] | Nationally Determined Contributions (NDCs) | FRA | Final Energy¦Residential and Commercial¦Electricity | EJ/yr | Final Energy¦Residential and Commercial¦Electricity | demand_projection | elc_buildings | 2040 | 1.2473 | Final Energy¦Residential and Commercial¦Electricity
Downscaling[MESSAGEix-GLOBIOM 1.1-M-R12] | Nationally Determined Contributions (NDCs) | FRA | Final Energy¦Residential and Commercial¦Electricity | EJ/yr | Final Energy¦Residential and Commercial¦Electricity | demand_projection | elc_buildings | 2045 | 1.3264 | Final Energy¦Residential and Commercial¦Electricity
Downscaling[MESSAGEix-GLOBIOM 1.1-M-R12] | Nationally Determined Contributions (NDCs) | FRA | Final Energy¦Residential and Commercial¦Electricity | EJ/yr | Final Energy¦Residential and Commercial¦Electricity | demand_projection | elc_buildings | 2050 | 1.4124 | Final Energy¦Residential and Commercial¦Electricity
Downscaling[MESSAGEix-GLOBIOM 1.1-M-R12] | Nationally Determined Contributions (NDCs) | FRA | Final Energy¦Transportation¦Electricity | EJ/yr | Final Energy¦Transportation¦Electricity | demand_projection | elc_transport | 2020 | 0.0479 | Final Energy¦Transportation¦Electricity
Downscaling[MESSAGEix-GLOBIOM 1.1-M-R12] | Nationally Determined Contributions (NDCs) | FRA | Final Energy¦Transportation¦Electricity | EJ/yr | Final Energy¦Transportation¦Electricity | demand_projection | elc_transport | 2025 | 0.0556 | Final Energy¦Transportation¦Electricity
Downscaling[MESSAGEix-GLOBIOM 1.1-M-R12] | Nationally Determined Contributions (NDCs) | FRA | Final Energy¦Transportation¦Electricity | EJ/yr | Final Energy¦Transportation¦Electricity | demand_projection | elc_transport | 2030 | 0.0428 | Final Energy¦Transportation¦Electricity
Downscaling[MESSAGEix-GLOBIOM 1.1-M-R12] | Nationally Determined Contributions (NDCs) | FRA | Final Energy¦Transportation¦Electricity | EJ/yr | Final Energy¦Transportation¦Electricity | demand_projection | elc_transport | 2035 | 0.1061 | Final Energy¦Transportation¦Electricity
Downscaling[MESSAGEix-GLOBIOM 1.1-M-R12] | Nationally Determined Contributions (NDCs) | FRA | Final Energy¦Transportation¦Electricity | EJ/yr | Final Energy¦Transportation¦Electricity | demand_projection | elc_transport | 2040 | 0.2354 | Final Energy¦Transportation¦Electricity
Downscaling[MESSAGEix-GLOBIOM 1.1-M-R12] | Nationally Determined Contributions (NDCs) | FRA | Final Energy¦Transportation¦Electricity | EJ/yr | Final Energy¦Transportation¦Electricity | demand_projection | elc_transport | 2045 | 0.4117 | Final Energy¦Transportation¦Electricity
Downscaling[MESSAGEix-GLOBIOM 1.1-M-R12] | Nationally Determined Contributions (NDCs) | FRA | Final Energy¦Transportation¦Electricity | EJ/yr | Final Energy¦Transportation¦Electricity | demand_projection | elc_transport | 2050 | 0.6121 | Final Energy¦Transportation¦Electricity
Downscaling[MESSAGEix-GLOBIOM 1.1-M-R12] | Nationally Determined Contributions (NDCs) | FRA | Secondary Energy¦Hydrogen | EJ/yr | Secondary Energy¦Hydrogen | demand_projection | hydrogen_allsect | 2020 | 0 | Secondary Energy¦Hydrogen
Downscaling[MESSAGEix-GLOBIOM 1.1-M-R12] | Nationally Determined Contributions (NDCs) | FRA | Secondary Energy¦Hydrogen | EJ/yr | Secondary Energy¦Hydrogen | demand_projection | hydrogen_allsect | 2025 | 0 | Secondary Energy¦Hydrogen
Downscaling[MESSAGEix-GLOBIOM 1.1-M-R12] | Nationally Determined Contributions (NDCs) | FRA | Secondary Energy¦Hydrogen | EJ/yr | Secondary Energy¦Hydrogen | demand_projection | hydrogen_allsect | 2030 | 0 | Secondary Energy¦Hydrogen
Downscaling[MESSAGEix-GLOBIOM 1.1-M-R12] | Nationally Determined Contributions (NDCs) | FRA | Secondary Energy¦Hydrogen | EJ/yr | Secondary Energy¦Hydrogen | demand_projection | hydrogen_allsect | 2035 | 0.0026 | Secondary Energy¦Hydrogen
Downscaling[MESSAGEix-GLOBIOM 1.1-M-R12] | Nationally Determined Contributions (NDCs) | FRA | Secondary Energy¦Hydrogen | EJ/yr | Secondary Energy¦Hydrogen | demand_projection | hydrogen_allsect | 2040 | 0.006 | Secondary Energy¦Hydrogen
Downscaling[MESSAGEix-GLOBIOM 1.1-M-R12] | Nationally Determined Contributions (NDCs) | FRA | Secondary Energy¦Hydrogen | EJ/yr | Secondary Energy¦Hydrogen | demand_projection | hydrogen_allsect | 2045 | 0.0077 | Secondary Energy¦Hydrogen
Downscaling[MESSAGEix-GLOBIOM 1.1-M-R12] | Nationally Determined Contributions (NDCs) | FRA | Secondary Energy¦Hydrogen | EJ/yr | Secondary Energy¦Hydrogen | demand_projection | hydrogen_allsect | 2050 | 0.0074 | Secondary Energy¦Hydrogen
Downscaling[MESSAGEix-GLOBIOM 1.1-M-R12] | Nationally Determined Contributions (NDCs) | FRA | Emissions¦CO2¦Power (estimated) | Mt CO2 | Secondary Energy¦Electricity¦Coal | elec_co2 |  | 2020 | 3.6284 | Secondary Energy¦Electricity¦Coal | 94
Downscaling[MESSAGEix-GLOBIOM 1.1-M-R12] | Nationally Determined Contributions (NDCs) | FRA | Emissions¦CO2¦Power (estimated) | Mt CO2 | Secondary Energy¦Electricity¦Coal | elec_co2 |  | 2025 | 2.6132 | Secondary Energy¦Electricity¦Coal | 94
Downscaling[MESSAGEix-GLOBIOM 1.1-M-R12] | Nationally Determined Contributions (NDCs) | FRA | Emissions¦CO2¦Power (estimated) | Mt CO2 | Secondary Energy¦Electricity¦Coal | elec_co2 |  | 2030 | 1.5416 | Secondary Energy¦Electricity¦Coal | 94
Downscaling[MESSAGEix-GLOBIOM 1.1-M-R12] | Nationally Determined Contributions (NDCs) | FRA | Emissions¦CO2¦Power (estimated) | Mt CO2 | Secondary Energy¦Electricity¦Coal | elec_co2 |  | 2035 | 0.7896 | Secondary Energy¦Electricity¦Coal | 94
Downscaling[MESSAGEix-GLOBIOM 1.1-M-R12] | Nationally Determined Contributions (NDCs) | FRA | Emissions¦CO2¦Power (estimated) | Mt CO2 | Secondary Energy¦Electricity¦Coal | elec_co2 |  | 2040 | 0.376 | Secondary Energy¦Electricity¦Coal | 94
Downscaling[MESSAGEix-GLOBIOM 1.1-M-R12] | Nationally Determined Contributions (NDCs) | FRA | Emissions¦CO2¦Power (estimated) | Mt CO2 | Secondary Energy¦Electricity¦Coal | elec_co2 |  | 2045 | 0 | Secondary Energy¦Electricity¦Coal | 94
Downscaling[MESSAGEix-GLOBIOM 1.1-M-R12] | Nationally Determined Contributions (NDCs) | FRA | Emissions¦CO2¦Power (estimated) | Mt CO2 | Secondary Energy¦Electricity¦Coal | elec_co2 |  | 2050 | 0 | Secondary Energy¦Electricity¦Coal | 94
Downscaling[MESSAGEix-GLOBIOM 1.1-M-R12] | Nationally Determined Contributions (NDCs) | FRA | Emissions¦CO2¦Power (estimated) | Mt CO2 | Secondary Energy¦Electricity¦Gas | elec_co2 |  | 2020 | 7.5845 | Secondary Energy¦Electricity¦Gas | 55
Downscaling[MESSAGEix-GLOBIOM 1.1-M-R12] | Nationally Determined Contributions (NDCs) | FRA | Emissions¦CO2¦Power (estimated) | Mt CO2 | Secondary Energy¦Electricity¦Gas | elec_co2 |  | 2025 | 9.2125 | Secondary Energy¦Electricity¦Gas | 55
Downscaling[MESSAGEix-GLOBIOM 1.1-M-R12] | Nationally Determined Contributions (NDCs) | FRA | Emissions¦CO2¦Power (estimated) | Mt CO2 | Secondary Energy¦Electricity¦Gas | elec_co2 |  | 2030 | 7.9695 | Secondary Energy¦Electricity¦Gas | 55
Downscaling[MESSAGEix-GLOBIOM 1.1-M-R12] | Nationally Determined Contributions (NDCs) | FRA | Emissions¦CO2¦Power (estimated) | Mt CO2 | Secondary Energy¦Electricity¦Gas | elec_co2 |  | 2035 | 9.372 | Secondary Energy¦Electricity¦Gas | 55
Downscaling[MESSAGEix-GLOBIOM 1.1-M-R12] | Nationally Determined Contributions (NDCs) | FRA | Emissions¦CO2¦Power (estimated) | Mt CO2 | Secondary Energy¦Electricity¦Gas | elec_co2 |  | 2040 | 11.8305 | Secondary Energy¦Electricity¦Gas | 55
Downscaling[MESSAGEix-GLOBIOM 1.1-M-R12] | Nationally Determined Contributions (NDCs) | FRA | Emissions¦CO2¦Power (estimated) | Mt CO2 | Secondary Energy¦Electricity¦Gas | elec_co2 |  | 2045 | 20.02 | Secondary Energy¦Electricity¦Gas | 55
Downscaling[MESSAGEix-GLOBIOM 1.1-M-R12] | Nationally Determined Contributions (NDCs) | FRA | Emissions¦CO2¦Power (estimated) | Mt CO2 | Secondary Energy¦Electricity¦Gas | elec_co2 |  | 2050 | 34.287 | Secondary Energy¦Electricity¦Gas | 55
Downscaling[MESSAGEix-GLOBIOM 1.1-M-R12] | Nationally Determined Contributions (NDCs) | FRA | Emissions¦CO2¦Power (estimated) | Mt CO2 | Secondary Energy¦Electricity¦Oil | elec_co2 |  | 2020 | 2.576 | Secondary Energy¦Electricity¦Oil | 70
Downscaling[MESSAGEix-GLOBIOM 1.1-M-R12] | Nationally Determined Contributions (NDCs) | FRA | Emissions¦CO2¦Power (estimated) | Mt CO2 | Secondary Energy¦Electricity¦Oil | elec_co2 |  | 2025 | 0 | Secondary Energy¦Electricity¦Oil | 70
Downscaling[MESSAGEix-GLOBIOM 1.1-M-R12] | Nationally Determined Contributions (NDCs) | FRA | Emissions¦CO2¦Power (estimated) | Mt CO2 | Secondary Energy¦Electricity¦Oil | elec_co2 |  | 2030 | 0 | Secondary Energy¦Electricity¦Oil | 70
Downscaling[MESSAGEix-GLOBIOM 1.1-M-R12] | Nationally Determined Contributions (NDCs) | FRA | Emissions¦CO2¦Power (estimated) | Mt CO2 | Secondary Energy¦Electricity¦Oil | elec_co2 |  | 2035 | 0 | Secondary Energy¦Electricity¦Oil | 70
Downscaling[MESSAGEix-GLOBIOM 1.1-M-R12] | Nationally Determined Contributions (NDCs) | FRA | Emissions¦CO2¦Power (estimated) | Mt CO2 | Secondary Energy¦Electricity¦Oil | elec_co2 |  | 2040 | 0 | Secondary Energy¦Electricity¦Oil | 70
Downscaling[MESSAGEix-GLOBIOM 1.1-M-R12] | Nationally Determined Contributions (NDCs) | FRA | Emissions¦CO2¦Power (estimated) | Mt CO2 | Secondary Energy¦Electricity¦Oil | elec_co2 |  | 2045 | 0 | Secondary Energy¦Electricity¦Oil | 70
Downscaling[MESSAGEix-GLOBIOM 1.1-M-R12] | Nationally Determined Contributions (NDCs) | FRA | Emissions¦CO2¦Power (estimated) | Mt CO2 | Secondary Energy¦Electricity¦Oil | elec_co2 |  | 2050 | 0 | Secondary Energy¦Electricity¦Oil | 70
Downscaling[MESSAGEix-GLOBIOM 1.1-M-R12] | Nationally Determined Contributions (NDCs) | FRA | Price¦Primary Energy¦Biomass | US$2010/GJ | Price¦Primary Energy¦Biomass | fuel_supply | bioenergy | 2020 | 0.7933 | Price¦Primary Energy¦Biomass
Downscaling[MESSAGEix-GLOBIOM 1.1-M-R12] | Nationally Determined Contributions (NDCs) | FRA | Price¦Primary Energy¦Biomass | US$2010/GJ | Price¦Primary Energy¦Biomass | fuel_supply | bioenergy | 2025 | 2.3658 | Price¦Primary Energy¦Biomass
Downscaling[MESSAGEix-GLOBIOM 1.1-M-R12] | Nationally Determined Contributions (NDCs) | FRA | Price¦Primary Energy¦Biomass | US$2010/GJ | Price¦Primary Energy¦Biomass | fuel_supply | bioenergy | 2030 | 4.1578 | Price¦Primary Energy¦Biomass
Downscaling[MESSAGEix-GLOBIOM 1.1-M-R12] | Nationally Determined Contributions (NDCs) | FRA | Price¦Primary Energy¦Biomass | US$2010/GJ | Price¦Primary Energy¦Biomass | fuel_supply | bioenergy | 2035 | 4.0719 | Price¦Primary Energy¦Biomass
Downscaling[MESSAGEix-GLOBIOM 1.1-M-R12] | Nationally Determined Contributions (NDCs) | FRA | Price¦Primary Energy¦Biomass | US$2010/GJ | Price¦Primary Energy¦Biomass | fuel_supply | bioenergy | 2040 | 6.8927 | Price¦Primary Energy¦Biomass
Downscaling[MESSAGEix-GLOBIOM 1.1-M-R12] | Nationally Determined Contributions (NDCs) | FRA | Price¦Primary Energy¦Biomass | US$2010/GJ | Price¦Primary Energy¦Biomass | fuel_supply | bioenergy | 2045 | 5.6954 | Price¦Primary Energy¦Biomass
Downscaling[MESSAGEix-GLOBIOM 1.1-M-R12] | Nationally Determined Contributions (NDCs) | FRA | Price¦Primary Energy¦Biomass | US$2010/GJ | Price¦Primary Energy¦Biomass | fuel_supply | bioenergy | 2050 | 6.9613 | Price¦Primary Energy¦Biomass
Downscaling[MESSAGEix-GLOBIOM 1.1-M-R12] | Nationally Determined Contributions (NDCs) | FRA | Price¦Primary Energy¦Coal | US$2010/GJ | Price¦Primary Energy¦Coal | fuel_supply | coal | 2020 | 1.8211 | Price¦Primary Energy¦Coal
Downscaling[MESSAGEix-GLOBIOM 1.1-M-R12] | Nationally Determined Contributions (NDCs) | FRA | Price¦Primary Energy¦Coal | US$2010/GJ | Price¦Primary Energy¦Coal | fuel_supply | coal | 2025 | 1.816 | Price¦Primary Energy¦Coal
Downscaling[MESSAGEix-GLOBIOM 1.1-M-R12] | Nationally Determined Contributions (NDCs) | FRA | Price¦Primary Energy¦Coal | US$2010/GJ | Price¦Primary Energy¦Coal | fuel_supply | coal | 2030 | -2.3642 | Price¦Primary Energy¦Coal
Downscaling[MESSAGEix-GLOBIOM 1.1-M-R12] | Nationally Determined Contributions (NDCs) | FRA | Price¦Primary Energy¦Coal | US$2010/GJ | Price¦Primary Energy¦Coal | fuel_supply | coal | 2035 | -2.1755 | Price¦Primary Energy¦Coal
Downscaling[MESSAGEix-GLOBIOM 1.1-M-R12] | Nationally Determined Contributions (NDCs) | FRA | Price¦Primary Energy¦Coal | US$2010/GJ | Price¦Primary Energy¦Coal | fuel_supply | coal | 2040 | -2.5793 | Price¦Primary Energy¦Coal
Downscaling[MESSAGEix-GLOBIOM 1.1-M-R12] | Nationally Determined Contributions (NDCs) | FRA | Price¦Primary Energy¦Coal | US$2010/GJ | Price¦Primary Energy¦Coal | fuel_supply | coal | 2045 | 2.0838 | Price¦Primary Energy¦Coal
Downscaling[MESSAGEix-GLOBIOM 1.1-M-R12] | Nationally Determined Contributions (NDCs) | FRA | Price¦Primary Energy¦Coal | US$2010/GJ | Price¦Primary Energy¦Coal | fuel_supply | coal | 2050 | 2.1049 | Price¦Primary Energy¦Coal
Downscaling[MESSAGEix-GLOBIOM 1.1-M-R12] | Nationally Determined Contributions (NDCs) | FRA | Price¦Primary Energy¦Gas | US$2010/GJ | Price¦Primary Energy¦Gas | fuel_supply | gas | 2020 | 2.4039 | Price¦Primary Energy¦Gas
Downscaling[MESSAGEix-GLOBIOM 1.1-M-R12] | Nationally Determined Contributions (NDCs) | FRA | Price¦Primary Energy¦Gas | US$2010/GJ | Price¦Primary Energy¦Gas | fuel_supply | gas | 2025 | 2.8318 | Price¦Primary Energy¦Gas
Downscaling[MESSAGEix-GLOBIOM 1.1-M-R12] | Nationally Determined Contributions (NDCs) | FRA | Price¦Primary Energy¦Gas | US$2010/GJ | Price¦Primary Energy¦Gas | fuel_supply | gas | 2030 | 3.1796 | Price¦Primary Energy¦Gas
Downscaling[MESSAGEix-GLOBIOM 1.1-M-R12] | Nationally Determined Contributions (NDCs) | FRA | Price¦Primary Energy¦Gas | US$2010/GJ | Price¦Primary Energy¦Gas | fuel_supply | gas | 2035 | 3.6646 | Price¦Primary Energy¦Gas
Downscaling[MESSAGEix-GLOBIOM 1.1-M-R12] | Nationally Determined Contributions (NDCs) | FRA | Price¦Primary Energy¦Gas | US$2010/GJ | Price¦Primary Energy¦Gas | fuel_supply | gas | 2040 | 3.8375 | Price¦Primary Energy¦Gas
Downscaling[MESSAGEix-GLOBIOM 1.1-M-R12] | Nationally Determined Contributions (NDCs) | FRA | Price¦Primary Energy¦Gas | US$2010/GJ | Price¦Primary Energy¦Gas | fuel_supply | gas | 2045 | 4.4396 | Price¦Primary Energy¦Gas
Downscaling[MESSAGEix-GLOBIOM 1.1-M-R12] | Nationally Determined Contributions (NDCs) | FRA | Price¦Primary Energy¦Gas | US$2010/GJ | Price¦Primary Energy¦Gas | fuel_supply | gas | 2050 | 4.7228 | Price¦Primary Energy¦Gas
Downscaling[MESSAGEix-GLOBIOM 1.1-M-R12] | Nationally Determined Contributions (NDCs) | FRA | Price¦Secondary Energy¦Liquids¦Oil | US$2010/GJ | Price¦Secondary Energy¦Liquids¦Oil | fuel_supply | oil | 2020 | 3.1243 | Price¦Secondary Energy¦Liquids¦Oil
Downscaling[MESSAGEix-GLOBIOM 1.1-M-R12] | Nationally Determined Contributions (NDCs) | FRA | Price¦Secondary Energy¦Liquids¦Oil | US$2010/GJ | Price¦Secondary Energy¦Liquids¦Oil | fuel_supply | oil | 2025 | 4.3204 | Price¦Secondary Energy¦Liquids¦Oil
Downscaling[MESSAGEix-GLOBIOM 1.1-M-R12] | Nationally Determined Contributions (NDCs) | FRA | Price¦Secondary Energy¦Liquids¦Oil | US$2010/GJ | Price¦Secondary Energy¦Liquids¦Oil | fuel_supply | oil | 2030 | 4.5172 | Price¦Secondary Energy¦Liquids¦Oil
Downscaling[MESSAGEix-GLOBIOM 1.1-M-R12] | Nationally Determined Contributions (NDCs) | FRA | Price¦Secondary Energy¦Liquids¦Oil | US$2010/GJ | Price¦Secondary Energy¦Liquids¦Oil | fuel_supply | oil | 2035 | 5.2997 | Price¦Secondary Energy¦Liquids¦Oil
Downscaling[MESSAGEix-GLOBIOM 1.1-M-R12] | Nationally Determined Contributions (NDCs) | FRA | Price¦Secondary Energy¦Liquids¦Oil | US$2010/GJ | Price¦Secondary Energy¦Liquids¦Oil | fuel_supply | oil | 2040 | 5.3038 | Price¦Secondary Energy¦Liquids¦Oil
Downscaling[MESSAGEix-GLOBIOM 1.1-M-R12] | Nationally Determined Contributions (NDCs) | FRA | Price¦Secondary Energy¦Liquids¦Oil | US$2010/GJ | Price¦Secondary Energy¦Liquids¦Oil | fuel_supply | oil | 2045 | 5.7704 | Price¦Secondary Energy¦Liquids¦Oil
Downscaling[MESSAGEix-GLOBIOM 1.1-M-R12] | Nationally Determined Contributions (NDCs) | FRA | Price¦Secondary Energy¦Liquids¦Oil | US$2010/GJ | Price¦Secondary Energy¦Liquids¦Oil | fuel_supply | oil | 2050 | 5.7683 | Price¦Secondary Energy¦Liquids¦Oil
Downscaling[MESSAGEix-GLOBIOM 1.1-M-R12] | Nationally Determined Contributions (NDCs) | FRA | Emissions¦CO2 | Mt CO2/yr | Emissions¦CO2 | scenarios - CO2 abatement | CO2 | 2020 | 195.326 | Emissions¦CO2
Downscaling[MESSAGEix-GLOBIOM 1.1-M-R12] | Nationally Determined Contributions (NDCs) | FRA | Emissions¦CO2 | Mt CO2/yr | Emissions¦CO2 | scenarios - CO2 abatement | CO2 | 2025 | 222.9499 | Emissions¦CO2
Downscaling[MESSAGEix-GLOBIOM 1.1-M-R12] | Nationally Determined Contributions (NDCs) | FRA | Emissions¦CO2 | Mt CO2/yr | Emissions¦CO2 | scenarios - CO2 abatement | CO2 | 2030 | 220.0154 | Emissions¦CO2
Downscaling[MESSAGEix-GLOBIOM 1.1-M-R12] | Nationally Determined Contributions (NDCs) | FRA | Emissions¦CO2 | Mt CO2/yr | Emissions¦CO2 | scenarios - CO2 abatement | CO2 | 2035 | 193.7304 | Emissions¦CO2
Downscaling[MESSAGEix-GLOBIOM 1.1-M-R12] | Nationally Determined Contributions (NDCs) | FRA | Emissions¦CO2 | Mt CO2/yr | Emissions¦CO2 | scenarios - CO2 abatement | CO2 | 2040 | 177.3891 | Emissions¦CO2
Downscaling[MESSAGEix-GLOBIOM 1.1-M-R12] | Nationally Determined Contributions (NDCs) | FRA | Emissions¦CO2 | Mt CO2/yr | Emissions¦CO2 | scenarios - CO2 abatement | CO2 | 2045 | 165.452 | Emissions¦CO2
Downscaling[MESSAGEix-GLOBIOM 1.1-M-R12] | Nationally Determined Contributions (NDCs) | FRA | Emissions¦CO2 | Mt CO2/yr | Emissions¦CO2 | scenarios - CO2 abatement | CO2 | 2050 | 153.4714 | Emissions¦CO2
Downscaling[MESSAGEix-GLOBIOM 1.1-M-R12] | Nationally Determined Contributions (NDCs) | FRA | Emissions¦CO2¦Energy | Mt CO2/yr | Emissions¦CO2¦Energy | scenarios - CO2 abatement | CO2 | 2020 | 256.7527 | Emissions¦CO2¦Energy
Downscaling[MESSAGEix-GLOBIOM 1.1-M-R12] | Nationally Determined Contributions (NDCs) | FRA | Emissions¦CO2¦Energy | Mt CO2/yr | Emissions¦CO2¦Energy | scenarios - CO2 abatement | CO2 | 2025 | 262.6079 | Emissions¦CO2¦Energy
Downscaling[MESSAGEix-GLOBIOM 1.1-M-R12] | Nationally Determined Contributions (NDCs) | FRA | Emissions¦CO2¦Energy | Mt CO2/yr | Emissions¦CO2¦Energy | scenarios - CO2 abatement | CO2 | 2030 | 270.5116 | Emissions¦CO2¦Energy
Downscaling[MESSAGEix-GLOBIOM 1.1-M-R12] | Nationally Determined Contributions (NDCs) | FRA | Emissions¦CO2¦Energy | Mt CO2/yr | Emissions¦CO2¦Energy | scenarios - CO2 abatement | CO2 | 2035 | 250.9632 | Emissions¦CO2¦Energy
Downscaling[MESSAGEix-GLOBIOM 1.1-M-R12] | Nationally Determined Contributions (NDCs) | FRA | Emissions¦CO2¦Energy | Mt CO2/yr | Emissions¦CO2¦Energy | scenarios - CO2 abatement | CO2 | 2040 | 240.4051 | Emissions¦CO2¦Energy
Downscaling[MESSAGEix-GLOBIOM 1.1-M-R12] | Nationally Determined Contributions (NDCs) | FRA | Emissions¦CO2¦Energy | Mt CO2/yr | Emissions¦CO2¦Energy | scenarios - CO2 abatement | CO2 | 2045 | 232.3009 | Emissions¦CO2¦Energy
Downscaling[MESSAGEix-GLOBIOM 1.1-M-R12] | Nationally Determined Contributions (NDCs) | FRA | Emissions¦CO2¦Energy | Mt CO2/yr | Emissions¦CO2¦Energy | scenarios - CO2 abatement | CO2 | 2050 | 224.1841 | Emissions¦CO2¦Energy
Downscaling[MESSAGEix-GLOBIOM 1.1-M-R12] | Net Zero 2050 | FRA | Carbon Sequestration¦CCS | Mt CO2/yr | Carbon Sequestration¦CCS | CCS potential |  | 2020 | 0 | Carbon Sequestration¦CCS
Downscaling[MESSAGEix-GLOBIOM 1.1-M-R12] | Net Zero 2050 | FRA | Carbon Sequestration¦CCS | Mt CO2/yr | Carbon Sequestration¦CCS | CCS potential |  | 2025 | 0 | Carbon Sequestration¦CCS
Downscaling[MESSAGEix-GLOBIOM 1.1-M-R12] | Net Zero 2050 | FRA | Carbon Sequestration¦CCS | Mt CO2/yr | Carbon Sequestration¦CCS | CCS potential |  | 2030 | 21.0183 | Carbon Sequestration¦CCS
Downscaling[MESSAGEix-GLOBIOM 1.1-M-R12] | Net Zero 2050 | FRA | Carbon Sequestration¦CCS | Mt CO2/yr | Carbon Sequestration¦CCS | CCS potential |  | 2035 | 28.3728 | Carbon Sequestration¦CCS
Downscaling[MESSAGEix-GLOBIOM 1.1-M-R12] | Net Zero 2050 | FRA | Carbon Sequestration¦CCS | Mt CO2/yr | Carbon Sequestration¦CCS | CCS potential |  | 2040 | 29.8497 | Carbon Sequestration¦CCS
Downscaling[MESSAGEix-GLOBIOM 1.1-M-R12] | Net Zero 2050 | FRA | Carbon Sequestration¦CCS | Mt CO2/yr | Carbon Sequestration¦CCS | CCS potential |  | 2045 | 36.7841 | Carbon Sequestration¦CCS
Downscaling[MESSAGEix-GLOBIOM 1.1-M-R12] | Net Zero 2050 | FRA | Carbon Sequestration¦CCS | Mt CO2/yr | Carbon Sequestration¦CCS | CCS potential |  | 2050 | 35.5598 | Carbon Sequestration¦CCS
Downscaling[MESSAGEix-GLOBIOM 1.1-M-R12] | Net Zero 2050 | FRA | Final Energy¦Industry¦Electricity | EJ/yr | Final Energy¦Industry¦Electricity | demand_projection | elc_industry | 2020 | 0.2425 | Final Energy¦Industry¦Electricity
Downscaling[MESSAGEix-GLOBIOM 1.1-M-R12] | Net Zero 2050 | FRA | Final Energy¦Industry¦Electricity | EJ/yr | Final Energy¦Industry¦Electricity | demand_projection | elc_industry | 2025 | 0.2509 | Final Energy¦Industry¦Electricity
Downscaling[MESSAGEix-GLOBIOM 1.1-M-R12] | Net Zero 2050 | FRA | Final Energy¦Industry¦Electricity | EJ/yr | Final Energy¦Industry¦Electricity | demand_projection | elc_industry | 2030 | 0.2804 | Final Energy¦Industry¦Electricity
Downscaling[MESSAGEix-GLOBIOM 1.1-M-R12] | Net Zero 2050 | FRA | Final Energy¦Industry¦Electricity | EJ/yr | Final Energy¦Industry¦Electricity | demand_projection | elc_industry | 2035 | 0.2994 | Final Energy¦Industry¦Electricity
Downscaling[MESSAGEix-GLOBIOM 1.1-M-R12] | Net Zero 2050 | FRA | Final Energy¦Industry¦Electricity | EJ/yr | Final Energy¦Industry¦Electricity | demand_projection | elc_industry | 2040 | 0.3739 | Final Energy¦Industry¦Electricity
Downscaling[MESSAGEix-GLOBIOM 1.1-M-R12] | Net Zero 2050 | FRA | Final Energy¦Industry¦Electricity | EJ/yr | Final Energy¦Industry¦Electricity | demand_projection | elc_industry | 2045 | 0.4588 | Final Energy¦Industry¦Electricity
Downscaling[MESSAGEix-GLOBIOM 1.1-M-R12] | Net Zero 2050 | FRA | Final Energy¦Industry¦Electricity | EJ/yr | Final Energy¦Industry¦Electricity | demand_projection | elc_industry | 2050 | 0.4929 | Final Energy¦Industry¦Electricity
Downscaling[MESSAGEix-GLOBIOM 1.1-M-R12] | Net Zero 2050 | FRA | Final Energy¦Residential and Commercial¦Electricity | EJ/yr | Final Energy¦Residential and Commercial¦Electricity | demand_projection | elc_buildings | 2020 | 1.0009 | Final Energy¦Residential and Commercial¦Electricity
Downscaling[MESSAGEix-GLOBIOM 1.1-M-R12] | Net Zero 2050 | FRA | Final Energy¦Residential and Commercial¦Electricity | EJ/yr | Final Energy¦Residential and Commercial¦Electricity | demand_projection | elc_buildings | 2025 | 1.1187 | Final Energy¦Residential and Commercial¦Electricity
Downscaling[MESSAGEix-GLOBIOM 1.1-M-R12] | Net Zero 2050 | FRA | Final Energy¦Residential and Commercial¦Electricity | EJ/yr | Final Energy¦Residential and Commercial¦Electricity | demand_projection | elc_buildings | 2030 | 1.3563 | Final Energy¦Residential and Commercial¦Electricity
Downscaling[MESSAGEix-GLOBIOM 1.1-M-R12] | Net Zero 2050 | FRA | Final Energy¦Residential and Commercial¦Electricity | EJ/yr | Final Energy¦Residential and Commercial¦Electricity | demand_projection | elc_buildings | 2035 | 1.5734 | Final Energy¦Residential and Commercial¦Electricity
Downscaling[MESSAGEix-GLOBIOM 1.1-M-R12] | Net Zero 2050 | FRA | Final Energy¦Residential and Commercial¦Electricity | EJ/yr | Final Energy¦Residential and Commercial¦Electricity | demand_projection | elc_buildings | 2040 | 1.7963 | Final Energy¦Residential and Commercial¦Electricity
Downscaling[MESSAGEix-GLOBIOM 1.1-M-R12] | Net Zero 2050 | FRA | Final Energy¦Residential and Commercial¦Electricity | EJ/yr | Final Energy¦Residential and Commercial¦Electricity | demand_projection | elc_buildings | 2045 | 1.8864 | Final Energy¦Residential and Commercial¦Electricity
Downscaling[MESSAGEix-GLOBIOM 1.1-M-R12] | Net Zero 2050 | FRA | Final Energy¦Residential and Commercial¦Electricity | EJ/yr | Final Energy¦Residential and Commercial¦Electricity | demand_projection | elc_buildings | 2050 | 2.0172 | Final Energy¦Residential and Commercial¦Electricity
Downscaling[MESSAGEix-GLOBIOM 1.1-M-R12] | Net Zero 2050 | FRA | Final Energy¦Transportation¦Electricity | EJ/yr | Final Energy¦Transportation¦Electricity | demand_projection | elc_transport | 2020 | 0.0515 | Final Energy¦Transportation¦Electricity
Downscaling[MESSAGEix-GLOBIOM 1.1-M-R12] | Net Zero 2050 | FRA | Final Energy¦Transportation¦Electricity | EJ/yr | Final Energy¦Transportation¦Electricity | demand_projection | elc_transport | 2025 | 0.0587 | Final Energy¦Transportation¦Electricity
Downscaling[MESSAGEix-GLOBIOM 1.1-M-R12] | Net Zero 2050 | FRA | Final Energy¦Transportation¦Electricity | EJ/yr | Final Energy¦Transportation¦Electricity | demand_projection | elc_transport | 2030 | 0.0804 | Final Energy¦Transportation¦Electricity
Downscaling[MESSAGEix-GLOBIOM 1.1-M-R12] | Net Zero 2050 | FRA | Final Energy¦Transportation¦Electricity | EJ/yr | Final Energy¦Transportation¦Electricity | demand_projection | elc_transport | 2035 | 0.1678 | Final Energy¦Transportation¦Electricity
Downscaling[MESSAGEix-GLOBIOM 1.1-M-R12] | Net Zero 2050 | FRA | Final Energy¦Transportation¦Electricity | EJ/yr | Final Energy¦Transportation¦Electricity | demand_projection | elc_transport | 2040 | 0.3426 | Final Energy¦Transportation¦Electricity
Downscaling[MESSAGEix-GLOBIOM 1.1-M-R12] | Net Zero 2050 | FRA | Final Energy¦Transportation¦Electricity | EJ/yr | Final Energy¦Transportation¦Electricity | demand_projection | elc_transport | 2045 | 0.432 | Final Energy¦Transportation¦Electricity
Downscaling[MESSAGEix-GLOBIOM 1.1-M-R12] | Net Zero 2050 | FRA | Final Energy¦Transportation¦Electricity | EJ/yr | Final Energy¦Transportation¦Electricity | demand_projection | elc_transport | 2050 | 0.4546 | Final Energy¦Transportation¦Electricity
Downscaling[MESSAGEix-GLOBIOM 1.1-M-R12] | Net Zero 2050 | FRA | Secondary Energy¦Hydrogen | EJ/yr | Secondary Energy¦Hydrogen | demand_projection | hydrogen_allsect | 2020 | 0 | Secondary Energy¦Hydrogen
Downscaling[MESSAGEix-GLOBIOM 1.1-M-R12] | Net Zero 2050 | FRA | Secondary Energy¦Hydrogen | EJ/yr | Secondary Energy¦Hydrogen | demand_projection | hydrogen_allsect | 2025 | 0 | Secondary Energy¦Hydrogen
Downscaling[MESSAGEix-GLOBIOM 1.1-M-R12] | Net Zero 2050 | FRA | Secondary Energy¦Hydrogen | EJ/yr | Secondary Energy¦Hydrogen | demand_projection | hydrogen_allsect | 2030 | 0.031 | Secondary Energy¦Hydrogen
Downscaling[MESSAGEix-GLOBIOM 1.1-M-R12] | Net Zero 2050 | FRA | Secondary Energy¦Hydrogen | EJ/yr | Secondary Energy¦Hydrogen | demand_projection | hydrogen_allsect | 2035 | 0.0778 | Secondary Energy¦Hydrogen
Downscaling[MESSAGEix-GLOBIOM 1.1-M-R12] | Net Zero 2050 | FRA | Secondary Energy¦Hydrogen | EJ/yr | Secondary Energy¦Hydrogen | demand_projection | hydrogen_allsect | 2040 | 0.148 | Secondary Energy¦Hydrogen
Downscaling[MESSAGEix-GLOBIOM 1.1-M-R12] | Net Zero 2050 | FRA | Secondary Energy¦Hydrogen | EJ/yr | Secondary Energy¦Hydrogen | demand_projection | hydrogen_allsect | 2045 | 0.2184 | Secondary Energy¦Hydrogen
Downscaling[MESSAGEix-GLOBIOM 1.1-M-R12] | Net Zero 2050 | FRA | Secondary Energy¦Hydrogen | EJ/yr | Secondary Energy¦Hydrogen | demand_projection | hydrogen_allsect | 2050 | 0.2559 | Secondary Energy¦Hydrogen
Downscaling[MESSAGEix-GLOBIOM 1.1-M-R12] | Net Zero 2050 | FRA | Emissions¦CO2¦Power (estimated) | Mt CO2 | Secondary Energy¦Electricity¦Coal | elec_co2 |  | 2020 | 3.7036 | Secondary Energy¦Electricity¦Coal | 94
Downscaling[MESSAGEix-GLOBIOM 1.1-M-R12] | Net Zero 2050 | FRA | Emissions¦CO2¦Power (estimated) | Mt CO2 | Secondary Energy¦Electricity¦Coal | elec_co2 |  | 2025 | 2.773 | Secondary Energy¦Electricity¦Coal | 94
Downscaling[MESSAGEix-GLOBIOM 1.1-M-R12] | Net Zero 2050 | FRA | Emissions¦CO2¦Power (estimated) | Mt CO2 | Secondary Energy¦Electricity¦Coal | elec_co2 |  | 2030 | 0.846 | Secondary Energy¦Electricity¦Coal | 94
Downscaling[MESSAGEix-GLOBIOM 1.1-M-R12] | Net Zero 2050 | FRA | Emissions¦CO2¦Power (estimated) | Mt CO2 | Secondary Energy¦Electricity¦Coal | elec_co2 |  | 2035 | 0.235 | Secondary Energy¦Electricity¦Coal | 94
Downscaling[MESSAGEix-GLOBIOM 1.1-M-R12] | Net Zero 2050 | FRA | Emissions¦CO2¦Power (estimated) | Mt CO2 | Secondary Energy¦Electricity¦Coal | elec_co2 |  | 2040 | 0.0282 | Secondary Energy¦Electricity¦Coal | 94
Downscaling[MESSAGEix-GLOBIOM 1.1-M-R12] | Net Zero 2050 | FRA | Emissions¦CO2¦Power (estimated) | Mt CO2 | Secondary Energy¦Electricity¦Coal | elec_co2 |  | 2045 | 0.047 | Secondary Energy¦Electricity¦Coal | 94
Downscaling[MESSAGEix-GLOBIOM 1.1-M-R12] | Net Zero 2050 | FRA | Emissions¦CO2¦Power (estimated) | Mt CO2 | Secondary Energy¦Electricity¦Coal | elec_co2 |  | 2050 | 0.0094 | Secondary Energy¦Electricity¦Coal | 94
Downscaling[MESSAGEix-GLOBIOM 1.1-M-R12] | Net Zero 2050 | FRA | Emissions¦CO2¦Power (estimated) | Mt CO2 | Secondary Energy¦Electricity¦Gas | elec_co2 |  | 2020 | 7.667 | Secondary Energy¦Electricity¦Gas | 55
Downscaling[MESSAGEix-GLOBIOM 1.1-M-R12] | Net Zero 2050 | FRA | Emissions¦CO2¦Power (estimated) | Mt CO2 | Secondary Energy¦Electricity¦Gas | elec_co2 |  | 2025 | 9.493 | Secondary Energy¦Electricity¦Gas | 55
Downscaling[MESSAGEix-GLOBIOM 1.1-M-R12] | Net Zero 2050 | FRA | Emissions¦CO2¦Power (estimated) | Mt CO2 | Secondary Energy¦Electricity¦Gas | elec_co2 |  | 2030 | 7.1115 | Secondary Energy¦Electricity¦Gas | 55
Downscaling[MESSAGEix-GLOBIOM 1.1-M-R12] | Net Zero 2050 | FRA | Emissions¦CO2¦Power (estimated) | Mt CO2 | Secondary Energy¦Electricity¦Gas | elec_co2 |  | 2035 | 1.012 | Secondary Energy¦Electricity¦Gas | 55
Downscaling[MESSAGEix-GLOBIOM 1.1-M-R12] | Net Zero 2050 | FRA | Emissions¦CO2¦Power (estimated) | Mt CO2 | Secondary Energy¦Electricity¦Gas | elec_co2 |  | 2040 | 1.661 | Secondary Energy¦Electricity¦Gas | 55
Downscaling[MESSAGEix-GLOBIOM 1.1-M-R12] | Net Zero 2050 | FRA | Emissions¦CO2¦Power (estimated) | Mt CO2 | Secondary Energy¦Electricity¦Gas | elec_co2 |  | 2045 | 1.7765 | Secondary Energy¦Electricity¦Gas | 55
Downscaling[MESSAGEix-GLOBIOM 1.1-M-R12] | Net Zero 2050 | FRA | Emissions¦CO2¦Power (estimated) | Mt CO2 | Secondary Energy¦Electricity¦Gas | elec_co2 |  | 2050 | 0.242 | Secondary Energy¦Electricity¦Gas | 55
Downscaling[MESSAGEix-GLOBIOM 1.1-M-R12] | Net Zero 2050 | FRA | Emissions¦CO2¦Power (estimated) | Mt CO2 | Secondary Energy¦Electricity¦Oil | elec_co2 |  | 2020 | 2.541 | Secondary Energy¦Electricity¦Oil | 70
Downscaling[MESSAGEix-GLOBIOM 1.1-M-R12] | Net Zero 2050 | FRA | Emissions¦CO2¦Power (estimated) | Mt CO2 | Secondary Energy¦Electricity¦Oil | elec_co2 |  | 2025 | 0 | Secondary Energy¦Electricity¦Oil | 70
Downscaling[MESSAGEix-GLOBIOM 1.1-M-R12] | Net Zero 2050 | FRA | Emissions¦CO2¦Power (estimated) | Mt CO2 | Secondary Energy¦Electricity¦Oil | elec_co2 |  | 2030 | 0 | Secondary Energy¦Electricity¦Oil | 70
Downscaling[MESSAGEix-GLOBIOM 1.1-M-R12] | Net Zero 2050 | FRA | Emissions¦CO2¦Power (estimated) | Mt CO2 | Secondary Energy¦Electricity¦Oil | elec_co2 |  | 2035 | 0 | Secondary Energy¦Electricity¦Oil | 70
Downscaling[MESSAGEix-GLOBIOM 1.1-M-R12] | Net Zero 2050 | FRA | Emissions¦CO2¦Power (estimated) | Mt CO2 | Secondary Energy¦Electricity¦Oil | elec_co2 |  | 2040 | 0 | Secondary Energy¦Electricity¦Oil | 70
Downscaling[MESSAGEix-GLOBIOM 1.1-M-R12] | Net Zero 2050 | FRA | Emissions¦CO2¦Power (estimated) | Mt CO2 | Secondary Energy¦Electricity¦Oil | elec_co2 |  | 2045 | 0 | Secondary Energy¦Electricity¦Oil | 70
Downscaling[MESSAGEix-GLOBIOM 1.1-M-R12] | Net Zero 2050 | FRA | Emissions¦CO2¦Power (estimated) | Mt CO2 | Secondary Energy¦Electricity¦Oil | elec_co2 |  | 2050 | 0 | Secondary Energy¦Electricity¦Oil | 70
Downscaling[MESSAGEix-GLOBIOM 1.1-M-R12] | Net Zero 2050 | FRA | Price¦Primary Energy¦Biomass | US$2010/GJ | Price¦Primary Energy¦Biomass | fuel_supply | bioenergy | 2020 | 0.7933 | Price¦Primary Energy¦Biomass
Downscaling[MESSAGEix-GLOBIOM 1.1-M-R12] | Net Zero 2050 | FRA | Price¦Primary Energy¦Biomass | US$2010/GJ | Price¦Primary Energy¦Biomass | fuel_supply | bioenergy | 2025 | 2.3658 | Price¦Primary Energy¦Biomass
Downscaling[MESSAGEix-GLOBIOM 1.1-M-R12] | Net Zero 2050 | FRA | Price¦Primary Energy¦Biomass | US$2010/GJ | Price¦Primary Energy¦Biomass | fuel_supply | bioenergy | 2030 | 38.7453 | Price¦Primary Energy¦Biomass
Downscaling[MESSAGEix-GLOBIOM 1.1-M-R12] | Net Zero 2050 | FRA | Price¦Primary Energy¦Biomass | US$2010/GJ | Price¦Primary Energy¦Biomass | fuel_supply | bioenergy | 2035 | 24.5133 | Price¦Primary Energy¦Biomass
Downscaling[MESSAGEix-GLOBIOM 1.1-M-R12] | Net Zero 2050 | FRA | Price¦Primary Energy¦Biomass | US$2010/GJ | Price¦Primary Energy¦Biomass | fuel_supply | bioenergy | 2040 | 34.9824 | Price¦Primary Energy¦Biomass
Downscaling[MESSAGEix-GLOBIOM 1.1-M-R12] | Net Zero 2050 | FRA | Price¦Primary Energy¦Biomass | US$2010/GJ | Price¦Primary Energy¦Biomass | fuel_supply | bioenergy | 2045 | 41.5464 | Price¦Primary Energy¦Biomass
Downscaling[MESSAGEix-GLOBIOM 1.1-M-R12] | Net Zero 2050 | FRA | Price¦Primary Energy¦Biomass | US$2010/GJ | Price¦Primary Energy¦Biomass | fuel_supply | bioenergy | 2050 | 41.0911 | Price¦Primary Energy¦Biomass
Downscaling[MESSAGEix-GLOBIOM 1.1-M-R12] | Net Zero 2050 | FRA | Price¦Primary Energy¦Coal | US$2010/GJ | Price¦Primary Energy¦Coal | fuel_supply | coal | 2020 | 1.8211 | Price¦Primary Energy¦Coal
Downscaling[MESSAGEix-GLOBIOM 1.1-M-R12] | Net Zero 2050 | FRA | Price¦Primary Energy¦Coal | US$2010/GJ | Price¦Primary Energy¦Coal | fuel_supply | coal | 2025 | 1.816 | Price¦Primary Energy¦Coal
Downscaling[MESSAGEix-GLOBIOM 1.1-M-R12] | Net Zero 2050 | FRA | Price¦Primary Energy¦Coal | US$2010/GJ | Price¦Primary Energy¦Coal | fuel_supply | coal | 2030 | -21.2243 | Price¦Primary Energy¦Coal
Downscaling[MESSAGEix-GLOBIOM 1.1-M-R12] | Net Zero 2050 | FRA | Price¦Primary Energy¦Coal | US$2010/GJ | Price¦Primary Energy¦Coal | fuel_supply | coal | 2035 | -8.6716 | Price¦Primary Energy¦Coal
Downscaling[MESSAGEix-GLOBIOM 1.1-M-R12] | Net Zero 2050 | FRA | Price¦Primary Energy¦Coal | US$2010/GJ | Price¦Primary Energy¦Coal | fuel_supply | coal | 2040 | 3.6582 | Price¦Primary Energy¦Coal
Downscaling[MESSAGEix-GLOBIOM 1.1-M-R12] | Net Zero 2050 | FRA | Price¦Primary Energy¦Coal | US$2010/GJ | Price¦Primary Energy¦Coal | fuel_supply | coal | 2045 | 10.1351 | Price¦Primary Energy¦Coal
Downscaling[MESSAGEix-GLOBIOM 1.1-M-R12] | Net Zero 2050 | FRA | Price¦Primary Energy¦Coal | US$2010/GJ | Price¦Primary Energy¦Coal | fuel_supply | coal | 2050 | 10.4336 | Price¦Primary Energy¦Coal
Downscaling[MESSAGEix-GLOBIOM 1.1-M-R12] | Net Zero 2050 | FRA | Price¦Primary Energy¦Gas | US$2010/GJ | Price¦Primary Energy¦Gas | fuel_supply | gas | 2020 | 2.4039 | Price¦Primary Energy¦Gas
Downscaling[MESSAGEix-GLOBIOM 1.1-M-R12] | Net Zero 2050 | FRA | Price¦Primary Energy¦Gas | US$2010/GJ | Price¦Primary Energy¦Gas | fuel_supply | gas | 2025 | 2.8318 | Price¦Primary Energy¦Gas
Downscaling[MESSAGEix-GLOBIOM 1.1-M-R12] | Net Zero 2050 | FRA | Price¦Primary Energy¦Gas | US$2010/GJ | Price¦Primary Energy¦Gas | fuel_supply | gas | 2030 | 12.2509 | Price¦Primary Energy¦Gas
Downscaling[MESSAGEix-GLOBIOM 1.1-M-R12] | Net Zero 2050 | FRA | Price¦Primary Energy¦Gas | US$2010/GJ | Price¦Primary Energy¦Gas | fuel_supply | gas | 2035 | -7.8919 | Price¦Primary Energy¦Gas
Downscaling[MESSAGEix-GLOBIOM 1.1-M-R12] | Net Zero 2050 | FRA | Price¦Primary Energy¦Gas | US$2010/GJ | Price¦Primary Energy¦Gas | fuel_supply | gas | 2040 | 5.1348 | Price¦Primary Energy¦Gas
Downscaling[MESSAGEix-GLOBIOM 1.1-M-R12] | Net Zero 2050 | FRA | Price¦Primary Energy¦Gas | US$2010/GJ | Price¦Primary Energy¦Gas | fuel_supply | gas | 2045 | 6.7725 | Price¦Primary Energy¦Gas
Downscaling[MESSAGEix-GLOBIOM 1.1-M-R12] | Net Zero 2050 | FRA | Price¦Primary Energy¦Gas | US$2010/GJ | Price¦Primary Energy¦Gas | fuel_supply | gas | 2050 | 7.3808 | Price¦Primary Energy¦Gas
Downscaling[MESSAGEix-GLOBIOM 1.1-M-R12] | Net Zero 2050 | FRA | Price¦Secondary Energy¦Liquids¦Oil | US$2010/GJ | Price¦Secondary Energy¦Liquids¦Oil | fuel_supply | oil | 2020 | 3.1243 | Price¦Secondary Energy¦Liquids¦Oil
Downscaling[MESSAGEix-GLOBIOM 1.1-M-R12] | Net Zero 2050 | FRA | Price¦Secondary Energy¦Liquids¦Oil | US$2010/GJ | Price¦Secondary Energy¦Liquids¦Oil | fuel_supply | oil | 2025 | 4.3204 | Price¦Secondary Energy¦Liquids¦Oil
Downscaling[MESSAGEix-GLOBIOM 1.1-M-R12] | Net Zero 2050 | FRA | Price¦Secondary Energy¦Liquids¦Oil | US$2010/GJ | Price¦Secondary Energy¦Liquids¦Oil | fuel_supply | oil | 2030 | 6.96 | Price¦Secondary Energy¦Liquids¦Oil
Downscaling[MESSAGEix-GLOBIOM 1.1-M-R12] | Net Zero 2050 | FRA | Price¦Secondary Energy¦Liquids¦Oil | US$2010/GJ | Price¦Secondary Energy¦Liquids¦Oil | fuel_supply | oil | 2035 | 5.1535 | Price¦Secondary Energy¦Liquids¦Oil
Downscaling[MESSAGEix-GLOBIOM 1.1-M-R12] | Net Zero 2050 | FRA | Price¦Secondary Energy¦Liquids¦Oil | US$2010/GJ | Price¦Secondary Energy¦Liquids¦Oil | fuel_supply | oil | 2040 | 10.4002 | Price¦Secondary Energy¦Liquids¦Oil
Downscaling[MESSAGEix-GLOBIOM 1.1-M-R12] | Net Zero 2050 | FRA | Price¦Secondary Energy¦Liquids¦Oil | US$2010/GJ | Price¦Secondary Energy¦Liquids¦Oil | fuel_supply | oil | 2045 | 4.334 | Price¦Secondary Energy¦Liquids¦Oil
Downscaling[MESSAGEix-GLOBIOM 1.1-M-R12] | Net Zero 2050 | FRA | Price¦Secondary Energy¦Liquids¦Oil | US$2010/GJ | Price¦Secondary Energy¦Liquids¦Oil | fuel_supply | oil | 2050 | 4.699 | Price¦Secondary Energy¦Liquids¦Oil
Downscaling[MESSAGEix-GLOBIOM 1.1-M-R12] | Net Zero 2050 | FRA | Emissions¦CO2 | Mt CO2/yr | Emissions¦CO2 | scenarios - CO2 abatement | CO2 | 2020 | 197.7653 | Emissions¦CO2
Downscaling[MESSAGEix-GLOBIOM 1.1-M-R12] | Net Zero 2050 | FRA | Emissions¦CO2 | Mt CO2/yr | Emissions¦CO2 | scenarios - CO2 abatement | CO2 | 2025 | 225.3009 | Emissions¦CO2
Downscaling[MESSAGEix-GLOBIOM 1.1-M-R12] | Net Zero 2050 | FRA | Emissions¦CO2 | Mt CO2/yr | Emissions¦CO2 | scenarios - CO2 abatement | CO2 | 2030 | 153.1111 | Emissions¦CO2
Downscaling[MESSAGEix-GLOBIOM 1.1-M-R12] | Net Zero 2050 | FRA | Emissions¦CO2 | Mt CO2/yr | Emissions¦CO2 | scenarios - CO2 abatement | CO2 | 2035 | 87.9574 | Emissions¦CO2
Downscaling[MESSAGEix-GLOBIOM 1.1-M-R12] | Net Zero 2050 | FRA | Emissions¦CO2 | Mt CO2/yr | Emissions¦CO2 | scenarios - CO2 abatement | CO2 | 2040 | 40.1491 | Emissions¦CO2
Downscaling[MESSAGEix-GLOBIOM 1.1-M-R12] | Net Zero 2050 | FRA | Emissions¦CO2 | Mt CO2/yr | Emissions¦CO2 | scenarios - CO2 abatement | CO2 | 2045 | 3.934 | Emissions¦CO2
Downscaling[MESSAGEix-GLOBIOM 1.1-M-R12] | Net Zero 2050 | FRA | Emissions¦CO2 | Mt CO2/yr | Emissions¦CO2 | scenarios - CO2 abatement | CO2 | 2050 | -17.2622 | Emissions¦CO2
Downscaling[MESSAGEix-GLOBIOM 1.1-M-R12] | Net Zero 2050 | FRA | Emissions¦CO2¦Energy | Mt CO2/yr | Emissions¦CO2¦Energy | scenarios - CO2 abatement | CO2 | 2020 | 259.0166 | Emissions¦CO2¦Energy
Downscaling[MESSAGEix-GLOBIOM 1.1-M-R12] | Net Zero 2050 | FRA | Emissions¦CO2¦Energy | Mt CO2/yr | Emissions¦CO2¦Energy | scenarios - CO2 abatement | CO2 | 2025 | 263.7521 | Emissions¦CO2¦Energy
Downscaling[MESSAGEix-GLOBIOM 1.1-M-R12] | Net Zero 2050 | FRA | Emissions¦CO2¦Energy | Mt CO2/yr | Emissions¦CO2¦Energy | scenarios - CO2 abatement | CO2 | 2030 | 202.2561 | Emissions¦CO2¦Energy
Downscaling[MESSAGEix-GLOBIOM 1.1-M-R12] | Net Zero 2050 | FRA | Emissions¦CO2¦Energy | Mt CO2/yr | Emissions¦CO2¦Energy | scenarios - CO2 abatement | CO2 | 2035 | 141.7309 | Emissions¦CO2¦Energy
Downscaling[MESSAGEix-GLOBIOM 1.1-M-R12] | Net Zero 2050 | FRA | Emissions¦CO2¦Energy | Mt CO2/yr | Emissions¦CO2¦Energy | scenarios - CO2 abatement | CO2 | 2040 | 97.2594 | Emissions¦CO2¦Energy
Downscaling[MESSAGEix-GLOBIOM 1.1-M-R12] | Net Zero 2050 | FRA | Emissions¦CO2¦Energy | Mt CO2/yr | Emissions¦CO2¦Energy | scenarios - CO2 abatement | CO2 | 2045 | 64.4381 | Emissions¦CO2¦Energy
Downscaling[MESSAGEix-GLOBIOM 1.1-M-R12] | Net Zero 2050 | FRA | Emissions¦CO2¦Energy | Mt CO2/yr | Emissions¦CO2¦Energy | scenarios - CO2 abatement | CO2 | 2050 | 45.5763 | Emissions¦CO2¦Energy
Downscaling[REMIND-MAgPIE 3.2-4.6 IntegratedPhysicalDamages (95th-high)] | Below 2°C | FRA | Carbon Sequestration¦CCS | Mt CO2/yr | Carbon Sequestration¦CCS | CCS potential |  | 2020 | 0 | Carbon Sequestration¦CCS
Downscaling[REMIND-MAgPIE 3.2-4.6 IntegratedPhysicalDamages (95th-high)] | Below 2°C | FRA | Carbon Sequestration¦CCS | Mt CO2/yr | Carbon Sequestration¦CCS | CCS potential |  | 2025 | 0.2463 | Carbon Sequestration¦CCS
Downscaling[REMIND-MAgPIE 3.2-4.6 IntegratedPhysicalDamages (95th-high)] | Below 2°C | FRA | Carbon Sequestration¦CCS | Mt CO2/yr | Carbon Sequestration¦CCS | CCS potential |  | 2030 | 2.4038 | Carbon Sequestration¦CCS
Downscaling[REMIND-MAgPIE 3.2-4.6 IntegratedPhysicalDamages (95th-high)] | Below 2°C | FRA | Carbon Sequestration¦CCS | Mt CO2/yr | Carbon Sequestration¦CCS | CCS potential |  | 2035 | 6.8499 | Carbon Sequestration¦CCS
Downscaling[REMIND-MAgPIE 3.2-4.6 IntegratedPhysicalDamages (95th-high)] | Below 2°C | FRA | Carbon Sequestration¦CCS | Mt CO2/yr | Carbon Sequestration¦CCS | CCS potential |  | 2040 | 13.3454 | Carbon Sequestration¦CCS
Downscaling[REMIND-MAgPIE 3.2-4.6 IntegratedPhysicalDamages (95th-high)] | Below 2°C | FRA | Carbon Sequestration¦CCS | Mt CO2/yr | Carbon Sequestration¦CCS | CCS potential |  | 2045 | 19.9239 | Carbon Sequestration¦CCS
Downscaling[REMIND-MAgPIE 3.2-4.6 IntegratedPhysicalDamages (95th-high)] | Below 2°C | FRA | Carbon Sequestration¦CCS | Mt CO2/yr | Carbon Sequestration¦CCS | CCS potential |  | 2050 | 23.3261 | Carbon Sequestration¦CCS
Downscaling[REMIND-MAgPIE 3.2-4.6 IntegratedPhysicalDamages (95th-high)] | Below 2°C | FRA | Carbon Sequestration¦CCS | Mt CO2/yr | Carbon Sequestration¦CCS | CCS potential |  | 2055 | 24.9408 | Carbon Sequestration¦CCS
Downscaling[REMIND-MAgPIE 3.2-4.6 IntegratedPhysicalDamages (95th-high)] | Below 2°C | FRA | Carbon Sequestration¦CCS | Mt CO2/yr | Carbon Sequestration¦CCS | CCS potential |  | 2060 | 24.8076 | Carbon Sequestration¦CCS
Downscaling[REMIND-MAgPIE 3.2-4.6 IntegratedPhysicalDamages (95th-high)] | Below 2°C | FRA | Carbon Sequestration¦CCS | Mt CO2/yr | Carbon Sequestration¦CCS | CCS potential |  | 2065 | 23.543 | Carbon Sequestration¦CCS
Downscaling[REMIND-MAgPIE 3.2-4.6 IntegratedPhysicalDamages (95th-high)] | Below 2°C | FRA | Carbon Sequestration¦CCS | Mt CO2/yr | Carbon Sequestration¦CCS | CCS potential |  | 2070 | 22.0701 | Carbon Sequestration¦CCS
Downscaling[REMIND-MAgPIE 3.2-4.6 IntegratedPhysicalDamages (95th-high)] | Below 2°C | FRA | Carbon Sequestration¦CCS | Mt CO2/yr | Carbon Sequestration¦CCS | CCS potential |  | 2075 | 22.2296 | Carbon Sequestration¦CCS
Downscaling[REMIND-MAgPIE 3.2-4.6 IntegratedPhysicalDamages (95th-high)] | Below 2°C | FRA | Carbon Sequestration¦CCS | Mt CO2/yr | Carbon Sequestration¦CCS | CCS potential |  | 2080 | 22.2982 | Carbon Sequestration¦CCS
Downscaling[REMIND-MAgPIE 3.2-4.6 IntegratedPhysicalDamages (95th-high)] | Below 2°C | FRA | Carbon Sequestration¦CCS | Mt CO2/yr | Carbon Sequestration¦CCS | CCS potential |  | 2085 | 24.4454 | Carbon Sequestration¦CCS
Downscaling[REMIND-MAgPIE 3.2-4.6 IntegratedPhysicalDamages (95th-high)] | Below 2°C | FRA | Carbon Sequestration¦CCS | Mt CO2/yr | Carbon Sequestration¦CCS | CCS potential |  | 2090 | 26.5733 | Carbon Sequestration¦CCS
Downscaling[REMIND-MAgPIE 3.2-4.6 IntegratedPhysicalDamages (95th-high)] | Below 2°C | FRA | Carbon Sequestration¦CCS | Mt CO2/yr | Carbon Sequestration¦CCS | CCS potential |  | 2095 | 27.2846 | Carbon Sequestration¦CCS
Downscaling[REMIND-MAgPIE 3.2-4.6 IntegratedPhysicalDamages (95th-high)] | Below 2°C | FRA | Carbon Sequestration¦CCS | Mt CO2/yr | Carbon Sequestration¦CCS | CCS potential |  | 2100 | 28.0273 | Carbon Sequestration¦CCS
Downscaling[REMIND-MAgPIE 3.2-4.6 IntegratedPhysicalDamages (95th-high)] | Below 2°C | FRA | Final Energy¦Industry¦Electricity | EJ/yr | Final Energy¦Industry¦Electricity | demand_projection | elc_industry | 2020 | 0.4599 | Final Energy¦Industry¦Electricity
Downscaling[REMIND-MAgPIE 3.2-4.6 IntegratedPhysicalDamages (95th-high)] | Below 2°C | FRA | Final Energy¦Industry¦Electricity | EJ/yr | Final Energy¦Industry¦Electricity | demand_projection | elc_industry | 2025 | 0.5406 | Final Energy¦Industry¦Electricity
Downscaling[REMIND-MAgPIE 3.2-4.6 IntegratedPhysicalDamages (95th-high)] | Below 2°C | FRA | Final Energy¦Industry¦Electricity | EJ/yr | Final Energy¦Industry¦Electricity | demand_projection | elc_industry | 2030 | 0.5611 | Final Energy¦Industry¦Electricity
Downscaling[REMIND-MAgPIE 3.2-4.6 IntegratedPhysicalDamages (95th-high)] | Below 2°C | FRA | Final Energy¦Industry¦Electricity | EJ/yr | Final Energy¦Industry¦Electricity | demand_projection | elc_industry | 2035 | 0.592 | Final Energy¦Industry¦Electricity
Downscaling[REMIND-MAgPIE 3.2-4.6 IntegratedPhysicalDamages (95th-high)] | Below 2°C | FRA | Final Energy¦Industry¦Electricity | EJ/yr | Final Energy¦Industry¦Electricity | demand_projection | elc_industry | 2040 | 0.6012 | Final Energy¦Industry¦Electricity
Downscaling[REMIND-MAgPIE 3.2-4.6 IntegratedPhysicalDamages (95th-high)] | Below 2°C | FRA | Final Energy¦Industry¦Electricity | EJ/yr | Final Energy¦Industry¦Electricity | demand_projection | elc_industry | 2045 | 0.6198 | Final Energy¦Industry¦Electricity
Downscaling[REMIND-MAgPIE 3.2-4.6 IntegratedPhysicalDamages (95th-high)] | Below 2°C | FRA | Final Energy¦Industry¦Electricity | EJ/yr | Final Energy¦Industry¦Electricity | demand_projection | elc_industry | 2050 | 0.6201 | Final Energy¦Industry¦Electricity
Downscaling[REMIND-MAgPIE 3.2-4.6 IntegratedPhysicalDamages (95th-high)] | Below 2°C | FRA | Final Energy¦Industry¦Electricity | EJ/yr | Final Energy¦Industry¦Electricity | demand_projection | elc_industry | 2055 | 0.6176 | Final Energy¦Industry¦Electricity
Downscaling[REMIND-MAgPIE 3.2-4.6 IntegratedPhysicalDamages (95th-high)] | Below 2°C | FRA | Final Energy¦Industry¦Electricity | EJ/yr | Final Energy¦Industry¦Electricity | demand_projection | elc_industry | 2060 | 0.5799 | Final Energy¦Industry¦Electricity
Downscaling[REMIND-MAgPIE 3.2-4.6 IntegratedPhysicalDamages (95th-high)] | Below 2°C | FRA | Final Energy¦Industry¦Electricity | EJ/yr | Final Energy¦Industry¦Electricity | demand_projection | elc_industry | 2065 | 0.5826 | Final Energy¦Industry¦Electricity
Downscaling[REMIND-MAgPIE 3.2-4.6 IntegratedPhysicalDamages (95th-high)] | Below 2°C | FRA | Final Energy¦Industry¦Electricity | EJ/yr | Final Energy¦Industry¦Electricity | demand_projection | elc_industry | 2070 | 0.5858 | Final Energy¦Industry¦Electricity
Downscaling[REMIND-MAgPIE 3.2-4.6 IntegratedPhysicalDamages (95th-high)] | Below 2°C | FRA | Final Energy¦Industry¦Electricity | EJ/yr | Final Energy¦Industry¦Electricity | demand_projection | elc_industry | 2075 | 0.587 | Final Energy¦Industry¦Electricity
Downscaling[REMIND-MAgPIE 3.2-4.6 IntegratedPhysicalDamages (95th-high)] | Below 2°C | FRA | Final Energy¦Industry¦Electricity | EJ/yr | Final Energy¦Industry¦Electricity | demand_projection | elc_industry | 2080 | 0.586 | Final Energy¦Industry¦Electricity
Downscaling[REMIND-MAgPIE 3.2-4.6 IntegratedPhysicalDamages (95th-high)] | Below 2°C | FRA | Final Energy¦Industry¦Electricity | EJ/yr | Final Energy¦Industry¦Electricity | demand_projection | elc_industry | 2085 | 0.577 | Final Energy¦Industry¦Electricity
Downscaling[REMIND-MAgPIE 3.2-4.6 IntegratedPhysicalDamages (95th-high)] | Below 2°C | FRA | Final Energy¦Industry¦Electricity | EJ/yr | Final Energy¦Industry¦Electricity | demand_projection | elc_industry | 2090 | 0.5642 | Final Energy¦Industry¦Electricity
Downscaling[REMIND-MAgPIE 3.2-4.6 IntegratedPhysicalDamages (95th-high)] | Below 2°C | FRA | Final Energy¦Industry¦Electricity | EJ/yr | Final Energy¦Industry¦Electricity | demand_projection | elc_industry | 2095 | 0.5365 | Final Energy¦Industry¦Electricity
Downscaling[REMIND-MAgPIE 3.2-4.6 IntegratedPhysicalDamages (95th-high)] | Below 2°C | FRA | Final Energy¦Industry¦Electricity | EJ/yr | Final Energy¦Industry¦Electricity | demand_projection | elc_industry | 2100 | 0.5093 | Final Energy¦Industry¦Electricity
Downscaling[REMIND-MAgPIE 3.2-4.6 IntegratedPhysicalDamages (95th-high)] | Below 2°C | FRA | Final Energy¦Residential and Commercial¦Electricity | EJ/yr | Final Energy¦Residential and Commercial¦Electricity | demand_projection | elc_buildings | 2020 | 1.0958 | Final Energy¦Residential and Commercial¦Electricity
Downscaling[REMIND-MAgPIE 3.2-4.6 IntegratedPhysicalDamages (95th-high)] | Below 2°C | FRA | Final Energy¦Residential and Commercial¦Electricity | EJ/yr | Final Energy¦Residential and Commercial¦Electricity | demand_projection | elc_buildings | 2025 | 1.219 | Final Energy¦Residential and Commercial¦Electricity
Downscaling[REMIND-MAgPIE 3.2-4.6 IntegratedPhysicalDamages (95th-high)] | Below 2°C | FRA | Final Energy¦Residential and Commercial¦Electricity | EJ/yr | Final Energy¦Residential and Commercial¦Electricity | demand_projection | elc_buildings | 2030 | 1.2695 | Final Energy¦Residential and Commercial¦Electricity
Downscaling[REMIND-MAgPIE 3.2-4.6 IntegratedPhysicalDamages (95th-high)] | Below 2°C | FRA | Final Energy¦Residential and Commercial¦Electricity | EJ/yr | Final Energy¦Residential and Commercial¦Electricity | demand_projection | elc_buildings | 2035 | 1.3506 | Final Energy¦Residential and Commercial¦Electricity
Downscaling[REMIND-MAgPIE 3.2-4.6 IntegratedPhysicalDamages (95th-high)] | Below 2°C | FRA | Final Energy¦Residential and Commercial¦Electricity | EJ/yr | Final Energy¦Residential and Commercial¦Electricity | demand_projection | elc_buildings | 2040 | 1.3477 | Final Energy¦Residential and Commercial¦Electricity
Downscaling[REMIND-MAgPIE 3.2-4.6 IntegratedPhysicalDamages (95th-high)] | Below 2°C | FRA | Final Energy¦Residential and Commercial¦Electricity | EJ/yr | Final Energy¦Residential and Commercial¦Electricity | demand_projection | elc_buildings | 2045 | 1.4123 | Final Energy¦Residential and Commercial¦Electricity
Downscaling[REMIND-MAgPIE 3.2-4.6 IntegratedPhysicalDamages (95th-high)] | Below 2°C | FRA | Final Energy¦Residential and Commercial¦Electricity | EJ/yr | Final Energy¦Residential and Commercial¦Electricity | demand_projection | elc_buildings | 2050 | 1.4222 | Final Energy¦Residential and Commercial¦Electricity
Downscaling[REMIND-MAgPIE 3.2-4.6 IntegratedPhysicalDamages (95th-high)] | Below 2°C | FRA | Final Energy¦Residential and Commercial¦Electricity | EJ/yr | Final Energy¦Residential and Commercial¦Electricity | demand_projection | elc_buildings | 2055 | 1.3676 | Final Energy¦Residential and Commercial¦Electricity
Downscaling[REMIND-MAgPIE 3.2-4.6 IntegratedPhysicalDamages (95th-high)] | Below 2°C | FRA | Final Energy¦Residential and Commercial¦Electricity | EJ/yr | Final Energy¦Residential and Commercial¦Electricity | demand_projection | elc_buildings | 2060 | 1.3994 | Final Energy¦Residential and Commercial¦Electricity
Downscaling[REMIND-MAgPIE 3.2-4.6 IntegratedPhysicalDamages (95th-high)] | Below 2°C | FRA | Final Energy¦Residential and Commercial¦Electricity | EJ/yr | Final Energy¦Residential and Commercial¦Electricity | demand_projection | elc_buildings | 2065 | 1.4049 | Final Energy¦Residential and Commercial¦Electricity
Downscaling[REMIND-MAgPIE 3.2-4.6 IntegratedPhysicalDamages (95th-high)] | Below 2°C | FRA | Final Energy¦Residential and Commercial¦Electricity | EJ/yr | Final Energy¦Residential and Commercial¦Electricity | demand_projection | elc_buildings | 2070 | 1.4141 | Final Energy¦Residential and Commercial¦Electricity
Downscaling[REMIND-MAgPIE 3.2-4.6 IntegratedPhysicalDamages (95th-high)] | Below 2°C | FRA | Final Energy¦Residential and Commercial¦Electricity | EJ/yr | Final Energy¦Residential and Commercial¦Electricity | demand_projection | elc_buildings | 2075 | 1.4793 | Final Energy¦Residential and Commercial¦Electricity
Downscaling[REMIND-MAgPIE 3.2-4.6 IntegratedPhysicalDamages (95th-high)] | Below 2°C | FRA | Final Energy¦Residential and Commercial¦Electricity | EJ/yr | Final Energy¦Residential and Commercial¦Electricity | demand_projection | elc_buildings | 2080 | 1.5466 | Final Energy¦Residential and Commercial¦Electricity
Downscaling[REMIND-MAgPIE 3.2-4.6 IntegratedPhysicalDamages (95th-high)] | Below 2°C | FRA | Final Energy¦Residential and Commercial¦Electricity | EJ/yr | Final Energy¦Residential and Commercial¦Electricity | demand_projection | elc_buildings | 2085 | 1.6102 | Final Energy¦Residential and Commercial¦Electricity
Downscaling[REMIND-MAgPIE 3.2-4.6 IntegratedPhysicalDamages (95th-high)] | Below 2°C | FRA | Final Energy¦Residential and Commercial¦Electricity | EJ/yr | Final Energy¦Residential and Commercial¦Electricity | demand_projection | elc_buildings | 2090 | 1.6741 | Final Energy¦Residential and Commercial¦Electricity
Downscaling[REMIND-MAgPIE 3.2-4.6 IntegratedPhysicalDamages (95th-high)] | Below 2°C | FRA | Final Energy¦Residential and Commercial¦Electricity | EJ/yr | Final Energy¦Residential and Commercial¦Electricity | demand_projection | elc_buildings | 2095 | 1.7309 | Final Energy¦Residential and Commercial¦Electricity
Downscaling[REMIND-MAgPIE 3.2-4.6 IntegratedPhysicalDamages (95th-high)] | Below 2°C | FRA | Final Energy¦Residential and Commercial¦Electricity | EJ/yr | Final Energy¦Residential and Commercial¦Electricity | demand_projection | elc_buildings | 2100 | 1.7887 | Final Energy¦Residential and Commercial¦Electricity
Downscaling[REMIND-MAgPIE 3.2-4.6 IntegratedPhysicalDamages (95th-high)] | Below 2°C | FRA | Final Energy¦Transportation¦Electricity | EJ/yr | Final Energy¦Transportation¦Electricity | demand_projection | elc_transport | 2020 | 0.0532 | Final Energy¦Transportation¦Electricity
Downscaling[REMIND-MAgPIE 3.2-4.6 IntegratedPhysicalDamages (95th-high)] | Below 2°C | FRA | Final Energy¦Transportation¦Electricity | EJ/yr | Final Energy¦Transportation¦Electricity | demand_projection | elc_transport | 2025 | 0.1227 | Final Energy¦Transportation¦Electricity
Downscaling[REMIND-MAgPIE 3.2-4.6 IntegratedPhysicalDamages (95th-high)] | Below 2°C | FRA | Final Energy¦Transportation¦Electricity | EJ/yr | Final Energy¦Transportation¦Electricity | demand_projection | elc_transport | 2030 | 0.2266 | Final Energy¦Transportation¦Electricity
Downscaling[REMIND-MAgPIE 3.2-4.6 IntegratedPhysicalDamages (95th-high)] | Below 2°C | FRA | Final Energy¦Transportation¦Electricity | EJ/yr | Final Energy¦Transportation¦Electricity | demand_projection | elc_transport | 2035 | 0.3471 | Final Energy¦Transportation¦Electricity
Downscaling[REMIND-MAgPIE 3.2-4.6 IntegratedPhysicalDamages (95th-high)] | Below 2°C | FRA | Final Energy¦Transportation¦Electricity | EJ/yr | Final Energy¦Transportation¦Electricity | demand_projection | elc_transport | 2040 | 0.4211 | Final Energy¦Transportation¦Electricity
Downscaling[REMIND-MAgPIE 3.2-4.6 IntegratedPhysicalDamages (95th-high)] | Below 2°C | FRA | Final Energy¦Transportation¦Electricity | EJ/yr | Final Energy¦Transportation¦Electricity | demand_projection | elc_transport | 2045 | 0.4446 | Final Energy¦Transportation¦Electricity
Downscaling[REMIND-MAgPIE 3.2-4.6 IntegratedPhysicalDamages (95th-high)] | Below 2°C | FRA | Final Energy¦Transportation¦Electricity | EJ/yr | Final Energy¦Transportation¦Electricity | demand_projection | elc_transport | 2050 | 0.457 | Final Energy¦Transportation¦Electricity
Downscaling[REMIND-MAgPIE 3.2-4.6 IntegratedPhysicalDamages (95th-high)] | Below 2°C | FRA | Final Energy¦Transportation¦Electricity | EJ/yr | Final Energy¦Transportation¦Electricity | demand_projection | elc_transport | 2055 | 0.4796 | Final Energy¦Transportation¦Electricity
Downscaling[REMIND-MAgPIE 3.2-4.6 IntegratedPhysicalDamages (95th-high)] | Below 2°C | FRA | Final Energy¦Transportation¦Electricity | EJ/yr | Final Energy¦Transportation¦Electricity | demand_projection | elc_transport | 2060 | 0.493 | Final Energy¦Transportation¦Electricity
Downscaling[REMIND-MAgPIE 3.2-4.6 IntegratedPhysicalDamages (95th-high)] | Below 2°C | FRA | Final Energy¦Transportation¦Electricity | EJ/yr | Final Energy¦Transportation¦Electricity | demand_projection | elc_transport | 2065 | 0.5071 | Final Energy¦Transportation¦Electricity
Downscaling[REMIND-MAgPIE 3.2-4.6 IntegratedPhysicalDamages (95th-high)] | Below 2°C | FRA | Final Energy¦Transportation¦Electricity | EJ/yr | Final Energy¦Transportation¦Electricity | demand_projection | elc_transport | 2070 | 0.5191 | Final Energy¦Transportation¦Electricity
Downscaling[REMIND-MAgPIE 3.2-4.6 IntegratedPhysicalDamages (95th-high)] | Below 2°C | FRA | Final Energy¦Transportation¦Electricity | EJ/yr | Final Energy¦Transportation¦Electricity | demand_projection | elc_transport | 2075 | 0.5314 | Final Energy¦Transportation¦Electricity
Downscaling[REMIND-MAgPIE 3.2-4.6 IntegratedPhysicalDamages (95th-high)] | Below 2°C | FRA | Final Energy¦Transportation¦Electricity | EJ/yr | Final Energy¦Transportation¦Electricity | demand_projection | elc_transport | 2080 | 0.545 | Final Energy¦Transportation¦Electricity
Downscaling[REMIND-MAgPIE 3.2-4.6 IntegratedPhysicalDamages (95th-high)] | Below 2°C | FRA | Final Energy¦Transportation¦Electricity | EJ/yr | Final Energy¦Transportation¦Electricity | demand_projection | elc_transport | 2085 | 0.5563 | Final Energy¦Transportation¦Electricity
Downscaling[REMIND-MAgPIE 3.2-4.6 IntegratedPhysicalDamages (95th-high)] | Below 2°C | FRA | Final Energy¦Transportation¦Electricity | EJ/yr | Final Energy¦Transportation¦Electricity | demand_projection | elc_transport | 2090 | 0.5671 | Final Energy¦Transportation¦Electricity
Downscaling[REMIND-MAgPIE 3.2-4.6 IntegratedPhysicalDamages (95th-high)] | Below 2°C | FRA | Final Energy¦Transportation¦Electricity | EJ/yr | Final Energy¦Transportation¦Electricity | demand_projection | elc_transport | 2095 | 0.569 | Final Energy¦Transportation¦Electricity
Downscaling[REMIND-MAgPIE 3.2-4.6 IntegratedPhysicalDamages (95th-high)] | Below 2°C | FRA | Final Energy¦Transportation¦Electricity | EJ/yr | Final Energy¦Transportation¦Electricity | demand_projection | elc_transport | 2100 | 0.5681 | Final Energy¦Transportation¦Electricity
Downscaling[REMIND-MAgPIE 3.2-4.6 IntegratedPhysicalDamages (95th-high)] | Below 2°C | FRA | Secondary Energy¦Hydrogen | EJ/yr | Secondary Energy¦Hydrogen | demand_projection | hydrogen_allsect | 2020 | 0.0085 | Secondary Energy¦Hydrogen
Downscaling[REMIND-MAgPIE 3.2-4.6 IntegratedPhysicalDamages (95th-high)] | Below 2°C | FRA | Secondary Energy¦Hydrogen | EJ/yr | Secondary Energy¦Hydrogen | demand_projection | hydrogen_allsect | 2025 | 0.0391 | Secondary Energy¦Hydrogen
Downscaling[REMIND-MAgPIE 3.2-4.6 IntegratedPhysicalDamages (95th-high)] | Below 2°C | FRA | Secondary Energy¦Hydrogen | EJ/yr | Secondary Energy¦Hydrogen | demand_projection | hydrogen_allsect | 2030 | 0.0735 | Secondary Energy¦Hydrogen
Downscaling[REMIND-MAgPIE 3.2-4.6 IntegratedPhysicalDamages (95th-high)] | Below 2°C | FRA | Secondary Energy¦Hydrogen | EJ/yr | Secondary Energy¦Hydrogen | demand_projection | hydrogen_allsect | 2035 | 0.1032 | Secondary Energy¦Hydrogen
Downscaling[REMIND-MAgPIE 3.2-4.6 IntegratedPhysicalDamages (95th-high)] | Below 2°C | FRA | Secondary Energy¦Hydrogen | EJ/yr | Secondary Energy¦Hydrogen | demand_projection | hydrogen_allsect | 2040 | 0.1326 | Secondary Energy¦Hydrogen
Downscaling[REMIND-MAgPIE 3.2-4.6 IntegratedPhysicalDamages (95th-high)] | Below 2°C | FRA | Secondary Energy¦Hydrogen | EJ/yr | Secondary Energy¦Hydrogen | demand_projection | hydrogen_allsect | 2045 | 0.1876 | Secondary Energy¦Hydrogen
Downscaling[REMIND-MAgPIE 3.2-4.6 IntegratedPhysicalDamages (95th-high)] | Below 2°C | FRA | Secondary Energy¦Hydrogen | EJ/yr | Secondary Energy¦Hydrogen | demand_projection | hydrogen_allsect | 2050 | 0.2489 | Secondary Energy¦Hydrogen
Downscaling[REMIND-MAgPIE 3.2-4.6 IntegratedPhysicalDamages (95th-high)] | Below 2°C | FRA | Secondary Energy¦Hydrogen | EJ/yr | Secondary Energy¦Hydrogen | demand_projection | hydrogen_allsect | 2055 | 0.3101 | Secondary Energy¦Hydrogen
Downscaling[REMIND-MAgPIE 3.2-4.6 IntegratedPhysicalDamages (95th-high)] | Below 2°C | FRA | Secondary Energy¦Hydrogen | EJ/yr | Secondary Energy¦Hydrogen | demand_projection | hydrogen_allsect | 2060 | 0.383 | Secondary Energy¦Hydrogen
Downscaling[REMIND-MAgPIE 3.2-4.6 IntegratedPhysicalDamages (95th-high)] | Below 2°C | FRA | Secondary Energy¦Hydrogen | EJ/yr | Secondary Energy¦Hydrogen | demand_projection | hydrogen_allsect | 2065 | 0.3895 | Secondary Energy¦Hydrogen
Downscaling[REMIND-MAgPIE 3.2-4.6 IntegratedPhysicalDamages (95th-high)] | Below 2°C | FRA | Secondary Energy¦Hydrogen | EJ/yr | Secondary Energy¦Hydrogen | demand_projection | hydrogen_allsect | 2070 | 0.3877 | Secondary Energy¦Hydrogen
Downscaling[REMIND-MAgPIE 3.2-4.6 IntegratedPhysicalDamages (95th-high)] | Below 2°C | FRA | Secondary Energy¦Hydrogen | EJ/yr | Secondary Energy¦Hydrogen | demand_projection | hydrogen_allsect | 2075 | 0.3814 | Secondary Energy¦Hydrogen
Downscaling[REMIND-MAgPIE 3.2-4.6 IntegratedPhysicalDamages (95th-high)] | Below 2°C | FRA | Secondary Energy¦Hydrogen | EJ/yr | Secondary Energy¦Hydrogen | demand_projection | hydrogen_allsect | 2080 | 0.3731 | Secondary Energy¦Hydrogen
Downscaling[REMIND-MAgPIE 3.2-4.6 IntegratedPhysicalDamages (95th-high)] | Below 2°C | FRA | Secondary Energy¦Hydrogen | EJ/yr | Secondary Energy¦Hydrogen | demand_projection | hydrogen_allsect | 2085 | 0.3783 | Secondary Energy¦Hydrogen
Downscaling[REMIND-MAgPIE 3.2-4.6 IntegratedPhysicalDamages (95th-high)] | Below 2°C | FRA | Secondary Energy¦Hydrogen | EJ/yr | Secondary Energy¦Hydrogen | demand_projection | hydrogen_allsect | 2090 | 0.3816 | Secondary Energy¦Hydrogen
Downscaling[REMIND-MAgPIE 3.2-4.6 IntegratedPhysicalDamages (95th-high)] | Below 2°C | FRA | Secondary Energy¦Hydrogen | EJ/yr | Secondary Energy¦Hydrogen | demand_projection | hydrogen_allsect | 2095 | 0.3913 | Secondary Energy¦Hydrogen
Downscaling[REMIND-MAgPIE 3.2-4.6 IntegratedPhysicalDamages (95th-high)] | Below 2°C | FRA | Secondary Energy¦Hydrogen | EJ/yr | Secondary Energy¦Hydrogen | demand_projection | hydrogen_allsect | 2100 | 0.4013 | Secondary Energy¦Hydrogen
Downscaling[REMIND-MAgPIE 3.2-4.6 IntegratedPhysicalDamages (95th-high)] | Below 2°C | FRA | Secondary Energy¦Electricity¦Coal | EJ/yr | Secondary Energy¦Electricity¦Coal | elec_co2 |  | 2020 | 0.0325 | Secondary Energy¦Electricity¦Coal | 94
Downscaling[REMIND-MAgPIE 3.2-4.6 IntegratedPhysicalDamages (95th-high)] | Below 2°C | FRA | Secondary Energy¦Electricity¦Coal | EJ/yr | Secondary Energy¦Electricity¦Coal | elec_co2 |  | 2025 | 0.0057 | Secondary Energy¦Electricity¦Coal | 94
Downscaling[REMIND-MAgPIE 3.2-4.6 IntegratedPhysicalDamages (95th-high)] | Below 2°C | FRA | Secondary Energy¦Electricity¦Coal | EJ/yr | Secondary Energy¦Electricity¦Coal | elec_co2 |  | 2030 | 0 | Secondary Energy¦Electricity¦Coal | 94
Downscaling[REMIND-MAgPIE 3.2-4.6 IntegratedPhysicalDamages (95th-high)] | Below 2°C | FRA | Secondary Energy¦Electricity¦Coal | EJ/yr | Secondary Energy¦Electricity¦Coal | elec_co2 |  | 2035 | 0 | Secondary Energy¦Electricity¦Coal | 94
Downscaling[REMIND-MAgPIE 3.2-4.6 IntegratedPhysicalDamages (95th-high)] | Below 2°C | FRA | Secondary Energy¦Electricity¦Coal | EJ/yr | Secondary Energy¦Electricity¦Coal | elec_co2 |  | 2040 | 0 | Secondary Energy¦Electricity¦Coal | 94
Downscaling[REMIND-MAgPIE 3.2-4.6 IntegratedPhysicalDamages (95th-high)] | Below 2°C | FRA | Secondary Energy¦Electricity¦Coal | EJ/yr | Secondary Energy¦Electricity¦Coal | elec_co2 |  | 2045 | 0 | Secondary Energy¦Electricity¦Coal | 94
Downscaling[REMIND-MAgPIE 3.2-4.6 IntegratedPhysicalDamages (95th-high)] | Below 2°C | FRA | Secondary Energy¦Electricity¦Coal | EJ/yr | Secondary Energy¦Electricity¦Coal | elec_co2 |  | 2050 | 0 | Secondary Energy¦Electricity¦Coal | 94
Downscaling[REMIND-MAgPIE 3.2-4.6 IntegratedPhysicalDamages (95th-high)] | Below 2°C | FRA | Secondary Energy¦Electricity¦Coal | EJ/yr | Secondary Energy¦Electricity¦Coal | elec_co2 |  | 2055 | 0 | Secondary Energy¦Electricity¦Coal | 94
Downscaling[REMIND-MAgPIE 3.2-4.6 IntegratedPhysicalDamages (95th-high)] | Below 2°C | FRA | Secondary Energy¦Electricity¦Coal | EJ/yr | Secondary Energy¦Electricity¦Coal | elec_co2 |  | 2060 | 0 | Secondary Energy¦Electricity¦Coal | 94
Downscaling[REMIND-MAgPIE 3.2-4.6 IntegratedPhysicalDamages (95th-high)] | Below 2°C | FRA | Secondary Energy¦Electricity¦Coal | EJ/yr | Secondary Energy¦Electricity¦Coal | elec_co2 |  | 2065 | 0 | Secondary Energy¦Electricity¦Coal | 94
Downscaling[REMIND-MAgPIE 3.2-4.6 IntegratedPhysicalDamages (95th-high)] | Below 2°C | FRA | Secondary Energy¦Electricity¦Coal | EJ/yr | Secondary Energy¦Electricity¦Coal | elec_co2 |  | 2070 | 0 | Secondary Energy¦Electricity¦Coal | 94
Downscaling[REMIND-MAgPIE 3.2-4.6 IntegratedPhysicalDamages (95th-high)] | Below 2°C | FRA | Secondary Energy¦Electricity¦Coal | EJ/yr | Secondary Energy¦Electricity¦Coal | elec_co2 |  | 2075 | 0 | Secondary Energy¦Electricity¦Coal | 94
Downscaling[REMIND-MAgPIE 3.2-4.6 IntegratedPhysicalDamages (95th-high)] | Below 2°C | FRA | Secondary Energy¦Electricity¦Coal | EJ/yr | Secondary Energy¦Electricity¦Coal | elec_co2 |  | 2080 | 0 | Secondary Energy¦Electricity¦Coal | 94
Downscaling[REMIND-MAgPIE 3.2-4.6 IntegratedPhysicalDamages (95th-high)] | Below 2°C | FRA | Secondary Energy¦Electricity¦Coal | EJ/yr | Secondary Energy¦Electricity¦Coal | elec_co2 |  | 2085 | 0 | Secondary Energy¦Electricity¦Coal | 94
Downscaling[REMIND-MAgPIE 3.2-4.6 IntegratedPhysicalDamages (95th-high)] | Below 2°C | FRA | Secondary Energy¦Electricity¦Coal | EJ/yr | Secondary Energy¦Electricity¦Coal | elec_co2 |  | 2090 | 0 | Secondary Energy¦Electricity¦Coal | 94
Downscaling[REMIND-MAgPIE 3.2-4.6 IntegratedPhysicalDamages (95th-high)] | Below 2°C | FRA | Secondary Energy¦Electricity¦Coal | EJ/yr | Secondary Energy¦Electricity¦Coal | elec_co2 |  | 2095 | 0 | Secondary Energy¦Electricity¦Coal | 94
Downscaling[REMIND-MAgPIE 3.2-4.6 IntegratedPhysicalDamages (95th-high)] | Below 2°C | FRA | Secondary Energy¦Electricity¦Coal | EJ/yr | Secondary Energy¦Electricity¦Coal | elec_co2 |  | 2100 | 0 | Secondary Energy¦Electricity¦Coal | 94
Downscaling[REMIND-MAgPIE 3.2-4.6 IntegratedPhysicalDamages (95th-high)] | Below 2°C | FRA | Secondary Energy¦Electricity¦Gas | EJ/yr | Secondary Energy¦Electricity¦Gas | elec_co2 |  | 2020 | 0.1751 | Secondary Energy¦Electricity¦Gas | 55
Downscaling[REMIND-MAgPIE 3.2-4.6 IntegratedPhysicalDamages (95th-high)] | Below 2°C | FRA | Secondary Energy¦Electricity¦Gas | EJ/yr | Secondary Energy¦Electricity¦Gas | elec_co2 |  | 2025 | 0.1854 | Secondary Energy¦Electricity¦Gas | 55
Downscaling[REMIND-MAgPIE 3.2-4.6 IntegratedPhysicalDamages (95th-high)] | Below 2°C | FRA | Secondary Energy¦Electricity¦Gas | EJ/yr | Secondary Energy¦Electricity¦Gas | elec_co2 |  | 2030 | 0.0954 | Secondary Energy¦Electricity¦Gas | 55
Downscaling[REMIND-MAgPIE 3.2-4.6 IntegratedPhysicalDamages (95th-high)] | Below 2°C | FRA | Secondary Energy¦Electricity¦Gas | EJ/yr | Secondary Energy¦Electricity¦Gas | elec_co2 |  | 2035 | 0.066 | Secondary Energy¦Electricity¦Gas | 55
Downscaling[REMIND-MAgPIE 3.2-4.6 IntegratedPhysicalDamages (95th-high)] | Below 2°C | FRA | Secondary Energy¦Electricity¦Gas | EJ/yr | Secondary Energy¦Electricity¦Gas | elec_co2 |  | 2040 | 0.0157 | Secondary Energy¦Electricity¦Gas | 55
Downscaling[REMIND-MAgPIE 3.2-4.6 IntegratedPhysicalDamages (95th-high)] | Below 2°C | FRA | Secondary Energy¦Electricity¦Gas | EJ/yr | Secondary Energy¦Electricity¦Gas | elec_co2 |  | 2045 | 0.0151 | Secondary Energy¦Electricity¦Gas | 55
Downscaling[REMIND-MAgPIE 3.2-4.6 IntegratedPhysicalDamages (95th-high)] | Below 2°C | FRA | Secondary Energy¦Electricity¦Gas | EJ/yr | Secondary Energy¦Electricity¦Gas | elec_co2 |  | 2050 | 0.0129 | Secondary Energy¦Electricity¦Gas | 55
Downscaling[REMIND-MAgPIE 3.2-4.6 IntegratedPhysicalDamages (95th-high)] | Below 2°C | FRA | Secondary Energy¦Electricity¦Gas | EJ/yr | Secondary Energy¦Electricity¦Gas | elec_co2 |  | 2055 | 0.0109 | Secondary Energy¦Electricity¦Gas | 55
Downscaling[REMIND-MAgPIE 3.2-4.6 IntegratedPhysicalDamages (95th-high)] | Below 2°C | FRA | Secondary Energy¦Electricity¦Gas | EJ/yr | Secondary Energy¦Electricity¦Gas | elec_co2 |  | 2060 | 0.0061 | Secondary Energy¦Electricity¦Gas | 55
Downscaling[REMIND-MAgPIE 3.2-4.6 IntegratedPhysicalDamages (95th-high)] | Below 2°C | FRA | Secondary Energy¦Electricity¦Gas | EJ/yr | Secondary Energy¦Electricity¦Gas | elec_co2 |  | 2065 | 0.0033 | Secondary Energy¦Electricity¦Gas | 55
Downscaling[REMIND-MAgPIE 3.2-4.6 IntegratedPhysicalDamages (95th-high)] | Below 2°C | FRA | Secondary Energy¦Electricity¦Gas | EJ/yr | Secondary Energy¦Electricity¦Gas | elec_co2 |  | 2070 | 0.0005 | Secondary Energy¦Electricity¦Gas | 55
Downscaling[REMIND-MAgPIE 3.2-4.6 IntegratedPhysicalDamages (95th-high)] | Below 2°C | FRA | Secondary Energy¦Electricity¦Gas | EJ/yr | Secondary Energy¦Electricity¦Gas | elec_co2 |  | 2075 | 0.0003 | Secondary Energy¦Electricity¦Gas | 55
Downscaling[REMIND-MAgPIE 3.2-4.6 IntegratedPhysicalDamages (95th-high)] | Below 2°C | FRA | Secondary Energy¦Electricity¦Gas | EJ/yr | Secondary Energy¦Electricity¦Gas | elec_co2 |  | 2080 | 0 | Secondary Energy¦Electricity¦Gas | 55
Downscaling[REMIND-MAgPIE 3.2-4.6 IntegratedPhysicalDamages (95th-high)] | Below 2°C | FRA | Secondary Energy¦Electricity¦Gas | EJ/yr | Secondary Energy¦Electricity¦Gas | elec_co2 |  | 2085 | 0 | Secondary Energy¦Electricity¦Gas | 55
Downscaling[REMIND-MAgPIE 3.2-4.6 IntegratedPhysicalDamages (95th-high)] | Below 2°C | FRA | Secondary Energy¦Electricity¦Gas | EJ/yr | Secondary Energy¦Electricity¦Gas | elec_co2 |  | 2090 | 0 | Secondary Energy¦Electricity¦Gas | 55
Downscaling[REMIND-MAgPIE 3.2-4.6 IntegratedPhysicalDamages (95th-high)] | Below 2°C | FRA | Secondary Energy¦Electricity¦Gas | EJ/yr | Secondary Energy¦Electricity¦Gas | elec_co2 |  | 2095 | 0 | Secondary Energy¦Electricity¦Gas | 55
Downscaling[REMIND-MAgPIE 3.2-4.6 IntegratedPhysicalDamages (95th-high)] | Below 2°C | FRA | Secondary Energy¦Electricity¦Gas | EJ/yr | Secondary Energy¦Electricity¦Gas | elec_co2 |  | 2100 | 0 | Secondary Energy¦Electricity¦Gas | 55
Downscaling[REMIND-MAgPIE 3.2-4.6 IntegratedPhysicalDamages (95th-high)] | Below 2°C | FRA | Secondary Energy¦Electricity¦Oil | EJ/yr | Secondary Energy¦Electricity¦Oil | elec_co2 |  | 2020 | 0.0143 | Secondary Energy¦Electricity¦Oil | 70
Downscaling[REMIND-MAgPIE 3.2-4.6 IntegratedPhysicalDamages (95th-high)] | Below 2°C | FRA | Secondary Energy¦Electricity¦Oil | EJ/yr | Secondary Energy¦Electricity¦Oil | elec_co2 |  | 2025 | 0.0053 | Secondary Energy¦Electricity¦Oil | 70
Downscaling[REMIND-MAgPIE 3.2-4.6 IntegratedPhysicalDamages (95th-high)] | Below 2°C | FRA | Secondary Energy¦Electricity¦Oil | EJ/yr | Secondary Energy¦Electricity¦Oil | elec_co2 |  | 2030 | 0.0004 | Secondary Energy¦Electricity¦Oil | 70
Downscaling[REMIND-MAgPIE 3.2-4.6 IntegratedPhysicalDamages (95th-high)] | Below 2°C | FRA | Secondary Energy¦Electricity¦Oil | EJ/yr | Secondary Energy¦Electricity¦Oil | elec_co2 |  | 2035 | 0 | Secondary Energy¦Electricity¦Oil | 70
Downscaling[REMIND-MAgPIE 3.2-4.6 IntegratedPhysicalDamages (95th-high)] | Below 2°C | FRA | Secondary Energy¦Electricity¦Oil | EJ/yr | Secondary Energy¦Electricity¦Oil | elec_co2 |  | 2040 | 0 | Secondary Energy¦Electricity¦Oil | 70
Downscaling[REMIND-MAgPIE 3.2-4.6 IntegratedPhysicalDamages (95th-high)] | Below 2°C | FRA | Secondary Energy¦Electricity¦Oil | EJ/yr | Secondary Energy¦Electricity¦Oil | elec_co2 |  | 2045 | 0 | Secondary Energy¦Electricity¦Oil | 70
Downscaling[REMIND-MAgPIE 3.2-4.6 IntegratedPhysicalDamages (95th-high)] | Below 2°C | FRA | Secondary Energy¦Electricity¦Oil | EJ/yr | Secondary Energy¦Electricity¦Oil | elec_co2 |  | 2050 | 0 | Secondary Energy¦Electricity¦Oil | 70
Downscaling[REMIND-MAgPIE 3.2-4.6 IntegratedPhysicalDamages (95th-high)] | Below 2°C | FRA | Secondary Energy¦Electricity¦Oil | EJ/yr | Secondary Energy¦Electricity¦Oil | elec_co2 |  | 2055 | 0 | Secondary Energy¦Electricity¦Oil | 70
Downscaling[REMIND-MAgPIE 3.2-4.6 IntegratedPhysicalDamages (95th-high)] | Below 2°C | FRA | Secondary Energy¦Electricity¦Oil | EJ/yr | Secondary Energy¦Electricity¦Oil | elec_co2 |  | 2060 | 0 | Secondary Energy¦Electricity¦Oil | 70
Downscaling[REMIND-MAgPIE 3.2-4.6 IntegratedPhysicalDamages (95th-high)] | Below 2°C | FRA | Secondary Energy¦Electricity¦Oil | EJ/yr | Secondary Energy¦Electricity¦Oil | elec_co2 |  | 2065 | 0 | Secondary Energy¦Electricity¦Oil | 70
Downscaling[REMIND-MAgPIE 3.2-4.6 IntegratedPhysicalDamages (95th-high)] | Below 2°C | FRA | Secondary Energy¦Electricity¦Oil | EJ/yr | Secondary Energy¦Electricity¦Oil | elec_co2 |  | 2070 | 0 | Secondary Energy¦Electricity¦Oil | 70
Downscaling[REMIND-MAgPIE 3.2-4.6 IntegratedPhysicalDamages (95th-high)] | Below 2°C | FRA | Secondary Energy¦Electricity¦Oil | EJ/yr | Secondary Energy¦Electricity¦Oil | elec_co2 |  | 2075 | 0 | Secondary Energy¦Electricity¦Oil | 70
Downscaling[REMIND-MAgPIE 3.2-4.6 IntegratedPhysicalDamages (95th-high)] | Below 2°C | FRA | Secondary Energy¦Electricity¦Oil | EJ/yr | Secondary Energy¦Electricity¦Oil | elec_co2 |  | 2080 | 0 | Secondary Energy¦Electricity¦Oil | 70
Downscaling[REMIND-MAgPIE 3.2-4.6 IntegratedPhysicalDamages (95th-high)] | Below 2°C | FRA | Secondary Energy¦Electricity¦Oil | EJ/yr | Secondary Energy¦Electricity¦Oil | elec_co2 |  | 2085 | 0 | Secondary Energy¦Electricity¦Oil | 70
Downscaling[REMIND-MAgPIE 3.2-4.6 IntegratedPhysicalDamages (95th-high)] | Below 2°C | FRA | Secondary Energy¦Electricity¦Oil | EJ/yr | Secondary Energy¦Electricity¦Oil | elec_co2 |  | 2090 | 0 | Secondary Energy¦Electricity¦Oil | 70
Downscaling[REMIND-MAgPIE 3.2-4.6 IntegratedPhysicalDamages (95th-high)] | Below 2°C | FRA | Secondary Energy¦Electricity¦Oil | EJ/yr | Secondary Energy¦Electricity¦Oil | elec_co2 |  | 2095 | 0 | Secondary Energy¦Electricity¦Oil | 70
Downscaling[REMIND-MAgPIE 3.2-4.6 IntegratedPhysicalDamages (95th-high)] | Below 2°C | FRA | Secondary Energy¦Electricity¦Oil | EJ/yr | Secondary Energy¦Electricity¦Oil | elec_co2 |  | 2100 | 0 | Secondary Energy¦Electricity¦Oil | 70
Downscaling[REMIND-MAgPIE 3.2-4.6 IntegratedPhysicalDamages (95th-high)] | Below 2°C | FRA | Price¦Primary Energy¦Biomass | US$2010/GJ | Price¦Primary Energy¦Biomass | fuel_supply | bioenergy | 2020 | 5.3799 | Price¦Primary Energy¦Biomass
Downscaling[REMIND-MAgPIE 3.2-4.6 IntegratedPhysicalDamages (95th-high)] | Below 2°C | FRA | Price¦Primary Energy¦Biomass | US$2010/GJ | Price¦Primary Energy¦Biomass | fuel_supply | bioenergy | 2025 | 5.8288 | Price¦Primary Energy¦Biomass
Downscaling[REMIND-MAgPIE 3.2-4.6 IntegratedPhysicalDamages (95th-high)] | Below 2°C | FRA | Price¦Primary Energy¦Biomass | US$2010/GJ | Price¦Primary Energy¦Biomass | fuel_supply | bioenergy | 2030 | 5.8674 | Price¦Primary Energy¦Biomass
Downscaling[REMIND-MAgPIE 3.2-4.6 IntegratedPhysicalDamages (95th-high)] | Below 2°C | FRA | Price¦Primary Energy¦Biomass | US$2010/GJ | Price¦Primary Energy¦Biomass | fuel_supply | bioenergy | 2035 | 6.2736 | Price¦Primary Energy¦Biomass
Downscaling[REMIND-MAgPIE 3.2-4.6 IntegratedPhysicalDamages (95th-high)] | Below 2°C | FRA | Price¦Primary Energy¦Biomass | US$2010/GJ | Price¦Primary Energy¦Biomass | fuel_supply | bioenergy | 2040 | 7.5656 | Price¦Primary Energy¦Biomass
Downscaling[REMIND-MAgPIE 3.2-4.6 IntegratedPhysicalDamages (95th-high)] | Below 2°C | FRA | Price¦Primary Energy¦Biomass | US$2010/GJ | Price¦Primary Energy¦Biomass | fuel_supply | bioenergy | 2045 | 6.9854 | Price¦Primary Energy¦Biomass
Downscaling[REMIND-MAgPIE 3.2-4.6 IntegratedPhysicalDamages (95th-high)] | Below 2°C | FRA | Price¦Primary Energy¦Biomass | US$2010/GJ | Price¦Primary Energy¦Biomass | fuel_supply | bioenergy | 2050 | 7.5674 | Price¦Primary Energy¦Biomass
Downscaling[REMIND-MAgPIE 3.2-4.6 IntegratedPhysicalDamages (95th-high)] | Below 2°C | FRA | Price¦Primary Energy¦Biomass | US$2010/GJ | Price¦Primary Energy¦Biomass | fuel_supply | bioenergy | 2055 | 8.5049 | Price¦Primary Energy¦Biomass
Downscaling[REMIND-MAgPIE 3.2-4.6 IntegratedPhysicalDamages (95th-high)] | Below 2°C | FRA | Price¦Primary Energy¦Biomass | US$2010/GJ | Price¦Primary Energy¦Biomass | fuel_supply | bioenergy | 2060 | 12.7255 | Price¦Primary Energy¦Biomass
Downscaling[REMIND-MAgPIE 3.2-4.6 IntegratedPhysicalDamages (95th-high)] | Below 2°C | FRA | Price¦Primary Energy¦Biomass | US$2010/GJ | Price¦Primary Energy¦Biomass | fuel_supply | bioenergy | 2065 | 12.2887 | Price¦Primary Energy¦Biomass
Downscaling[REMIND-MAgPIE 3.2-4.6 IntegratedPhysicalDamages (95th-high)] | Below 2°C | FRA | Price¦Primary Energy¦Biomass | US$2010/GJ | Price¦Primary Energy¦Biomass | fuel_supply | bioenergy | 2070 | 11.8519 | Price¦Primary Energy¦Biomass
Downscaling[REMIND-MAgPIE 3.2-4.6 IntegratedPhysicalDamages (95th-high)] | Below 2°C | FRA | Price¦Primary Energy¦Biomass | US$2010/GJ | Price¦Primary Energy¦Biomass | fuel_supply | bioenergy | 2075 | 12.9836 | Price¦Primary Energy¦Biomass
Downscaling[REMIND-MAgPIE 3.2-4.6 IntegratedPhysicalDamages (95th-high)] | Below 2°C | FRA | Price¦Primary Energy¦Biomass | US$2010/GJ | Price¦Primary Energy¦Biomass | fuel_supply | bioenergy | 2080 | 14.1152 | Price¦Primary Energy¦Biomass
Downscaling[REMIND-MAgPIE 3.2-4.6 IntegratedPhysicalDamages (95th-high)] | Below 2°C | FRA | Price¦Primary Energy¦Biomass | US$2010/GJ | Price¦Primary Energy¦Biomass | fuel_supply | bioenergy | 2085 | 14.801 | Price¦Primary Energy¦Biomass
Downscaling[REMIND-MAgPIE 3.2-4.6 IntegratedPhysicalDamages (95th-high)] | Below 2°C | FRA | Price¦Primary Energy¦Biomass | US$2010/GJ | Price¦Primary Energy¦Biomass | fuel_supply | bioenergy | 2090 | 15.4867 | Price¦Primary Energy¦Biomass
Downscaling[REMIND-MAgPIE 3.2-4.6 IntegratedPhysicalDamages (95th-high)] | Below 2°C | FRA | Price¦Primary Energy¦Biomass | US$2010/GJ | Price¦Primary Energy¦Biomass | fuel_supply | bioenergy | 2095 | 15.7785 | Price¦Primary Energy¦Biomass
Downscaling[REMIND-MAgPIE 3.2-4.6 IntegratedPhysicalDamages (95th-high)] | Below 2°C | FRA | Price¦Primary Energy¦Biomass | US$2010/GJ | Price¦Primary Energy¦Biomass | fuel_supply | bioenergy | 2100 | 16.0704 | Price¦Primary Energy¦Biomass
Downscaling[REMIND-MAgPIE 3.2-4.6 IntegratedPhysicalDamages (95th-high)] | Below 2°C | FRA | Price¦Primary Energy¦Coal | US$2010/GJ | Price¦Primary Energy¦Coal | fuel_supply | coal | 2020 | 2.0344 | Price¦Primary Energy¦Coal
Downscaling[REMIND-MAgPIE 3.2-4.6 IntegratedPhysicalDamages (95th-high)] | Below 2°C | FRA | Price¦Primary Energy¦Coal | US$2010/GJ | Price¦Primary Energy¦Coal | fuel_supply | coal | 2025 | 2.3613 | Price¦Primary Energy¦Coal
Downscaling[REMIND-MAgPIE 3.2-4.6 IntegratedPhysicalDamages (95th-high)] | Below 2°C | FRA | Price¦Primary Energy¦Coal | US$2010/GJ | Price¦Primary Energy¦Coal | fuel_supply | coal | 2030 | 1.636 | Price¦Primary Energy¦Coal
Downscaling[REMIND-MAgPIE 3.2-4.6 IntegratedPhysicalDamages (95th-high)] | Below 2°C | FRA | Price¦Primary Energy¦Coal | US$2010/GJ | Price¦Primary Energy¦Coal | fuel_supply | coal | 2035 | 1.3335 | Price¦Primary Energy¦Coal
Downscaling[REMIND-MAgPIE 3.2-4.6 IntegratedPhysicalDamages (95th-high)] | Below 2°C | FRA | Price¦Primary Energy¦Coal | US$2010/GJ | Price¦Primary Energy¦Coal | fuel_supply | coal | 2040 | 1.329 | Price¦Primary Energy¦Coal
Downscaling[REMIND-MAgPIE 3.2-4.6 IntegratedPhysicalDamages (95th-high)] | Below 2°C | FRA | Price¦Primary Energy¦Coal | US$2010/GJ | Price¦Primary Energy¦Coal | fuel_supply | coal | 2045 | 1.3561 | Price¦Primary Energy¦Coal
Downscaling[REMIND-MAgPIE 3.2-4.6 IntegratedPhysicalDamages (95th-high)] | Below 2°C | FRA | Price¦Primary Energy¦Coal | US$2010/GJ | Price¦Primary Energy¦Coal | fuel_supply | coal | 2050 | 1.5891 | Price¦Primary Energy¦Coal
Downscaling[REMIND-MAgPIE 3.2-4.6 IntegratedPhysicalDamages (95th-high)] | Below 2°C | FRA | Price¦Primary Energy¦Coal | US$2010/GJ | Price¦Primary Energy¦Coal | fuel_supply | coal | 2055 | 1.3658 | Price¦Primary Energy¦Coal
Downscaling[REMIND-MAgPIE 3.2-4.6 IntegratedPhysicalDamages (95th-high)] | Below 2°C | FRA | Price¦Primary Energy¦Coal | US$2010/GJ | Price¦Primary Energy¦Coal | fuel_supply | coal | 2060 | 1.8623 | Price¦Primary Energy¦Coal
Downscaling[REMIND-MAgPIE 3.2-4.6 IntegratedPhysicalDamages (95th-high)] | Below 2°C | FRA | Price¦Primary Energy¦Coal | US$2010/GJ | Price¦Primary Energy¦Coal | fuel_supply | coal | 2065 | 1.8451 | Price¦Primary Energy¦Coal
Downscaling[REMIND-MAgPIE 3.2-4.6 IntegratedPhysicalDamages (95th-high)] | Below 2°C | FRA | Price¦Primary Energy¦Coal | US$2010/GJ | Price¦Primary Energy¦Coal | fuel_supply | coal | 2070 | 1.8278 | Price¦Primary Energy¦Coal
Downscaling[REMIND-MAgPIE 3.2-4.6 IntegratedPhysicalDamages (95th-high)] | Below 2°C | FRA | Price¦Primary Energy¦Coal | US$2010/GJ | Price¦Primary Energy¦Coal | fuel_supply | coal | 2075 | 1.8341 | Price¦Primary Energy¦Coal
Downscaling[REMIND-MAgPIE 3.2-4.6 IntegratedPhysicalDamages (95th-high)] | Below 2°C | FRA | Price¦Primary Energy¦Coal | US$2010/GJ | Price¦Primary Energy¦Coal | fuel_supply | coal | 2080 | 1.8404 | Price¦Primary Energy¦Coal
Downscaling[REMIND-MAgPIE 3.2-4.6 IntegratedPhysicalDamages (95th-high)] | Below 2°C | FRA | Price¦Primary Energy¦Coal | US$2010/GJ | Price¦Primary Energy¦Coal | fuel_supply | coal | 2085 | 1.8694 | Price¦Primary Energy¦Coal
Downscaling[REMIND-MAgPIE 3.2-4.6 IntegratedPhysicalDamages (95th-high)] | Below 2°C | FRA | Price¦Primary Energy¦Coal | US$2010/GJ | Price¦Primary Energy¦Coal | fuel_supply | coal | 2090 | 1.8985 | Price¦Primary Energy¦Coal
Downscaling[REMIND-MAgPIE 3.2-4.6 IntegratedPhysicalDamages (95th-high)] | Below 2°C | FRA | Price¦Primary Energy¦Coal | US$2010/GJ | Price¦Primary Energy¦Coal | fuel_supply | coal | 2095 | 1.7854 | Price¦Primary Energy¦Coal
Downscaling[REMIND-MAgPIE 3.2-4.6 IntegratedPhysicalDamages (95th-high)] | Below 2°C | FRA | Price¦Primary Energy¦Coal | US$2010/GJ | Price¦Primary Energy¦Coal | fuel_supply | coal | 2100 | 1.6724 | Price¦Primary Energy¦Coal
Downscaling[REMIND-MAgPIE 3.2-4.6 IntegratedPhysicalDamages (95th-high)] | Below 2°C | FRA | Price¦Primary Energy¦Gas | US$2010/GJ | Price¦Primary Energy¦Gas | fuel_supply | gas | 2020 | 3.9711 | Price¦Primary Energy¦Gas
Downscaling[REMIND-MAgPIE 3.2-4.6 IntegratedPhysicalDamages (95th-high)] | Below 2°C | FRA | Price¦Primary Energy¦Gas | US$2010/GJ | Price¦Primary Energy¦Gas | fuel_supply | gas | 2025 | 4.7905 | Price¦Primary Energy¦Gas
Downscaling[REMIND-MAgPIE 3.2-4.6 IntegratedPhysicalDamages (95th-high)] | Below 2°C | FRA | Price¦Primary Energy¦Gas | US$2010/GJ | Price¦Primary Energy¦Gas | fuel_supply | gas | 2030 | 4.7936 | Price¦Primary Energy¦Gas
Downscaling[REMIND-MAgPIE 3.2-4.6 IntegratedPhysicalDamages (95th-high)] | Below 2°C | FRA | Price¦Primary Energy¦Gas | US$2010/GJ | Price¦Primary Energy¦Gas | fuel_supply | gas | 2035 | 5.3132 | Price¦Primary Energy¦Gas
Downscaling[REMIND-MAgPIE 3.2-4.6 IntegratedPhysicalDamages (95th-high)] | Below 2°C | FRA | Price¦Primary Energy¦Gas | US$2010/GJ | Price¦Primary Energy¦Gas | fuel_supply | gas | 2040 | 5.0059 | Price¦Primary Energy¦Gas
Downscaling[REMIND-MAgPIE 3.2-4.6 IntegratedPhysicalDamages (95th-high)] | Below 2°C | FRA | Price¦Primary Energy¦Gas | US$2010/GJ | Price¦Primary Energy¦Gas | fuel_supply | gas | 2045 | 4.736 | Price¦Primary Energy¦Gas
Downscaling[REMIND-MAgPIE 3.2-4.6 IntegratedPhysicalDamages (95th-high)] | Below 2°C | FRA | Price¦Primary Energy¦Gas | US$2010/GJ | Price¦Primary Energy¦Gas | fuel_supply | gas | 2050 | 4.7195 | Price¦Primary Energy¦Gas
Downscaling[REMIND-MAgPIE 3.2-4.6 IntegratedPhysicalDamages (95th-high)] | Below 2°C | FRA | Price¦Primary Energy¦Gas | US$2010/GJ | Price¦Primary Energy¦Gas | fuel_supply | gas | 2055 | 4.4659 | Price¦Primary Energy¦Gas
Downscaling[REMIND-MAgPIE 3.2-4.6 IntegratedPhysicalDamages (95th-high)] | Below 2°C | FRA | Price¦Primary Energy¦Gas | US$2010/GJ | Price¦Primary Energy¦Gas | fuel_supply | gas | 2060 | 5.7841 | Price¦Primary Energy¦Gas
Downscaling[REMIND-MAgPIE 3.2-4.6 IntegratedPhysicalDamages (95th-high)] | Below 2°C | FRA | Price¦Primary Energy¦Gas | US$2010/GJ | Price¦Primary Energy¦Gas | fuel_supply | gas | 2065 | 5.5088 | Price¦Primary Energy¦Gas
Downscaling[REMIND-MAgPIE 3.2-4.6 IntegratedPhysicalDamages (95th-high)] | Below 2°C | FRA | Price¦Primary Energy¦Gas | US$2010/GJ | Price¦Primary Energy¦Gas | fuel_supply | gas | 2070 | 5.2335 | Price¦Primary Energy¦Gas
Downscaling[REMIND-MAgPIE 3.2-4.6 IntegratedPhysicalDamages (95th-high)] | Below 2°C | FRA | Price¦Primary Energy¦Gas | US$2010/GJ | Price¦Primary Energy¦Gas | fuel_supply | gas | 2075 | 5.0614 | Price¦Primary Energy¦Gas
Downscaling[REMIND-MAgPIE 3.2-4.6 IntegratedPhysicalDamages (95th-high)] | Below 2°C | FRA | Price¦Primary Energy¦Gas | US$2010/GJ | Price¦Primary Energy¦Gas | fuel_supply | gas | 2080 | 4.8892 | Price¦Primary Energy¦Gas
Downscaling[REMIND-MAgPIE 3.2-4.6 IntegratedPhysicalDamages (95th-high)] | Below 2°C | FRA | Price¦Primary Energy¦Gas | US$2010/GJ | Price¦Primary Energy¦Gas | fuel_supply | gas | 2085 | 4.9845 | Price¦Primary Energy¦Gas
Downscaling[REMIND-MAgPIE 3.2-4.6 IntegratedPhysicalDamages (95th-high)] | Below 2°C | FRA | Price¦Primary Energy¦Gas | US$2010/GJ | Price¦Primary Energy¦Gas | fuel_supply | gas | 2090 | 5.0798 | Price¦Primary Energy¦Gas
Downscaling[REMIND-MAgPIE 3.2-4.6 IntegratedPhysicalDamages (95th-high)] | Below 2°C | FRA | Price¦Primary Energy¦Gas | US$2010/GJ | Price¦Primary Energy¦Gas | fuel_supply | gas | 2095 | 5.0135 | Price¦Primary Energy¦Gas
Downscaling[REMIND-MAgPIE 3.2-4.6 IntegratedPhysicalDamages (95th-high)] | Below 2°C | FRA | Price¦Primary Energy¦Gas | US$2010/GJ | Price¦Primary Energy¦Gas | fuel_supply | gas | 2100 | 4.9471 | Price¦Primary Energy¦Gas
Downscaling[REMIND-MAgPIE 3.2-4.6 IntegratedPhysicalDamages (95th-high)] | Below 2°C | FRA | Price¦Secondary Energy¦Liquids¦Oil | US$2010/GJ | Price¦Secondary Energy¦Liquids¦Oil | fuel_supply | oil | 2020 | 82.2847 | Price¦Secondary Energy¦Liquids¦Oil
Downscaling[REMIND-MAgPIE 3.2-4.6 IntegratedPhysicalDamages (95th-high)] | Below 2°C | FRA | Price¦Secondary Energy¦Liquids¦Oil | US$2010/GJ | Price¦Secondary Energy¦Liquids¦Oil | fuel_supply | oil | 2025 | 89.9731 | Price¦Secondary Energy¦Liquids¦Oil
Downscaling[REMIND-MAgPIE 3.2-4.6 IntegratedPhysicalDamages (95th-high)] | Below 2°C | FRA | Price¦Secondary Energy¦Liquids¦Oil | US$2010/GJ | Price¦Secondary Energy¦Liquids¦Oil | fuel_supply | oil | 2030 | 91.9827 | Price¦Secondary Energy¦Liquids¦Oil
Downscaling[REMIND-MAgPIE 3.2-4.6 IntegratedPhysicalDamages (95th-high)] | Below 2°C | FRA | Price¦Secondary Energy¦Liquids¦Oil | US$2010/GJ | Price¦Secondary Energy¦Liquids¦Oil | fuel_supply | oil | 2035 | 80.3436 | Price¦Secondary Energy¦Liquids¦Oil
Downscaling[REMIND-MAgPIE 3.2-4.6 IntegratedPhysicalDamages (95th-high)] | Below 2°C | FRA | Price¦Secondary Energy¦Liquids¦Oil | US$2010/GJ | Price¦Secondary Energy¦Liquids¦Oil | fuel_supply | oil | 2040 | 94.2 | Price¦Secondary Energy¦Liquids¦Oil
Downscaling[REMIND-MAgPIE 3.2-4.6 IntegratedPhysicalDamages (95th-high)] | Below 2°C | FRA | Price¦Secondary Energy¦Liquids¦Oil | US$2010/GJ | Price¦Secondary Energy¦Liquids¦Oil | fuel_supply | oil | 2045 | 109.0258 | Price¦Secondary Energy¦Liquids¦Oil
Downscaling[REMIND-MAgPIE 3.2-4.6 IntegratedPhysicalDamages (95th-high)] | Below 2°C | FRA | Price¦Secondary Energy¦Liquids¦Oil | US$2010/GJ | Price¦Secondary Energy¦Liquids¦Oil | fuel_supply | oil | 2050 | 126.8148 | Price¦Secondary Energy¦Liquids¦Oil
Downscaling[REMIND-MAgPIE 3.2-4.6 IntegratedPhysicalDamages (95th-high)] | Below 2°C | FRA | Price¦Secondary Energy¦Liquids¦Oil | US$2010/GJ | Price¦Secondary Energy¦Liquids¦Oil | fuel_supply | oil | 2055 | 138.4991 | Price¦Secondary Energy¦Liquids¦Oil
Downscaling[REMIND-MAgPIE 3.2-4.6 IntegratedPhysicalDamages (95th-high)] | Below 2°C | FRA | Price¦Secondary Energy¦Liquids¦Oil | US$2010/GJ | Price¦Secondary Energy¦Liquids¦Oil | fuel_supply | oil | 2060 | 230.165 | Price¦Secondary Energy¦Liquids¦Oil
Downscaling[REMIND-MAgPIE 3.2-4.6 IntegratedPhysicalDamages (95th-high)] | Below 2°C | FRA | Price¦Secondary Energy¦Liquids¦Oil | US$2010/GJ | Price¦Secondary Energy¦Liquids¦Oil | fuel_supply | oil | 2065 | 273.3033 | Price¦Secondary Energy¦Liquids¦Oil
Downscaling[REMIND-MAgPIE 3.2-4.6 IntegratedPhysicalDamages (95th-high)] | Below 2°C | FRA | Price¦Secondary Energy¦Liquids¦Oil | US$2010/GJ | Price¦Secondary Energy¦Liquids¦Oil | fuel_supply | oil | 2070 | 316.4415 | Price¦Secondary Energy¦Liquids¦Oil
Downscaling[REMIND-MAgPIE 3.2-4.6 IntegratedPhysicalDamages (95th-high)] | Below 2°C | FRA | Price¦Secondary Energy¦Liquids¦Oil | US$2010/GJ | Price¦Secondary Energy¦Liquids¦Oil | fuel_supply | oil | 2075 | 323.943 | Price¦Secondary Energy¦Liquids¦Oil
Downscaling[REMIND-MAgPIE 3.2-4.6 IntegratedPhysicalDamages (95th-high)] | Below 2°C | FRA | Price¦Secondary Energy¦Liquids¦Oil | US$2010/GJ | Price¦Secondary Energy¦Liquids¦Oil | fuel_supply | oil | 2080 | 331.4445 | Price¦Secondary Energy¦Liquids¦Oil
Downscaling[REMIND-MAgPIE 3.2-4.6 IntegratedPhysicalDamages (95th-high)] | Below 2°C | FRA | Price¦Secondary Energy¦Liquids¦Oil | US$2010/GJ | Price¦Secondary Energy¦Liquids¦Oil | fuel_supply | oil | 2085 | 335.1802 | Price¦Secondary Energy¦Liquids¦Oil
Downscaling[REMIND-MAgPIE 3.2-4.6 IntegratedPhysicalDamages (95th-high)] | Below 2°C | FRA | Price¦Secondary Energy¦Liquids¦Oil | US$2010/GJ | Price¦Secondary Energy¦Liquids¦Oil | fuel_supply | oil | 2090 | 338.9158 | Price¦Secondary Energy¦Liquids¦Oil
Downscaling[REMIND-MAgPIE 3.2-4.6 IntegratedPhysicalDamages (95th-high)] | Below 2°C | FRA | Price¦Secondary Energy¦Liquids¦Oil | US$2010/GJ | Price¦Secondary Energy¦Liquids¦Oil | fuel_supply | oil | 2095 | 344.0804 | Price¦Secondary Energy¦Liquids¦Oil
Downscaling[REMIND-MAgPIE 3.2-4.6 IntegratedPhysicalDamages (95th-high)] | Below 2°C | FRA | Price¦Secondary Energy¦Liquids¦Oil | US$2010/GJ | Price¦Secondary Energy¦Liquids¦Oil | fuel_supply | oil | 2100 | 349.2451 | Price¦Secondary Energy¦Liquids¦Oil
Downscaling[REMIND-MAgPIE 3.2-4.6 IntegratedPhysicalDamages (95th-high)] | Below 2°C | FRA | Emissions¦CO2 | Mt CO2/yr | Emissions¦CO2 | scenarios - CO2 abatement | CO2 | 2020 | 244.5609 | Emissions¦CO2
Downscaling[REMIND-MAgPIE 3.2-4.6 IntegratedPhysicalDamages (95th-high)] | Below 2°C | FRA | Emissions¦CO2 | Mt CO2/yr | Emissions¦CO2 | scenarios - CO2 abatement | CO2 | 2025 | 239.5774 | Emissions¦CO2
Downscaling[REMIND-MAgPIE 3.2-4.6 IntegratedPhysicalDamages (95th-high)] | Below 2°C | FRA | Emissions¦CO2 | Mt CO2/yr | Emissions¦CO2 | scenarios - CO2 abatement | CO2 | 2030 | 186.2778 | Emissions¦CO2
Downscaling[REMIND-MAgPIE 3.2-4.6 IntegratedPhysicalDamages (95th-high)] | Below 2°C | FRA | Emissions¦CO2 | Mt CO2/yr | Emissions¦CO2 | scenarios - CO2 abatement | CO2 | 2035 | 105.9471 | Emissions¦CO2
Downscaling[REMIND-MAgPIE 3.2-4.6 IntegratedPhysicalDamages (95th-high)] | Below 2°C | FRA | Emissions¦CO2 | Mt CO2/yr | Emissions¦CO2 | scenarios - CO2 abatement | CO2 | 2040 | 37.2559 | Emissions¦CO2
Downscaling[REMIND-MAgPIE 3.2-4.6 IntegratedPhysicalDamages (95th-high)] | Below 2°C | FRA | Emissions¦CO2 | Mt CO2/yr | Emissions¦CO2 | scenarios - CO2 abatement | CO2 | 2045 | -1.948 | Emissions¦CO2
Downscaling[REMIND-MAgPIE 3.2-4.6 IntegratedPhysicalDamages (95th-high)] | Below 2°C | FRA | Emissions¦CO2 | Mt CO2/yr | Emissions¦CO2 | scenarios - CO2 abatement | CO2 | 2050 | -29.1804 | Emissions¦CO2
Downscaling[REMIND-MAgPIE 3.2-4.6 IntegratedPhysicalDamages (95th-high)] | Below 2°C | FRA | Emissions¦CO2 | Mt CO2/yr | Emissions¦CO2 | scenarios - CO2 abatement | CO2 | 2055 | -36.4574 | Emissions¦CO2
Downscaling[REMIND-MAgPIE 3.2-4.6 IntegratedPhysicalDamages (95th-high)] | Below 2°C | FRA | Emissions¦CO2 | Mt CO2/yr | Emissions¦CO2 | scenarios - CO2 abatement | CO2 | 2060 | -47.4282 | Emissions¦CO2
Downscaling[REMIND-MAgPIE 3.2-4.6 IntegratedPhysicalDamages (95th-high)] | Below 2°C | FRA | Emissions¦CO2 | Mt CO2/yr | Emissions¦CO2 | scenarios - CO2 abatement | CO2 | 2065 | -48.9217 | Emissions¦CO2
Downscaling[REMIND-MAgPIE 3.2-4.6 IntegratedPhysicalDamages (95th-high)] | Below 2°C | FRA | Emissions¦CO2 | Mt CO2/yr | Emissions¦CO2 | scenarios - CO2 abatement | CO2 | 2070 | -50.3433 | Emissions¦CO2
Downscaling[REMIND-MAgPIE 3.2-4.6 IntegratedPhysicalDamages (95th-high)] | Below 2°C | FRA | Emissions¦CO2 | Mt CO2/yr | Emissions¦CO2 | scenarios - CO2 abatement | CO2 | 2075 | -51.878 | Emissions¦CO2
Downscaling[REMIND-MAgPIE 3.2-4.6 IntegratedPhysicalDamages (95th-high)] | Below 2°C | FRA | Emissions¦CO2 | Mt CO2/yr | Emissions¦CO2 | scenarios - CO2 abatement | CO2 | 2080 | -53.5522 | Emissions¦CO2
Downscaling[REMIND-MAgPIE 3.2-4.6 IntegratedPhysicalDamages (95th-high)] | Below 2°C | FRA | Emissions¦CO2 | Mt CO2/yr | Emissions¦CO2 | scenarios - CO2 abatement | CO2 | 2085 | -56.2013 | Emissions¦CO2
Downscaling[REMIND-MAgPIE 3.2-4.6 IntegratedPhysicalDamages (95th-high)] | Below 2°C | FRA | Emissions¦CO2 | Mt CO2/yr | Emissions¦CO2 | scenarios - CO2 abatement | CO2 | 2090 | -58.9503 | Emissions¦CO2
Downscaling[REMIND-MAgPIE 3.2-4.6 IntegratedPhysicalDamages (95th-high)] | Below 2°C | FRA | Emissions¦CO2 | Mt CO2/yr | Emissions¦CO2 | scenarios - CO2 abatement | CO2 | 2095 | -56.1336 | Emissions¦CO2
Downscaling[REMIND-MAgPIE 3.2-4.6 IntegratedPhysicalDamages (95th-high)] | Below 2°C | FRA | Emissions¦CO2 | Mt CO2/yr | Emissions¦CO2 | scenarios - CO2 abatement | CO2 | 2100 | -53.4201 | Emissions¦CO2
Downscaling[REMIND-MAgPIE 3.2-4.6 IntegratedPhysicalDamages (95th-high)] | Below 2°C | FRA | Emissions¦CO2¦Energy | Mt CO2/yr | Emissions¦CO2¦Energy | scenarios - CO2 abatement | CO2 | 2020 | 303.5996 | Emissions¦CO2¦Energy
Downscaling[REMIND-MAgPIE 3.2-4.6 IntegratedPhysicalDamages (95th-high)] | Below 2°C | FRA | Emissions¦CO2¦Energy | Mt CO2/yr | Emissions¦CO2¦Energy | scenarios - CO2 abatement | CO2 | 2025 | 271.7855 | Emissions¦CO2¦Energy
Downscaling[REMIND-MAgPIE 3.2-4.6 IntegratedPhysicalDamages (95th-high)] | Below 2°C | FRA | Emissions¦CO2¦Energy | Mt CO2/yr | Emissions¦CO2¦Energy | scenarios - CO2 abatement | CO2 | 2030 | 223.0725 | Emissions¦CO2¦Energy
Downscaling[REMIND-MAgPIE 3.2-4.6 IntegratedPhysicalDamages (95th-high)] | Below 2°C | FRA | Emissions¦CO2¦Energy | Mt CO2/yr | Emissions¦CO2¦Energy | scenarios - CO2 abatement | CO2 | 2035 | 148.3077 | Emissions¦CO2¦Energy
Downscaling[REMIND-MAgPIE 3.2-4.6 IntegratedPhysicalDamages (95th-high)] | Below 2°C | FRA | Emissions¦CO2¦Energy | Mt CO2/yr | Emissions¦CO2¦Energy | scenarios - CO2 abatement | CO2 | 2040 | 84.8101 | Emissions¦CO2¦Energy
Downscaling[REMIND-MAgPIE 3.2-4.6 IntegratedPhysicalDamages (95th-high)] | Below 2°C | FRA | Emissions¦CO2¦Energy | Mt CO2/yr | Emissions¦CO2¦Energy | scenarios - CO2 abatement | CO2 | 2045 | 46.9853 | Emissions¦CO2¦Energy
Downscaling[REMIND-MAgPIE 3.2-4.6 IntegratedPhysicalDamages (95th-high)] | Below 2°C | FRA | Emissions¦CO2¦Energy | Mt CO2/yr | Emissions¦CO2¦Energy | scenarios - CO2 abatement | CO2 | 2050 | 20.7391 | Emissions¦CO2¦Energy
Downscaling[REMIND-MAgPIE 3.2-4.6 IntegratedPhysicalDamages (95th-high)] | Below 2°C | FRA | Emissions¦CO2¦Energy | Mt CO2/yr | Emissions¦CO2¦Energy | scenarios - CO2 abatement | CO2 | 2055 | 10.7976 | Emissions¦CO2¦Energy
Downscaling[REMIND-MAgPIE 3.2-4.6 IntegratedPhysicalDamages (95th-high)] | Below 2°C | FRA | Emissions¦CO2¦Energy | Mt CO2/yr | Emissions¦CO2¦Energy | scenarios - CO2 abatement | CO2 | 2060 | -4.7191 | Emissions¦CO2¦Energy
Downscaling[REMIND-MAgPIE 3.2-4.6 IntegratedPhysicalDamages (95th-high)] | Below 2°C | FRA | Emissions¦CO2¦Energy | Mt CO2/yr | Emissions¦CO2¦Energy | scenarios - CO2 abatement | CO2 | 2065 | -7.7509 | Emissions¦CO2¦Energy
Downscaling[REMIND-MAgPIE 3.2-4.6 IntegratedPhysicalDamages (95th-high)] | Below 2°C | FRA | Emissions¦CO2¦Energy | Mt CO2/yr | Emissions¦CO2¦Energy | scenarios - CO2 abatement | CO2 | 2070 | -10.7423 | Emissions¦CO2¦Energy
Downscaling[REMIND-MAgPIE 3.2-4.6 IntegratedPhysicalDamages (95th-high)] | Below 2°C | FRA | Emissions¦CO2¦Energy | Mt CO2/yr | Emissions¦CO2¦Energy | scenarios - CO2 abatement | CO2 | 2075 | -13.6536 | Emissions¦CO2¦Energy
Downscaling[REMIND-MAgPIE 3.2-4.6 IntegratedPhysicalDamages (95th-high)] | Below 2°C | FRA | Emissions¦CO2¦Energy | Mt CO2/yr | Emissions¦CO2¦Energy | scenarios - CO2 abatement | CO2 | 2080 | -16.7039 | Emissions¦CO2¦Energy
Downscaling[REMIND-MAgPIE 3.2-4.6 IntegratedPhysicalDamages (95th-high)] | Below 2°C | FRA | Emissions¦CO2¦Energy | Mt CO2/yr | Emissions¦CO2¦Energy | scenarios - CO2 abatement | CO2 | 2085 | -19.3286 | Emissions¦CO2¦Energy
Downscaling[REMIND-MAgPIE 3.2-4.6 IntegratedPhysicalDamages (95th-high)] | Below 2°C | FRA | Emissions¦CO2¦Energy | Mt CO2/yr | Emissions¦CO2¦Energy | scenarios - CO2 abatement | CO2 | 2090 | -22.0199 | Emissions¦CO2¦Energy
Downscaling[REMIND-MAgPIE 3.2-4.6 IntegratedPhysicalDamages (95th-high)] | Below 2°C | FRA | Emissions¦CO2¦Energy | Mt CO2/yr | Emissions¦CO2¦Energy | scenarios - CO2 abatement | CO2 | 2095 | -23.7666 | Emissions¦CO2¦Energy
Downscaling[REMIND-MAgPIE 3.2-4.6 IntegratedPhysicalDamages (95th-high)] | Below 2°C | FRA | Emissions¦CO2¦Energy | Mt CO2/yr | Emissions¦CO2¦Energy | scenarios - CO2 abatement | CO2 | 2100 | -25.63 | Emissions¦CO2¦Energy
Downscaling[REMIND-MAgPIE 3.2-4.6 IntegratedPhysicalDamages (95th-high)] | Current Policies | FRA | Carbon Sequestration¦CCS | Mt CO2/yr | Carbon Sequestration¦CCS | CCS potential |  | 2020 | 0 | Carbon Sequestration¦CCS
Downscaling[REMIND-MAgPIE 3.2-4.6 IntegratedPhysicalDamages (95th-high)] | Current Policies | FRA | Carbon Sequestration¦CCS | Mt CO2/yr | Carbon Sequestration¦CCS | CCS potential |  | 2025 | 0.2198 | Carbon Sequestration¦CCS
Downscaling[REMIND-MAgPIE 3.2-4.6 IntegratedPhysicalDamages (95th-high)] | Current Policies | FRA | Carbon Sequestration¦CCS | Mt CO2/yr | Carbon Sequestration¦CCS | CCS potential |  | 2030 | 0.2263 | Carbon Sequestration¦CCS
Downscaling[REMIND-MAgPIE 3.2-4.6 IntegratedPhysicalDamages (95th-high)] | Current Policies | FRA | Carbon Sequestration¦CCS | Mt CO2/yr | Carbon Sequestration¦CCS | CCS potential |  | 2035 | 0.2291 | Carbon Sequestration¦CCS
Downscaling[REMIND-MAgPIE 3.2-4.6 IntegratedPhysicalDamages (95th-high)] | Current Policies | FRA | Carbon Sequestration¦CCS | Mt CO2/yr | Carbon Sequestration¦CCS | CCS potential |  | 2040 | 0.2405 | Carbon Sequestration¦CCS
Downscaling[REMIND-MAgPIE 3.2-4.6 IntegratedPhysicalDamages (95th-high)] | Current Policies | FRA | Carbon Sequestration¦CCS | Mt CO2/yr | Carbon Sequestration¦CCS | CCS potential |  | 2045 | 0.2484 | Carbon Sequestration¦CCS
Downscaling[REMIND-MAgPIE 3.2-4.6 IntegratedPhysicalDamages (95th-high)] | Current Policies | FRA | Carbon Sequestration¦CCS | Mt CO2/yr | Carbon Sequestration¦CCS | CCS potential |  | 2050 | 0.2491 | Carbon Sequestration¦CCS
Downscaling[REMIND-MAgPIE 3.2-4.6 IntegratedPhysicalDamages (95th-high)] | Current Policies | FRA | Carbon Sequestration¦CCS | Mt CO2/yr | Carbon Sequestration¦CCS | CCS potential |  | 2055 | 0.2347 | Carbon Sequestration¦CCS
Downscaling[REMIND-MAgPIE 3.2-4.6 IntegratedPhysicalDamages (95th-high)] | Current Policies | FRA | Carbon Sequestration¦CCS | Mt CO2/yr | Carbon Sequestration¦CCS | CCS potential |  | 2060 | 0.2103 | Carbon Sequestration¦CCS
Downscaling[REMIND-MAgPIE 3.2-4.6 IntegratedPhysicalDamages (95th-high)] | Current Policies | FRA | Carbon Sequestration¦CCS | Mt CO2/yr | Carbon Sequestration¦CCS | CCS potential |  | 2065 | 0.1465 | Carbon Sequestration¦CCS
Downscaling[REMIND-MAgPIE 3.2-4.6 IntegratedPhysicalDamages (95th-high)] | Current Policies | FRA | Carbon Sequestration¦CCS | Mt CO2/yr | Carbon Sequestration¦CCS | CCS potential |  | 2070 | 0.0783 | Carbon Sequestration¦CCS
Downscaling[REMIND-MAgPIE 3.2-4.6 IntegratedPhysicalDamages (95th-high)] | Current Policies | FRA | Carbon Sequestration¦CCS | Mt CO2/yr | Carbon Sequestration¦CCS | CCS potential |  | 2075 | 0.0399 | Carbon Sequestration¦CCS
Downscaling[REMIND-MAgPIE 3.2-4.6 IntegratedPhysicalDamages (95th-high)] | Current Policies | FRA | Carbon Sequestration¦CCS | Mt CO2/yr | Carbon Sequestration¦CCS | CCS potential |  | 2080 | 0 | Carbon Sequestration¦CCS
Downscaling[REMIND-MAgPIE 3.2-4.6 IntegratedPhysicalDamages (95th-high)] | Current Policies | FRA | Carbon Sequestration¦CCS | Mt CO2/yr | Carbon Sequestration¦CCS | CCS potential |  | 2085 | 0 | Carbon Sequestration¦CCS
Downscaling[REMIND-MAgPIE 3.2-4.6 IntegratedPhysicalDamages (95th-high)] | Current Policies | FRA | Carbon Sequestration¦CCS | Mt CO2/yr | Carbon Sequestration¦CCS | CCS potential |  | 2090 | 0 | Carbon Sequestration¦CCS
Downscaling[REMIND-MAgPIE 3.2-4.6 IntegratedPhysicalDamages (95th-high)] | Current Policies | FRA | Carbon Sequestration¦CCS | Mt CO2/yr | Carbon Sequestration¦CCS | CCS potential |  | 2095 | 0 | Carbon Sequestration¦CCS
Downscaling[REMIND-MAgPIE 3.2-4.6 IntegratedPhysicalDamages (95th-high)] | Current Policies | FRA | Carbon Sequestration¦CCS | Mt CO2/yr | Carbon Sequestration¦CCS | CCS potential |  | 2100 | 0 | Carbon Sequestration¦CCS
Downscaling[REMIND-MAgPIE 3.2-4.6 IntegratedPhysicalDamages (95th-high)] | Current Policies | FRA | Final Energy¦Industry¦Electricity | EJ/yr | Final Energy¦Industry¦Electricity | demand_projection | elc_industry | 2020 | 0.4558 | Final Energy¦Industry¦Electricity
Downscaling[REMIND-MAgPIE 3.2-4.6 IntegratedPhysicalDamages (95th-high)] | Current Policies | FRA | Final Energy¦Industry¦Electricity | EJ/yr | Final Energy¦Industry¦Electricity | demand_projection | elc_industry | 2025 | 0.5326 | Final Energy¦Industry¦Electricity
Downscaling[REMIND-MAgPIE 3.2-4.6 IntegratedPhysicalDamages (95th-high)] | Current Policies | FRA | Final Energy¦Industry¦Electricity | EJ/yr | Final Energy¦Industry¦Electricity | demand_projection | elc_industry | 2030 | 0.563 | Final Energy¦Industry¦Electricity
Downscaling[REMIND-MAgPIE 3.2-4.6 IntegratedPhysicalDamages (95th-high)] | Current Policies | FRA | Final Energy¦Industry¦Electricity | EJ/yr | Final Energy¦Industry¦Electricity | demand_projection | elc_industry | 2035 | 0.5719 | Final Energy¦Industry¦Electricity
Downscaling[REMIND-MAgPIE 3.2-4.6 IntegratedPhysicalDamages (95th-high)] | Current Policies | FRA | Final Energy¦Industry¦Electricity | EJ/yr | Final Energy¦Industry¦Electricity | demand_projection | elc_industry | 2040 | 0.5788 | Final Energy¦Industry¦Electricity
Downscaling[REMIND-MAgPIE 3.2-4.6 IntegratedPhysicalDamages (95th-high)] | Current Policies | FRA | Final Energy¦Industry¦Electricity | EJ/yr | Final Energy¦Industry¦Electricity | demand_projection | elc_industry | 2045 | 0.5798 | Final Energy¦Industry¦Electricity
Downscaling[REMIND-MAgPIE 3.2-4.6 IntegratedPhysicalDamages (95th-high)] | Current Policies | FRA | Final Energy¦Industry¦Electricity | EJ/yr | Final Energy¦Industry¦Electricity | demand_projection | elc_industry | 2050 | 0.5937 | Final Energy¦Industry¦Electricity
Downscaling[REMIND-MAgPIE 3.2-4.6 IntegratedPhysicalDamages (95th-high)] | Current Policies | FRA | Final Energy¦Industry¦Electricity | EJ/yr | Final Energy¦Industry¦Electricity | demand_projection | elc_industry | 2055 | 0.5866 | Final Energy¦Industry¦Electricity
Downscaling[REMIND-MAgPIE 3.2-4.6 IntegratedPhysicalDamages (95th-high)] | Current Policies | FRA | Final Energy¦Industry¦Electricity | EJ/yr | Final Energy¦Industry¦Electricity | demand_projection | elc_industry | 2060 | 0.559 | Final Energy¦Industry¦Electricity
Downscaling[REMIND-MAgPIE 3.2-4.6 IntegratedPhysicalDamages (95th-high)] | Current Policies | FRA | Final Energy¦Industry¦Electricity | EJ/yr | Final Energy¦Industry¦Electricity | demand_projection | elc_industry | 2065 | 0.5592 | Final Energy¦Industry¦Electricity
Downscaling[REMIND-MAgPIE 3.2-4.6 IntegratedPhysicalDamages (95th-high)] | Current Policies | FRA | Final Energy¦Industry¦Electricity | EJ/yr | Final Energy¦Industry¦Electricity | demand_projection | elc_industry | 2070 | 0.5597 | Final Energy¦Industry¦Electricity
Downscaling[REMIND-MAgPIE 3.2-4.6 IntegratedPhysicalDamages (95th-high)] | Current Policies | FRA | Final Energy¦Industry¦Electricity | EJ/yr | Final Energy¦Industry¦Electricity | demand_projection | elc_industry | 2075 | 0.5483 | Final Energy¦Industry¦Electricity
Downscaling[REMIND-MAgPIE 3.2-4.6 IntegratedPhysicalDamages (95th-high)] | Current Policies | FRA | Final Energy¦Industry¦Electricity | EJ/yr | Final Energy¦Industry¦Electricity | demand_projection | elc_industry | 2080 | 0.5341 | Final Energy¦Industry¦Electricity
Downscaling[REMIND-MAgPIE 3.2-4.6 IntegratedPhysicalDamages (95th-high)] | Current Policies | FRA | Final Energy¦Industry¦Electricity | EJ/yr | Final Energy¦Industry¦Electricity | demand_projection | elc_industry | 2085 | 0.5185 | Final Energy¦Industry¦Electricity
Downscaling[REMIND-MAgPIE 3.2-4.6 IntegratedPhysicalDamages (95th-high)] | Current Policies | FRA | Final Energy¦Industry¦Electricity | EJ/yr | Final Energy¦Industry¦Electricity | demand_projection | elc_industry | 2090 | 0.5008 | Final Energy¦Industry¦Electricity
Downscaling[REMIND-MAgPIE 3.2-4.6 IntegratedPhysicalDamages (95th-high)] | Current Policies | FRA | Final Energy¦Industry¦Electricity | EJ/yr | Final Energy¦Industry¦Electricity | demand_projection | elc_industry | 2095 | 0.4799 | Final Energy¦Industry¦Electricity
Downscaling[REMIND-MAgPIE 3.2-4.6 IntegratedPhysicalDamages (95th-high)] | Current Policies | FRA | Final Energy¦Industry¦Electricity | EJ/yr | Final Energy¦Industry¦Electricity | demand_projection | elc_industry | 2100 | 0.4592 | Final Energy¦Industry¦Electricity
Downscaling[REMIND-MAgPIE 3.2-4.6 IntegratedPhysicalDamages (95th-high)] | Current Policies | FRA | Final Energy¦Residential and Commercial¦Electricity | EJ/yr | Final Energy¦Residential and Commercial¦Electricity | demand_projection | elc_buildings | 2020 | 1.0925 | Final Energy¦Residential and Commercial¦Electricity
Downscaling[REMIND-MAgPIE 3.2-4.6 IntegratedPhysicalDamages (95th-high)] | Current Policies | FRA | Final Energy¦Residential and Commercial¦Electricity | EJ/yr | Final Energy¦Residential and Commercial¦Electricity | demand_projection | elc_buildings | 2025 | 1.2021 | Final Energy¦Residential and Commercial¦Electricity
Downscaling[REMIND-MAgPIE 3.2-4.6 IntegratedPhysicalDamages (95th-high)] | Current Policies | FRA | Final Energy¦Residential and Commercial¦Electricity | EJ/yr | Final Energy¦Residential and Commercial¦Electricity | demand_projection | elc_buildings | 2030 | 1.273 | Final Energy¦Residential and Commercial¦Electricity
Downscaling[REMIND-MAgPIE 3.2-4.6 IntegratedPhysicalDamages (95th-high)] | Current Policies | FRA | Final Energy¦Residential and Commercial¦Electricity | EJ/yr | Final Energy¦Residential and Commercial¦Electricity | demand_projection | elc_buildings | 2035 | 1.2912 | Final Energy¦Residential and Commercial¦Electricity
Downscaling[REMIND-MAgPIE 3.2-4.6 IntegratedPhysicalDamages (95th-high)] | Current Policies | FRA | Final Energy¦Residential and Commercial¦Electricity | EJ/yr | Final Energy¦Residential and Commercial¦Electricity | demand_projection | elc_buildings | 2040 | 1.283 | Final Energy¦Residential and Commercial¦Electricity
Downscaling[REMIND-MAgPIE 3.2-4.6 IntegratedPhysicalDamages (95th-high)] | Current Policies | FRA | Final Energy¦Residential and Commercial¦Electricity | EJ/yr | Final Energy¦Residential and Commercial¦Electricity | demand_projection | elc_buildings | 2045 | 1.2698 | Final Energy¦Residential and Commercial¦Electricity
Downscaling[REMIND-MAgPIE 3.2-4.6 IntegratedPhysicalDamages (95th-high)] | Current Policies | FRA | Final Energy¦Residential and Commercial¦Electricity | EJ/yr | Final Energy¦Residential and Commercial¦Electricity | demand_projection | elc_buildings | 2050 | 1.2919 | Final Energy¦Residential and Commercial¦Electricity
Downscaling[REMIND-MAgPIE 3.2-4.6 IntegratedPhysicalDamages (95th-high)] | Current Policies | FRA | Final Energy¦Residential and Commercial¦Electricity | EJ/yr | Final Energy¦Residential and Commercial¦Electricity | demand_projection | elc_buildings | 2055 | 1.2696 | Final Energy¦Residential and Commercial¦Electricity
Downscaling[REMIND-MAgPIE 3.2-4.6 IntegratedPhysicalDamages (95th-high)] | Current Policies | FRA | Final Energy¦Residential and Commercial¦Electricity | EJ/yr | Final Energy¦Residential and Commercial¦Electricity | demand_projection | elc_buildings | 2060 | 1.2926 | Final Energy¦Residential and Commercial¦Electricity
Downscaling[REMIND-MAgPIE 3.2-4.6 IntegratedPhysicalDamages (95th-high)] | Current Policies | FRA | Final Energy¦Residential and Commercial¦Electricity | EJ/yr | Final Energy¦Residential and Commercial¦Electricity | demand_projection | elc_buildings | 2065 | 1.3089 | Final Energy¦Residential and Commercial¦Electricity
Downscaling[REMIND-MAgPIE 3.2-4.6 IntegratedPhysicalDamages (95th-high)] | Current Policies | FRA | Final Energy¦Residential and Commercial¦Electricity | EJ/yr | Final Energy¦Residential and Commercial¦Electricity | demand_projection | elc_buildings | 2070 | 1.3285 | Final Energy¦Residential and Commercial¦Electricity
Downscaling[REMIND-MAgPIE 3.2-4.6 IntegratedPhysicalDamages (95th-high)] | Current Policies | FRA | Final Energy¦Residential and Commercial¦Electricity | EJ/yr | Final Energy¦Residential and Commercial¦Electricity | demand_projection | elc_buildings | 2075 | 1.3807 | Final Energy¦Residential and Commercial¦Electricity
Downscaling[REMIND-MAgPIE 3.2-4.6 IntegratedPhysicalDamages (95th-high)] | Current Policies | FRA | Final Energy¦Residential and Commercial¦Electricity | EJ/yr | Final Energy¦Residential and Commercial¦Electricity | demand_projection | elc_buildings | 2080 | 1.4312 | Final Energy¦Residential and Commercial¦Electricity
Downscaling[REMIND-MAgPIE 3.2-4.6 IntegratedPhysicalDamages (95th-high)] | Current Policies | FRA | Final Energy¦Residential and Commercial¦Electricity | EJ/yr | Final Energy¦Residential and Commercial¦Electricity | demand_projection | elc_buildings | 2085 | 1.4754 | Final Energy¦Residential and Commercial¦Electricity
Downscaling[REMIND-MAgPIE 3.2-4.6 IntegratedPhysicalDamages (95th-high)] | Current Policies | FRA | Final Energy¦Residential and Commercial¦Electricity | EJ/yr | Final Energy¦Residential and Commercial¦Electricity | demand_projection | elc_buildings | 2090 | 1.5201 | Final Energy¦Residential and Commercial¦Electricity
Downscaling[REMIND-MAgPIE 3.2-4.6 IntegratedPhysicalDamages (95th-high)] | Current Policies | FRA | Final Energy¦Residential and Commercial¦Electricity | EJ/yr | Final Energy¦Residential and Commercial¦Electricity | demand_projection | elc_buildings | 2095 | 1.576 | Final Energy¦Residential and Commercial¦Electricity
Downscaling[REMIND-MAgPIE 3.2-4.6 IntegratedPhysicalDamages (95th-high)] | Current Policies | FRA | Final Energy¦Residential and Commercial¦Electricity | EJ/yr | Final Energy¦Residential and Commercial¦Electricity | demand_projection | elc_buildings | 2100 | 1.6358 | Final Energy¦Residential and Commercial¦Electricity
Downscaling[REMIND-MAgPIE 3.2-4.6 IntegratedPhysicalDamages (95th-high)] | Current Policies | FRA | Final Energy¦Transportation¦Electricity | EJ/yr | Final Energy¦Transportation¦Electricity | demand_projection | elc_transport | 2020 | 0.0524 | Final Energy¦Transportation¦Electricity
Downscaling[REMIND-MAgPIE 3.2-4.6 IntegratedPhysicalDamages (95th-high)] | Current Policies | FRA | Final Energy¦Transportation¦Electricity | EJ/yr | Final Energy¦Transportation¦Electricity | demand_projection | elc_transport | 2025 | 0.1194 | Final Energy¦Transportation¦Electricity
Downscaling[REMIND-MAgPIE 3.2-4.6 IntegratedPhysicalDamages (95th-high)] | Current Policies | FRA | Final Energy¦Transportation¦Electricity | EJ/yr | Final Energy¦Transportation¦Electricity | demand_projection | elc_transport | 2030 | 0.21 | Final Energy¦Transportation¦Electricity
Downscaling[REMIND-MAgPIE 3.2-4.6 IntegratedPhysicalDamages (95th-high)] | Current Policies | FRA | Final Energy¦Transportation¦Electricity | EJ/yr | Final Energy¦Transportation¦Electricity | demand_projection | elc_transport | 2035 | 0.2931 | Final Energy¦Transportation¦Electricity
Downscaling[REMIND-MAgPIE 3.2-4.6 IntegratedPhysicalDamages (95th-high)] | Current Policies | FRA | Final Energy¦Transportation¦Electricity | EJ/yr | Final Energy¦Transportation¦Electricity | demand_projection | elc_transport | 2040 | 0.3355 | Final Energy¦Transportation¦Electricity
Downscaling[REMIND-MAgPIE 3.2-4.6 IntegratedPhysicalDamages (95th-high)] | Current Policies | FRA | Final Energy¦Transportation¦Electricity | EJ/yr | Final Energy¦Transportation¦Electricity | demand_projection | elc_transport | 2045 | 0.3521 | Final Energy¦Transportation¦Electricity
Downscaling[REMIND-MAgPIE 3.2-4.6 IntegratedPhysicalDamages (95th-high)] | Current Policies | FRA | Final Energy¦Transportation¦Electricity | EJ/yr | Final Energy¦Transportation¦Electricity | demand_projection | elc_transport | 2050 | 0.367 | Final Energy¦Transportation¦Electricity
Downscaling[REMIND-MAgPIE 3.2-4.6 IntegratedPhysicalDamages (95th-high)] | Current Policies | FRA | Final Energy¦Transportation¦Electricity | EJ/yr | Final Energy¦Transportation¦Electricity | demand_projection | elc_transport | 2055 | 0.3871 | Final Energy¦Transportation¦Electricity
Downscaling[REMIND-MAgPIE 3.2-4.6 IntegratedPhysicalDamages (95th-high)] | Current Policies | FRA | Final Energy¦Transportation¦Electricity | EJ/yr | Final Energy¦Transportation¦Electricity | demand_projection | elc_transport | 2060 | 0.4038 | Final Energy¦Transportation¦Electricity
Downscaling[REMIND-MAgPIE 3.2-4.6 IntegratedPhysicalDamages (95th-high)] | Current Policies | FRA | Final Energy¦Transportation¦Electricity | EJ/yr | Final Energy¦Transportation¦Electricity | demand_projection | elc_transport | 2065 | 0.4191 | Final Energy¦Transportation¦Electricity
Downscaling[REMIND-MAgPIE 3.2-4.6 IntegratedPhysicalDamages (95th-high)] | Current Policies | FRA | Final Energy¦Transportation¦Electricity | EJ/yr | Final Energy¦Transportation¦Electricity | demand_projection | elc_transport | 2070 | 0.4309 | Final Energy¦Transportation¦Electricity
Downscaling[REMIND-MAgPIE 3.2-4.6 IntegratedPhysicalDamages (95th-high)] | Current Policies | FRA | Final Energy¦Transportation¦Electricity | EJ/yr | Final Energy¦Transportation¦Electricity | demand_projection | elc_transport | 2075 | 0.438 | Final Energy¦Transportation¦Electricity
Downscaling[REMIND-MAgPIE 3.2-4.6 IntegratedPhysicalDamages (95th-high)] | Current Policies | FRA | Final Energy¦Transportation¦Electricity | EJ/yr | Final Energy¦Transportation¦Electricity | demand_projection | elc_transport | 2080 | 0.4448 | Final Energy¦Transportation¦Electricity
Downscaling[REMIND-MAgPIE 3.2-4.6 IntegratedPhysicalDamages (95th-high)] | Current Policies | FRA | Final Energy¦Transportation¦Electricity | EJ/yr | Final Energy¦Transportation¦Electricity | demand_projection | elc_transport | 2085 | 0.4511 | Final Energy¦Transportation¦Electricity
Downscaling[REMIND-MAgPIE 3.2-4.6 IntegratedPhysicalDamages (95th-high)] | Current Policies | FRA | Final Energy¦Transportation¦Electricity | EJ/yr | Final Energy¦Transportation¦Electricity | demand_projection | elc_transport | 2090 | 0.4574 | Final Energy¦Transportation¦Electricity
Downscaling[REMIND-MAgPIE 3.2-4.6 IntegratedPhysicalDamages (95th-high)] | Current Policies | FRA | Final Energy¦Transportation¦Electricity | EJ/yr | Final Energy¦Transportation¦Electricity | demand_projection | elc_transport | 2095 | 0.4606 | Final Energy¦Transportation¦Electricity
Downscaling[REMIND-MAgPIE 3.2-4.6 IntegratedPhysicalDamages (95th-high)] | Current Policies | FRA | Final Energy¦Transportation¦Electricity | EJ/yr | Final Energy¦Transportation¦Electricity | demand_projection | elc_transport | 2100 | 0.4627 | Final Energy¦Transportation¦Electricity
Downscaling[REMIND-MAgPIE 3.2-4.6 IntegratedPhysicalDamages (95th-high)] | Current Policies | FRA | Secondary Energy¦Hydrogen | EJ/yr | Secondary Energy¦Hydrogen | demand_projection | hydrogen_allsect | 2020 | 0.0085 | Secondary Energy¦Hydrogen
Downscaling[REMIND-MAgPIE 3.2-4.6 IntegratedPhysicalDamages (95th-high)] | Current Policies | FRA | Secondary Energy¦Hydrogen | EJ/yr | Secondary Energy¦Hydrogen | demand_projection | hydrogen_allsect | 2025 | 0.0382 | Secondary Energy¦Hydrogen
Downscaling[REMIND-MAgPIE 3.2-4.6 IntegratedPhysicalDamages (95th-high)] | Current Policies | FRA | Secondary Energy¦Hydrogen | EJ/yr | Secondary Energy¦Hydrogen | demand_projection | hydrogen_allsect | 2030 | 0.0718 | Secondary Energy¦Hydrogen
Downscaling[REMIND-MAgPIE 3.2-4.6 IntegratedPhysicalDamages (95th-high)] | Current Policies | FRA | Secondary Energy¦Hydrogen | EJ/yr | Secondary Energy¦Hydrogen | demand_projection | hydrogen_allsect | 2035 | 0.0878 | Secondary Energy¦Hydrogen
Downscaling[REMIND-MAgPIE 3.2-4.6 IntegratedPhysicalDamages (95th-high)] | Current Policies | FRA | Secondary Energy¦Hydrogen | EJ/yr | Secondary Energy¦Hydrogen | demand_projection | hydrogen_allsect | 2040 | 0.0903 | Secondary Energy¦Hydrogen
Downscaling[REMIND-MAgPIE 3.2-4.6 IntegratedPhysicalDamages (95th-high)] | Current Policies | FRA | Secondary Energy¦Hydrogen | EJ/yr | Secondary Energy¦Hydrogen | demand_projection | hydrogen_allsect | 2045 | 0.0966 | Secondary Energy¦Hydrogen
Downscaling[REMIND-MAgPIE 3.2-4.6 IntegratedPhysicalDamages (95th-high)] | Current Policies | FRA | Secondary Energy¦Hydrogen | EJ/yr | Secondary Energy¦Hydrogen | demand_projection | hydrogen_allsect | 2050 | 0.1202 | Secondary Energy¦Hydrogen
Downscaling[REMIND-MAgPIE 3.2-4.6 IntegratedPhysicalDamages (95th-high)] | Current Policies | FRA | Secondary Energy¦Hydrogen | EJ/yr | Secondary Energy¦Hydrogen | demand_projection | hydrogen_allsect | 2055 | 0.1162 | Secondary Energy¦Hydrogen
Downscaling[REMIND-MAgPIE 3.2-4.6 IntegratedPhysicalDamages (95th-high)] | Current Policies | FRA | Secondary Energy¦Hydrogen | EJ/yr | Secondary Energy¦Hydrogen | demand_projection | hydrogen_allsect | 2060 | 0.1817 | Secondary Energy¦Hydrogen
Downscaling[REMIND-MAgPIE 3.2-4.6 IntegratedPhysicalDamages (95th-high)] | Current Policies | FRA | Secondary Energy¦Hydrogen | EJ/yr | Secondary Energy¦Hydrogen | demand_projection | hydrogen_allsect | 2065 | 0.2267 | Secondary Energy¦Hydrogen
Downscaling[REMIND-MAgPIE 3.2-4.6 IntegratedPhysicalDamages (95th-high)] | Current Policies | FRA | Secondary Energy¦Hydrogen | EJ/yr | Secondary Energy¦Hydrogen | demand_projection | hydrogen_allsect | 2070 | 0.2693 | Secondary Energy¦Hydrogen
Downscaling[REMIND-MAgPIE 3.2-4.6 IntegratedPhysicalDamages (95th-high)] | Current Policies | FRA | Secondary Energy¦Hydrogen | EJ/yr | Secondary Energy¦Hydrogen | demand_projection | hydrogen_allsect | 2075 | 0.3297 | Secondary Energy¦Hydrogen
Downscaling[REMIND-MAgPIE 3.2-4.6 IntegratedPhysicalDamages (95th-high)] | Current Policies | FRA | Secondary Energy¦Hydrogen | EJ/yr | Secondary Energy¦Hydrogen | demand_projection | hydrogen_allsect | 2080 | 0.3842 | Secondary Energy¦Hydrogen
Downscaling[REMIND-MAgPIE 3.2-4.6 IntegratedPhysicalDamages (95th-high)] | Current Policies | FRA | Secondary Energy¦Hydrogen | EJ/yr | Secondary Energy¦Hydrogen | demand_projection | hydrogen_allsect | 2085 | 0.4444 | Secondary Energy¦Hydrogen
Downscaling[REMIND-MAgPIE 3.2-4.6 IntegratedPhysicalDamages (95th-high)] | Current Policies | FRA | Secondary Energy¦Hydrogen | EJ/yr | Secondary Energy¦Hydrogen | demand_projection | hydrogen_allsect | 2090 | 0.4952 | Secondary Energy¦Hydrogen
Downscaling[REMIND-MAgPIE 3.2-4.6 IntegratedPhysicalDamages (95th-high)] | Current Policies | FRA | Secondary Energy¦Hydrogen | EJ/yr | Secondary Energy¦Hydrogen | demand_projection | hydrogen_allsect | 2095 | 0.5177 | Secondary Energy¦Hydrogen
Downscaling[REMIND-MAgPIE 3.2-4.6 IntegratedPhysicalDamages (95th-high)] | Current Policies | FRA | Secondary Energy¦Hydrogen | EJ/yr | Secondary Energy¦Hydrogen | demand_projection | hydrogen_allsect | 2100 | 0.5353 | Secondary Energy¦Hydrogen
Downscaling[REMIND-MAgPIE 3.2-4.6 IntegratedPhysicalDamages (95th-high)] | Current Policies | FRA | Secondary Energy¦Electricity¦Coal | EJ/yr | Secondary Energy¦Electricity¦Coal | elec_co2 |  | 2020 | 0.0324 | Secondary Energy¦Electricity¦Coal | 94
Downscaling[REMIND-MAgPIE 3.2-4.6 IntegratedPhysicalDamages (95th-high)] | Current Policies | FRA | Secondary Energy¦Electricity¦Coal | EJ/yr | Secondary Energy¦Electricity¦Coal | elec_co2 |  | 2025 | 0.0087 | Secondary Energy¦Electricity¦Coal | 94
Downscaling[REMIND-MAgPIE 3.2-4.6 IntegratedPhysicalDamages (95th-high)] | Current Policies | FRA | Secondary Energy¦Electricity¦Coal | EJ/yr | Secondary Energy¦Electricity¦Coal | elec_co2 |  | 2030 | 0.0025 | Secondary Energy¦Electricity¦Coal | 94
Downscaling[REMIND-MAgPIE 3.2-4.6 IntegratedPhysicalDamages (95th-high)] | Current Policies | FRA | Secondary Energy¦Electricity¦Coal | EJ/yr | Secondary Energy¦Electricity¦Coal | elec_co2 |  | 2035 | 0.0022 | Secondary Energy¦Electricity¦Coal | 94
Downscaling[REMIND-MAgPIE 3.2-4.6 IntegratedPhysicalDamages (95th-high)] | Current Policies | FRA | Secondary Energy¦Electricity¦Coal | EJ/yr | Secondary Energy¦Electricity¦Coal | elec_co2 |  | 2040 | 0.0013 | Secondary Energy¦Electricity¦Coal | 94
Downscaling[REMIND-MAgPIE 3.2-4.6 IntegratedPhysicalDamages (95th-high)] | Current Policies | FRA | Secondary Energy¦Electricity¦Coal | EJ/yr | Secondary Energy¦Electricity¦Coal | elec_co2 |  | 2045 | 0 | Secondary Energy¦Electricity¦Coal | 94
Downscaling[REMIND-MAgPIE 3.2-4.6 IntegratedPhysicalDamages (95th-high)] | Current Policies | FRA | Secondary Energy¦Electricity¦Coal | EJ/yr | Secondary Energy¦Electricity¦Coal | elec_co2 |  | 2050 | 0 | Secondary Energy¦Electricity¦Coal | 94
Downscaling[REMIND-MAgPIE 3.2-4.6 IntegratedPhysicalDamages (95th-high)] | Current Policies | FRA | Secondary Energy¦Electricity¦Coal | EJ/yr | Secondary Energy¦Electricity¦Coal | elec_co2 |  | 2055 | 0 | Secondary Energy¦Electricity¦Coal | 94
Downscaling[REMIND-MAgPIE 3.2-4.6 IntegratedPhysicalDamages (95th-high)] | Current Policies | FRA | Secondary Energy¦Electricity¦Coal | EJ/yr | Secondary Energy¦Electricity¦Coal | elec_co2 |  | 2060 | 0 | Secondary Energy¦Electricity¦Coal | 94
Downscaling[REMIND-MAgPIE 3.2-4.6 IntegratedPhysicalDamages (95th-high)] | Current Policies | FRA | Secondary Energy¦Electricity¦Coal | EJ/yr | Secondary Energy¦Electricity¦Coal | elec_co2 |  | 2065 | 0.0008 | Secondary Energy¦Electricity¦Coal | 94
Downscaling[REMIND-MAgPIE 3.2-4.6 IntegratedPhysicalDamages (95th-high)] | Current Policies | FRA | Secondary Energy¦Electricity¦Coal | EJ/yr | Secondary Energy¦Electricity¦Coal | elec_co2 |  | 2070 | 0.0017 | Secondary Energy¦Electricity¦Coal | 94
Downscaling[REMIND-MAgPIE 3.2-4.6 IntegratedPhysicalDamages (95th-high)] | Current Policies | FRA | Secondary Energy¦Electricity¦Coal | EJ/yr | Secondary Energy¦Electricity¦Coal | elec_co2 |  | 2075 | 0.0041 | Secondary Energy¦Electricity¦Coal | 94
Downscaling[REMIND-MAgPIE 3.2-4.6 IntegratedPhysicalDamages (95th-high)] | Current Policies | FRA | Secondary Energy¦Electricity¦Coal | EJ/yr | Secondary Energy¦Electricity¦Coal | elec_co2 |  | 2080 | 0.0071 | Secondary Energy¦Electricity¦Coal | 94
Downscaling[REMIND-MAgPIE 3.2-4.6 IntegratedPhysicalDamages (95th-high)] | Current Policies | FRA | Secondary Energy¦Electricity¦Coal | EJ/yr | Secondary Energy¦Electricity¦Coal | elec_co2 |  | 2085 | 0.0108 | Secondary Energy¦Electricity¦Coal | 94
Downscaling[REMIND-MAgPIE 3.2-4.6 IntegratedPhysicalDamages (95th-high)] | Current Policies | FRA | Secondary Energy¦Electricity¦Coal | EJ/yr | Secondary Energy¦Electricity¦Coal | elec_co2 |  | 2090 | 0.0151 | Secondary Energy¦Electricity¦Coal | 94
Downscaling[REMIND-MAgPIE 3.2-4.6 IntegratedPhysicalDamages (95th-high)] | Current Policies | FRA | Secondary Energy¦Electricity¦Coal | EJ/yr | Secondary Energy¦Electricity¦Coal | elec_co2 |  | 2095 | 0.0155 | Secondary Energy¦Electricity¦Coal | 94
Downscaling[REMIND-MAgPIE 3.2-4.6 IntegratedPhysicalDamages (95th-high)] | Current Policies | FRA | Secondary Energy¦Electricity¦Coal | EJ/yr | Secondary Energy¦Electricity¦Coal | elec_co2 |  | 2100 | 0.0159 | Secondary Energy¦Electricity¦Coal | 94
Downscaling[REMIND-MAgPIE 3.2-4.6 IntegratedPhysicalDamages (95th-high)] | Current Policies | FRA | Secondary Energy¦Electricity¦Gas | EJ/yr | Secondary Energy¦Electricity¦Gas | elec_co2 |  | 2020 | 0.1741 | Secondary Energy¦Electricity¦Gas | 55
Downscaling[REMIND-MAgPIE 3.2-4.6 IntegratedPhysicalDamages (95th-high)] | Current Policies | FRA | Secondary Energy¦Electricity¦Gas | EJ/yr | Secondary Energy¦Electricity¦Gas | elec_co2 |  | 2025 | 0.1973 | Secondary Energy¦Electricity¦Gas | 55
Downscaling[REMIND-MAgPIE 3.2-4.6 IntegratedPhysicalDamages (95th-high)] | Current Policies | FRA | Secondary Energy¦Electricity¦Gas | EJ/yr | Secondary Energy¦Electricity¦Gas | elec_co2 |  | 2030 | 0.1753 | Secondary Energy¦Electricity¦Gas | 55
Downscaling[REMIND-MAgPIE 3.2-4.6 IntegratedPhysicalDamages (95th-high)] | Current Policies | FRA | Secondary Energy¦Electricity¦Gas | EJ/yr | Secondary Energy¦Electricity¦Gas | elec_co2 |  | 2035 | 0.1128 | Secondary Energy¦Electricity¦Gas | 55
Downscaling[REMIND-MAgPIE 3.2-4.6 IntegratedPhysicalDamages (95th-high)] | Current Policies | FRA | Secondary Energy¦Electricity¦Gas | EJ/yr | Secondary Energy¦Electricity¦Gas | elec_co2 |  | 2040 | 0.0737 | Secondary Energy¦Electricity¦Gas | 55
Downscaling[REMIND-MAgPIE 3.2-4.6 IntegratedPhysicalDamages (95th-high)] | Current Policies | FRA | Secondary Energy¦Electricity¦Gas | EJ/yr | Secondary Energy¦Electricity¦Gas | elec_co2 |  | 2045 | 0.0181 | Secondary Energy¦Electricity¦Gas | 55
Downscaling[REMIND-MAgPIE 3.2-4.6 IntegratedPhysicalDamages (95th-high)] | Current Policies | FRA | Secondary Energy¦Electricity¦Gas | EJ/yr | Secondary Energy¦Electricity¦Gas | elec_co2 |  | 2050 | 0.0206 | Secondary Energy¦Electricity¦Gas | 55
Downscaling[REMIND-MAgPIE 3.2-4.6 IntegratedPhysicalDamages (95th-high)] | Current Policies | FRA | Secondary Energy¦Electricity¦Gas | EJ/yr | Secondary Energy¦Electricity¦Gas | elec_co2 |  | 2055 | 0.0217 | Secondary Energy¦Electricity¦Gas | 55
Downscaling[REMIND-MAgPIE 3.2-4.6 IntegratedPhysicalDamages (95th-high)] | Current Policies | FRA | Secondary Energy¦Electricity¦Gas | EJ/yr | Secondary Energy¦Electricity¦Gas | elec_co2 |  | 2060 | 0.0228 | Secondary Energy¦Electricity¦Gas | 55
Downscaling[REMIND-MAgPIE 3.2-4.6 IntegratedPhysicalDamages (95th-high)] | Current Policies | FRA | Secondary Energy¦Electricity¦Gas | EJ/yr | Secondary Energy¦Electricity¦Gas | elec_co2 |  | 2065 | 0.0238 | Secondary Energy¦Electricity¦Gas | 55
Downscaling[REMIND-MAgPIE 3.2-4.6 IntegratedPhysicalDamages (95th-high)] | Current Policies | FRA | Secondary Energy¦Electricity¦Gas | EJ/yr | Secondary Energy¦Electricity¦Gas | elec_co2 |  | 2070 | 0.0246 | Secondary Energy¦Electricity¦Gas | 55
Downscaling[REMIND-MAgPIE 3.2-4.6 IntegratedPhysicalDamages (95th-high)] | Current Policies | FRA | Secondary Energy¦Electricity¦Gas | EJ/yr | Secondary Energy¦Electricity¦Gas | elec_co2 |  | 2075 | 0.0248 | Secondary Energy¦Electricity¦Gas | 55
Downscaling[REMIND-MAgPIE 3.2-4.6 IntegratedPhysicalDamages (95th-high)] | Current Policies | FRA | Secondary Energy¦Electricity¦Gas | EJ/yr | Secondary Energy¦Electricity¦Gas | elec_co2 |  | 2080 | 0.0249 | Secondary Energy¦Electricity¦Gas | 55
Downscaling[REMIND-MAgPIE 3.2-4.6 IntegratedPhysicalDamages (95th-high)] | Current Policies | FRA | Secondary Energy¦Electricity¦Gas | EJ/yr | Secondary Energy¦Electricity¦Gas | elec_co2 |  | 2085 | 0.0221 | Secondary Energy¦Electricity¦Gas | 55
Downscaling[REMIND-MAgPIE 3.2-4.6 IntegratedPhysicalDamages (95th-high)] | Current Policies | FRA | Secondary Energy¦Electricity¦Gas | EJ/yr | Secondary Energy¦Electricity¦Gas | elec_co2 |  | 2090 | 0.0192 | Secondary Energy¦Electricity¦Gas | 55
Downscaling[REMIND-MAgPIE 3.2-4.6 IntegratedPhysicalDamages (95th-high)] | Current Policies | FRA | Secondary Energy¦Electricity¦Gas | EJ/yr | Secondary Energy¦Electricity¦Gas | elec_co2 |  | 2095 | 0.0161 | Secondary Energy¦Electricity¦Gas | 55
Downscaling[REMIND-MAgPIE 3.2-4.6 IntegratedPhysicalDamages (95th-high)] | Current Policies | FRA | Secondary Energy¦Electricity¦Gas | EJ/yr | Secondary Energy¦Electricity¦Gas | elec_co2 |  | 2100 | 0.0128 | Secondary Energy¦Electricity¦Gas | 55
Downscaling[REMIND-MAgPIE 3.2-4.6 IntegratedPhysicalDamages (95th-high)] | Current Policies | FRA | Secondary Energy¦Electricity¦Oil | EJ/yr | Secondary Energy¦Electricity¦Oil | elec_co2 |  | 2020 | 0.0142 | Secondary Energy¦Electricity¦Oil | 70
Downscaling[REMIND-MAgPIE 3.2-4.6 IntegratedPhysicalDamages (95th-high)] | Current Policies | FRA | Secondary Energy¦Electricity¦Oil | EJ/yr | Secondary Energy¦Electricity¦Oil | elec_co2 |  | 2025 | 0.0052 | Secondary Energy¦Electricity¦Oil | 70
Downscaling[REMIND-MAgPIE 3.2-4.6 IntegratedPhysicalDamages (95th-high)] | Current Policies | FRA | Secondary Energy¦Electricity¦Oil | EJ/yr | Secondary Energy¦Electricity¦Oil | elec_co2 |  | 2030 | 0.0004 | Secondary Energy¦Electricity¦Oil | 70
Downscaling[REMIND-MAgPIE 3.2-4.6 IntegratedPhysicalDamages (95th-high)] | Current Policies | FRA | Secondary Energy¦Electricity¦Oil | EJ/yr | Secondary Energy¦Electricity¦Oil | elec_co2 |  | 2035 | 0 | Secondary Energy¦Electricity¦Oil | 70
Downscaling[REMIND-MAgPIE 3.2-4.6 IntegratedPhysicalDamages (95th-high)] | Current Policies | FRA | Secondary Energy¦Electricity¦Oil | EJ/yr | Secondary Energy¦Electricity¦Oil | elec_co2 |  | 2040 | 0 | Secondary Energy¦Electricity¦Oil | 70
Downscaling[REMIND-MAgPIE 3.2-4.6 IntegratedPhysicalDamages (95th-high)] | Current Policies | FRA | Secondary Energy¦Electricity¦Oil | EJ/yr | Secondary Energy¦Electricity¦Oil | elec_co2 |  | 2045 | 0 | Secondary Energy¦Electricity¦Oil | 70
Downscaling[REMIND-MAgPIE 3.2-4.6 IntegratedPhysicalDamages (95th-high)] | Current Policies | FRA | Secondary Energy¦Electricity¦Oil | EJ/yr | Secondary Energy¦Electricity¦Oil | elec_co2 |  | 2050 | 0 | Secondary Energy¦Electricity¦Oil | 70
Downscaling[REMIND-MAgPIE 3.2-4.6 IntegratedPhysicalDamages (95th-high)] | Current Policies | FRA | Secondary Energy¦Electricity¦Oil | EJ/yr | Secondary Energy¦Electricity¦Oil | elec_co2 |  | 2055 | 0 | Secondary Energy¦Electricity¦Oil | 70
Downscaling[REMIND-MAgPIE 3.2-4.6 IntegratedPhysicalDamages (95th-high)] | Current Policies | FRA | Secondary Energy¦Electricity¦Oil | EJ/yr | Secondary Energy¦Electricity¦Oil | elec_co2 |  | 2060 | 0 | Secondary Energy¦Electricity¦Oil | 70
Downscaling[REMIND-MAgPIE 3.2-4.6 IntegratedPhysicalDamages (95th-high)] | Current Policies | FRA | Secondary Energy¦Electricity¦Oil | EJ/yr | Secondary Energy¦Electricity¦Oil | elec_co2 |  | 2065 | 0 | Secondary Energy¦Electricity¦Oil | 70
Downscaling[REMIND-MAgPIE 3.2-4.6 IntegratedPhysicalDamages (95th-high)] | Current Policies | FRA | Secondary Energy¦Electricity¦Oil | EJ/yr | Secondary Energy¦Electricity¦Oil | elec_co2 |  | 2070 | 0 | Secondary Energy¦Electricity¦Oil | 70
Downscaling[REMIND-MAgPIE 3.2-4.6 IntegratedPhysicalDamages (95th-high)] | Current Policies | FRA | Secondary Energy¦Electricity¦Oil | EJ/yr | Secondary Energy¦Electricity¦Oil | elec_co2 |  | 2075 | 0 | Secondary Energy¦Electricity¦Oil | 70
Downscaling[REMIND-MAgPIE 3.2-4.6 IntegratedPhysicalDamages (95th-high)] | Current Policies | FRA | Secondary Energy¦Electricity¦Oil | EJ/yr | Secondary Energy¦Electricity¦Oil | elec_co2 |  | 2080 | 0 | Secondary Energy¦Electricity¦Oil | 70
Downscaling[REMIND-MAgPIE 3.2-4.6 IntegratedPhysicalDamages (95th-high)] | Current Policies | FRA | Secondary Energy¦Electricity¦Oil | EJ/yr | Secondary Energy¦Electricity¦Oil | elec_co2 |  | 2085 | 0 | Secondary Energy¦Electricity¦Oil | 70
Downscaling[REMIND-MAgPIE 3.2-4.6 IntegratedPhysicalDamages (95th-high)] | Current Policies | FRA | Secondary Energy¦Electricity¦Oil | EJ/yr | Secondary Energy¦Electricity¦Oil | elec_co2 |  | 2090 | 0 | Secondary Energy¦Electricity¦Oil | 70
Downscaling[REMIND-MAgPIE 3.2-4.6 IntegratedPhysicalDamages (95th-high)] | Current Policies | FRA | Secondary Energy¦Electricity¦Oil | EJ/yr | Secondary Energy¦Electricity¦Oil | elec_co2 |  | 2095 | 0 | Secondary Energy¦Electricity¦Oil | 70
Downscaling[REMIND-MAgPIE 3.2-4.6 IntegratedPhysicalDamages (95th-high)] | Current Policies | FRA | Secondary Energy¦Electricity¦Oil | EJ/yr | Secondary Energy¦Electricity¦Oil | elec_co2 |  | 2100 | 0 | Secondary Energy¦Electricity¦Oil | 70
Downscaling[REMIND-MAgPIE 3.2-4.6 IntegratedPhysicalDamages (95th-high)] | Current Policies | FRA | Price¦Primary Energy¦Biomass | US$2010/GJ | Price¦Primary Energy¦Biomass | fuel_supply | bioenergy | 2020 | 5.3799 | Price¦Primary Energy¦Biomass
Downscaling[REMIND-MAgPIE 3.2-4.6 IntegratedPhysicalDamages (95th-high)] | Current Policies | FRA | Price¦Primary Energy¦Biomass | US$2010/GJ | Price¦Primary Energy¦Biomass | fuel_supply | bioenergy | 2025 | 5.8021 | Price¦Primary Energy¦Biomass
Downscaling[REMIND-MAgPIE 3.2-4.6 IntegratedPhysicalDamages (95th-high)] | Current Policies | FRA | Price¦Primary Energy¦Biomass | US$2010/GJ | Price¦Primary Energy¦Biomass | fuel_supply | bioenergy | 2030 | 5.5002 | Price¦Primary Energy¦Biomass
Downscaling[REMIND-MAgPIE 3.2-4.6 IntegratedPhysicalDamages (95th-high)] | Current Policies | FRA | Price¦Primary Energy¦Biomass | US$2010/GJ | Price¦Primary Energy¦Biomass | fuel_supply | bioenergy | 2035 | 4.5397 | Price¦Primary Energy¦Biomass
Downscaling[REMIND-MAgPIE 3.2-4.6 IntegratedPhysicalDamages (95th-high)] | Current Policies | FRA | Price¦Primary Energy¦Biomass | US$2010/GJ | Price¦Primary Energy¦Biomass | fuel_supply | bioenergy | 2040 | 2.1775 | Price¦Primary Energy¦Biomass
Downscaling[REMIND-MAgPIE 3.2-4.6 IntegratedPhysicalDamages (95th-high)] | Current Policies | FRA | Price¦Primary Energy¦Biomass | US$2010/GJ | Price¦Primary Energy¦Biomass | fuel_supply | bioenergy | 2045 | 2.307 | Price¦Primary Energy¦Biomass
Downscaling[REMIND-MAgPIE 3.2-4.6 IntegratedPhysicalDamages (95th-high)] | Current Policies | FRA | Price¦Primary Energy¦Biomass | US$2010/GJ | Price¦Primary Energy¦Biomass | fuel_supply | bioenergy | 2050 | 3.7534 | Price¦Primary Energy¦Biomass
Downscaling[REMIND-MAgPIE 3.2-4.6 IntegratedPhysicalDamages (95th-high)] | Current Policies | FRA | Price¦Primary Energy¦Biomass | US$2010/GJ | Price¦Primary Energy¦Biomass | fuel_supply | bioenergy | 2055 | 4.1386 | Price¦Primary Energy¦Biomass
Downscaling[REMIND-MAgPIE 3.2-4.6 IntegratedPhysicalDamages (95th-high)] | Current Policies | FRA | Price¦Primary Energy¦Biomass | US$2010/GJ | Price¦Primary Energy¦Biomass | fuel_supply | bioenergy | 2060 | 5.2705 | Price¦Primary Energy¦Biomass
Downscaling[REMIND-MAgPIE 3.2-4.6 IntegratedPhysicalDamages (95th-high)] | Current Policies | FRA | Price¦Primary Energy¦Biomass | US$2010/GJ | Price¦Primary Energy¦Biomass | fuel_supply | bioenergy | 2065 | 6.1846 | Price¦Primary Energy¦Biomass
Downscaling[REMIND-MAgPIE 3.2-4.6 IntegratedPhysicalDamages (95th-high)] | Current Policies | FRA | Price¦Primary Energy¦Biomass | US$2010/GJ | Price¦Primary Energy¦Biomass | fuel_supply | bioenergy | 2070 | 7.0986 | Price¦Primary Energy¦Biomass
Downscaling[REMIND-MAgPIE 3.2-4.6 IntegratedPhysicalDamages (95th-high)] | Current Policies | FRA | Price¦Primary Energy¦Biomass | US$2010/GJ | Price¦Primary Energy¦Biomass | fuel_supply | bioenergy | 2075 | 7.147 | Price¦Primary Energy¦Biomass
Downscaling[REMIND-MAgPIE 3.2-4.6 IntegratedPhysicalDamages (95th-high)] | Current Policies | FRA | Price¦Primary Energy¦Biomass | US$2010/GJ | Price¦Primary Energy¦Biomass | fuel_supply | bioenergy | 2080 | 7.1953 | Price¦Primary Energy¦Biomass
Downscaling[REMIND-MAgPIE 3.2-4.6 IntegratedPhysicalDamages (95th-high)] | Current Policies | FRA | Price¦Primary Energy¦Biomass | US$2010/GJ | Price¦Primary Energy¦Biomass | fuel_supply | bioenergy | 2085 | 7.0242 | Price¦Primary Energy¦Biomass
Downscaling[REMIND-MAgPIE 3.2-4.6 IntegratedPhysicalDamages (95th-high)] | Current Policies | FRA | Price¦Primary Energy¦Biomass | US$2010/GJ | Price¦Primary Energy¦Biomass | fuel_supply | bioenergy | 2090 | 6.853 | Price¦Primary Energy¦Biomass
Downscaling[REMIND-MAgPIE 3.2-4.6 IntegratedPhysicalDamages (95th-high)] | Current Policies | FRA | Price¦Primary Energy¦Biomass | US$2010/GJ | Price¦Primary Energy¦Biomass | fuel_supply | bioenergy | 2095 | 7.0905 | Price¦Primary Energy¦Biomass
Downscaling[REMIND-MAgPIE 3.2-4.6 IntegratedPhysicalDamages (95th-high)] | Current Policies | FRA | Price¦Primary Energy¦Biomass | US$2010/GJ | Price¦Primary Energy¦Biomass | fuel_supply | bioenergy | 2100 | 7.3279 | Price¦Primary Energy¦Biomass
Downscaling[REMIND-MAgPIE 3.2-4.6 IntegratedPhysicalDamages (95th-high)] | Current Policies | FRA | Price¦Primary Energy¦Coal | US$2010/GJ | Price¦Primary Energy¦Coal | fuel_supply | coal | 2020 | 2.0344 | Price¦Primary Energy¦Coal
Downscaling[REMIND-MAgPIE 3.2-4.6 IntegratedPhysicalDamages (95th-high)] | Current Policies | FRA | Price¦Primary Energy¦Coal | US$2010/GJ | Price¦Primary Energy¦Coal | fuel_supply | coal | 2025 | 2.2259 | Price¦Primary Energy¦Coal
Downscaling[REMIND-MAgPIE 3.2-4.6 IntegratedPhysicalDamages (95th-high)] | Current Policies | FRA | Price¦Primary Energy¦Coal | US$2010/GJ | Price¦Primary Energy¦Coal | fuel_supply | coal | 2030 | 2.2654 | Price¦Primary Energy¦Coal
Downscaling[REMIND-MAgPIE 3.2-4.6 IntegratedPhysicalDamages (95th-high)] | Current Policies | FRA | Price¦Primary Energy¦Coal | US$2010/GJ | Price¦Primary Energy¦Coal | fuel_supply | coal | 2035 | 2.3132 | Price¦Primary Energy¦Coal
Downscaling[REMIND-MAgPIE 3.2-4.6 IntegratedPhysicalDamages (95th-high)] | Current Policies | FRA | Price¦Primary Energy¦Coal | US$2010/GJ | Price¦Primary Energy¦Coal | fuel_supply | coal | 2040 | 2.3536 | Price¦Primary Energy¦Coal
Downscaling[REMIND-MAgPIE 3.2-4.6 IntegratedPhysicalDamages (95th-high)] | Current Policies | FRA | Price¦Primary Energy¦Coal | US$2010/GJ | Price¦Primary Energy¦Coal | fuel_supply | coal | 2045 | 2.4645 | Price¦Primary Energy¦Coal
Downscaling[REMIND-MAgPIE 3.2-4.6 IntegratedPhysicalDamages (95th-high)] | Current Policies | FRA | Price¦Primary Energy¦Coal | US$2010/GJ | Price¦Primary Energy¦Coal | fuel_supply | coal | 2050 | 2.7071 | Price¦Primary Energy¦Coal
Downscaling[REMIND-MAgPIE 3.2-4.6 IntegratedPhysicalDamages (95th-high)] | Current Policies | FRA | Price¦Primary Energy¦Coal | US$2010/GJ | Price¦Primary Energy¦Coal | fuel_supply | coal | 2055 | 2.6307 | Price¦Primary Energy¦Coal
Downscaling[REMIND-MAgPIE 3.2-4.6 IntegratedPhysicalDamages (95th-high)] | Current Policies | FRA | Price¦Primary Energy¦Coal | US$2010/GJ | Price¦Primary Energy¦Coal | fuel_supply | coal | 2060 | 3.386 | Price¦Primary Energy¦Coal
Downscaling[REMIND-MAgPIE 3.2-4.6 IntegratedPhysicalDamages (95th-high)] | Current Policies | FRA | Price¦Primary Energy¦Coal | US$2010/GJ | Price¦Primary Energy¦Coal | fuel_supply | coal | 2065 | 3.5235 | Price¦Primary Energy¦Coal
Downscaling[REMIND-MAgPIE 3.2-4.6 IntegratedPhysicalDamages (95th-high)] | Current Policies | FRA | Price¦Primary Energy¦Coal | US$2010/GJ | Price¦Primary Energy¦Coal | fuel_supply | coal | 2070 | 3.6609 | Price¦Primary Energy¦Coal
Downscaling[REMIND-MAgPIE 3.2-4.6 IntegratedPhysicalDamages (95th-high)] | Current Policies | FRA | Price¦Primary Energy¦Coal | US$2010/GJ | Price¦Primary Energy¦Coal | fuel_supply | coal | 2075 | 3.7721 | Price¦Primary Energy¦Coal
Downscaling[REMIND-MAgPIE 3.2-4.6 IntegratedPhysicalDamages (95th-high)] | Current Policies | FRA | Price¦Primary Energy¦Coal | US$2010/GJ | Price¦Primary Energy¦Coal | fuel_supply | coal | 2080 | 3.8833 | Price¦Primary Energy¦Coal
Downscaling[REMIND-MAgPIE 3.2-4.6 IntegratedPhysicalDamages (95th-high)] | Current Policies | FRA | Price¦Primary Energy¦Coal | US$2010/GJ | Price¦Primary Energy¦Coal | fuel_supply | coal | 2085 | 4.0273 | Price¦Primary Energy¦Coal
Downscaling[REMIND-MAgPIE 3.2-4.6 IntegratedPhysicalDamages (95th-high)] | Current Policies | FRA | Price¦Primary Energy¦Coal | US$2010/GJ | Price¦Primary Energy¦Coal | fuel_supply | coal | 2090 | 4.1714 | Price¦Primary Energy¦Coal
Downscaling[REMIND-MAgPIE 3.2-4.6 IntegratedPhysicalDamages (95th-high)] | Current Policies | FRA | Price¦Primary Energy¦Coal | US$2010/GJ | Price¦Primary Energy¦Coal | fuel_supply | coal | 2095 | 4.1594 | Price¦Primary Energy¦Coal
Downscaling[REMIND-MAgPIE 3.2-4.6 IntegratedPhysicalDamages (95th-high)] | Current Policies | FRA | Price¦Primary Energy¦Coal | US$2010/GJ | Price¦Primary Energy¦Coal | fuel_supply | coal | 2100 | 4.1473 | Price¦Primary Energy¦Coal
Downscaling[REMIND-MAgPIE 3.2-4.6 IntegratedPhysicalDamages (95th-high)] | Current Policies | FRA | Price¦Primary Energy¦Gas | US$2010/GJ | Price¦Primary Energy¦Gas | fuel_supply | gas | 2020 | 3.9711 | Price¦Primary Energy¦Gas
Downscaling[REMIND-MAgPIE 3.2-4.6 IntegratedPhysicalDamages (95th-high)] | Current Policies | FRA | Price¦Primary Energy¦Gas | US$2010/GJ | Price¦Primary Energy¦Gas | fuel_supply | gas | 2025 | 4.6721 | Price¦Primary Energy¦Gas
Downscaling[REMIND-MAgPIE 3.2-4.6 IntegratedPhysicalDamages (95th-high)] | Current Policies | FRA | Price¦Primary Energy¦Gas | US$2010/GJ | Price¦Primary Energy¦Gas | fuel_supply | gas | 2030 | 4.6044 | Price¦Primary Energy¦Gas
Downscaling[REMIND-MAgPIE 3.2-4.6 IntegratedPhysicalDamages (95th-high)] | Current Policies | FRA | Price¦Primary Energy¦Gas | US$2010/GJ | Price¦Primary Energy¦Gas | fuel_supply | gas | 2035 | 4.9635 | Price¦Primary Energy¦Gas
Downscaling[REMIND-MAgPIE 3.2-4.6 IntegratedPhysicalDamages (95th-high)] | Current Policies | FRA | Price¦Primary Energy¦Gas | US$2010/GJ | Price¦Primary Energy¦Gas | fuel_supply | gas | 2040 | 5.2192 | Price¦Primary Energy¦Gas
Downscaling[REMIND-MAgPIE 3.2-4.6 IntegratedPhysicalDamages (95th-high)] | Current Policies | FRA | Price¦Primary Energy¦Gas | US$2010/GJ | Price¦Primary Energy¦Gas | fuel_supply | gas | 2045 | 5.4594 | Price¦Primary Energy¦Gas
Downscaling[REMIND-MAgPIE 3.2-4.6 IntegratedPhysicalDamages (95th-high)] | Current Policies | FRA | Price¦Primary Energy¦Gas | US$2010/GJ | Price¦Primary Energy¦Gas | fuel_supply | gas | 2050 | 5.6051 | Price¦Primary Energy¦Gas
Downscaling[REMIND-MAgPIE 3.2-4.6 IntegratedPhysicalDamages (95th-high)] | Current Policies | FRA | Price¦Primary Energy¦Gas | US$2010/GJ | Price¦Primary Energy¦Gas | fuel_supply | gas | 2055 | 5.6043 | Price¦Primary Energy¦Gas
Downscaling[REMIND-MAgPIE 3.2-4.6 IntegratedPhysicalDamages (95th-high)] | Current Policies | FRA | Price¦Primary Energy¦Gas | US$2010/GJ | Price¦Primary Energy¦Gas | fuel_supply | gas | 2060 | 6.588 | Price¦Primary Energy¦Gas
Downscaling[REMIND-MAgPIE 3.2-4.6 IntegratedPhysicalDamages (95th-high)] | Current Policies | FRA | Price¦Primary Energy¦Gas | US$2010/GJ | Price¦Primary Energy¦Gas | fuel_supply | gas | 2065 | 6.4491 | Price¦Primary Energy¦Gas
Downscaling[REMIND-MAgPIE 3.2-4.6 IntegratedPhysicalDamages (95th-high)] | Current Policies | FRA | Price¦Primary Energy¦Gas | US$2010/GJ | Price¦Primary Energy¦Gas | fuel_supply | gas | 2070 | 6.3101 | Price¦Primary Energy¦Gas
Downscaling[REMIND-MAgPIE 3.2-4.6 IntegratedPhysicalDamages (95th-high)] | Current Policies | FRA | Price¦Primary Energy¦Gas | US$2010/GJ | Price¦Primary Energy¦Gas | fuel_supply | gas | 2075 | 6.5062 | Price¦Primary Energy¦Gas
Downscaling[REMIND-MAgPIE 3.2-4.6 IntegratedPhysicalDamages (95th-high)] | Current Policies | FRA | Price¦Primary Energy¦Gas | US$2010/GJ | Price¦Primary Energy¦Gas | fuel_supply | gas | 2080 | 6.7023 | Price¦Primary Energy¦Gas
Downscaling[REMIND-MAgPIE 3.2-4.6 IntegratedPhysicalDamages (95th-high)] | Current Policies | FRA | Price¦Primary Energy¦Gas | US$2010/GJ | Price¦Primary Energy¦Gas | fuel_supply | gas | 2085 | 6.9119 | Price¦Primary Energy¦Gas
Downscaling[REMIND-MAgPIE 3.2-4.6 IntegratedPhysicalDamages (95th-high)] | Current Policies | FRA | Price¦Primary Energy¦Gas | US$2010/GJ | Price¦Primary Energy¦Gas | fuel_supply | gas | 2090 | 7.1214 | Price¦Primary Energy¦Gas
Downscaling[REMIND-MAgPIE 3.2-4.6 IntegratedPhysicalDamages (95th-high)] | Current Policies | FRA | Price¦Primary Energy¦Gas | US$2010/GJ | Price¦Primary Energy¦Gas | fuel_supply | gas | 2095 | 7.2916 | Price¦Primary Energy¦Gas
Downscaling[REMIND-MAgPIE 3.2-4.6 IntegratedPhysicalDamages (95th-high)] | Current Policies | FRA | Price¦Primary Energy¦Gas | US$2010/GJ | Price¦Primary Energy¦Gas | fuel_supply | gas | 2100 | 7.4618 | Price¦Primary Energy¦Gas
Downscaling[REMIND-MAgPIE 3.2-4.6 IntegratedPhysicalDamages (95th-high)] | Current Policies | FRA | Price¦Secondary Energy¦Liquids¦Oil | US$2010/GJ | Price¦Secondary Energy¦Liquids¦Oil | fuel_supply | oil | 2020 | 82.2847 | Price¦Secondary Energy¦Liquids¦Oil
Downscaling[REMIND-MAgPIE 3.2-4.6 IntegratedPhysicalDamages (95th-high)] | Current Policies | FRA | Price¦Secondary Energy¦Liquids¦Oil | US$2010/GJ | Price¦Secondary Energy¦Liquids¦Oil | fuel_supply | oil | 2025 | 95.2844 | Price¦Secondary Energy¦Liquids¦Oil
Downscaling[REMIND-MAgPIE 3.2-4.6 IntegratedPhysicalDamages (95th-high)] | Current Policies | FRA | Price¦Secondary Energy¦Liquids¦Oil | US$2010/GJ | Price¦Secondary Energy¦Liquids¦Oil | fuel_supply | oil | 2030 | 85.6625 | Price¦Secondary Energy¦Liquids¦Oil
Downscaling[REMIND-MAgPIE 3.2-4.6 IntegratedPhysicalDamages (95th-high)] | Current Policies | FRA | Price¦Secondary Energy¦Liquids¦Oil | US$2010/GJ | Price¦Secondary Energy¦Liquids¦Oil | fuel_supply | oil | 2035 | 88.0146 | Price¦Secondary Energy¦Liquids¦Oil
Downscaling[REMIND-MAgPIE 3.2-4.6 IntegratedPhysicalDamages (95th-high)] | Current Policies | FRA | Price¦Secondary Energy¦Liquids¦Oil | US$2010/GJ | Price¦Secondary Energy¦Liquids¦Oil | fuel_supply | oil | 2040 | 98.7218 | Price¦Secondary Energy¦Liquids¦Oil
Downscaling[REMIND-MAgPIE 3.2-4.6 IntegratedPhysicalDamages (95th-high)] | Current Policies | FRA | Price¦Secondary Energy¦Liquids¦Oil | US$2010/GJ | Price¦Secondary Energy¦Liquids¦Oil | fuel_supply | oil | 2045 | 109.3103 | Price¦Secondary Energy¦Liquids¦Oil
Downscaling[REMIND-MAgPIE 3.2-4.6 IntegratedPhysicalDamages (95th-high)] | Current Policies | FRA | Price¦Secondary Energy¦Liquids¦Oil | US$2010/GJ | Price¦Secondary Energy¦Liquids¦Oil | fuel_supply | oil | 2050 | 118.1405 | Price¦Secondary Energy¦Liquids¦Oil
Downscaling[REMIND-MAgPIE 3.2-4.6 IntegratedPhysicalDamages (95th-high)] | Current Policies | FRA | Price¦Secondary Energy¦Liquids¦Oil | US$2010/GJ | Price¦Secondary Energy¦Liquids¦Oil | fuel_supply | oil | 2055 | 132.0029 | Price¦Secondary Energy¦Liquids¦Oil
Downscaling[REMIND-MAgPIE 3.2-4.6 IntegratedPhysicalDamages (95th-high)] | Current Policies | FRA | Price¦Secondary Energy¦Liquids¦Oil | US$2010/GJ | Price¦Secondary Energy¦Liquids¦Oil | fuel_supply | oil | 2060 | 200.5009 | Price¦Secondary Energy¦Liquids¦Oil
Downscaling[REMIND-MAgPIE 3.2-4.6 IntegratedPhysicalDamages (95th-high)] | Current Policies | FRA | Price¦Secondary Energy¦Liquids¦Oil | US$2010/GJ | Price¦Secondary Energy¦Liquids¦Oil | fuel_supply | oil | 2065 | 244.8732 | Price¦Secondary Energy¦Liquids¦Oil
Downscaling[REMIND-MAgPIE 3.2-4.6 IntegratedPhysicalDamages (95th-high)] | Current Policies | FRA | Price¦Secondary Energy¦Liquids¦Oil | US$2010/GJ | Price¦Secondary Energy¦Liquids¦Oil | fuel_supply | oil | 2070 | 289.2455 | Price¦Secondary Energy¦Liquids¦Oil
Downscaling[REMIND-MAgPIE 3.2-4.6 IntegratedPhysicalDamages (95th-high)] | Current Policies | FRA | Price¦Secondary Energy¦Liquids¦Oil | US$2010/GJ | Price¦Secondary Energy¦Liquids¦Oil | fuel_supply | oil | 2075 | 286.1618 | Price¦Secondary Energy¦Liquids¦Oil
Downscaling[REMIND-MAgPIE 3.2-4.6 IntegratedPhysicalDamages (95th-high)] | Current Policies | FRA | Price¦Secondary Energy¦Liquids¦Oil | US$2010/GJ | Price¦Secondary Energy¦Liquids¦Oil | fuel_supply | oil | 2080 | 283.0781 | Price¦Secondary Energy¦Liquids¦Oil
Downscaling[REMIND-MAgPIE 3.2-4.6 IntegratedPhysicalDamages (95th-high)] | Current Policies | FRA | Price¦Secondary Energy¦Liquids¦Oil | US$2010/GJ | Price¦Secondary Energy¦Liquids¦Oil | fuel_supply | oil | 2085 | 280.6311 | Price¦Secondary Energy¦Liquids¦Oil
Downscaling[REMIND-MAgPIE 3.2-4.6 IntegratedPhysicalDamages (95th-high)] | Current Policies | FRA | Price¦Secondary Energy¦Liquids¦Oil | US$2010/GJ | Price¦Secondary Energy¦Liquids¦Oil | fuel_supply | oil | 2090 | 278.1842 | Price¦Secondary Energy¦Liquids¦Oil
Downscaling[REMIND-MAgPIE 3.2-4.6 IntegratedPhysicalDamages (95th-high)] | Current Policies | FRA | Price¦Secondary Energy¦Liquids¦Oil | US$2010/GJ | Price¦Secondary Energy¦Liquids¦Oil | fuel_supply | oil | 2095 | 276.2552 | Price¦Secondary Energy¦Liquids¦Oil
Downscaling[REMIND-MAgPIE 3.2-4.6 IntegratedPhysicalDamages (95th-high)] | Current Policies | FRA | Price¦Secondary Energy¦Liquids¦Oil | US$2010/GJ | Price¦Secondary Energy¦Liquids¦Oil | fuel_supply | oil | 2100 | 274.3262 | Price¦Secondary Energy¦Liquids¦Oil
Downscaling[REMIND-MAgPIE 3.2-4.6 IntegratedPhysicalDamages (95th-high)] | Current Policies | FRA | Emissions¦CO2 | Mt CO2/yr | Emissions¦CO2 | scenarios - CO2 abatement | CO2 | 2020 | 243.9751 | Emissions¦CO2
Downscaling[REMIND-MAgPIE 3.2-4.6 IntegratedPhysicalDamages (95th-high)] | Current Policies | FRA | Emissions¦CO2 | Mt CO2/yr | Emissions¦CO2 | scenarios - CO2 abatement | CO2 | 2025 | 242.2233 | Emissions¦CO2
Downscaling[REMIND-MAgPIE 3.2-4.6 IntegratedPhysicalDamages (95th-high)] | Current Policies | FRA | Emissions¦CO2 | Mt CO2/yr | Emissions¦CO2 | scenarios - CO2 abatement | CO2 | 2030 | 215.0792 | Emissions¦CO2
Downscaling[REMIND-MAgPIE 3.2-4.6 IntegratedPhysicalDamages (95th-high)] | Current Policies | FRA | Emissions¦CO2 | Mt CO2/yr | Emissions¦CO2 | scenarios - CO2 abatement | CO2 | 2035 | 174.065 | Emissions¦CO2
Downscaling[REMIND-MAgPIE 3.2-4.6 IntegratedPhysicalDamages (95th-high)] | Current Policies | FRA | Emissions¦CO2 | Mt CO2/yr | Emissions¦CO2 | scenarios - CO2 abatement | CO2 | 2040 | 138.7806 | Emissions¦CO2
Downscaling[REMIND-MAgPIE 3.2-4.6 IntegratedPhysicalDamages (95th-high)] | Current Policies | FRA | Emissions¦CO2 | Mt CO2/yr | Emissions¦CO2 | scenarios - CO2 abatement | CO2 | 2045 | 111.1415 | Emissions¦CO2
Downscaling[REMIND-MAgPIE 3.2-4.6 IntegratedPhysicalDamages (95th-high)] | Current Policies | FRA | Emissions¦CO2 | Mt CO2/yr | Emissions¦CO2 | scenarios - CO2 abatement | CO2 | 2050 | 95.9379 | Emissions¦CO2
Downscaling[REMIND-MAgPIE 3.2-4.6 IntegratedPhysicalDamages (95th-high)] | Current Policies | FRA | Emissions¦CO2 | Mt CO2/yr | Emissions¦CO2 | scenarios - CO2 abatement | CO2 | 2055 | 85.0343 | Emissions¦CO2
Downscaling[REMIND-MAgPIE 3.2-4.6 IntegratedPhysicalDamages (95th-high)] | Current Policies | FRA | Emissions¦CO2 | Mt CO2/yr | Emissions¦CO2 | scenarios - CO2 abatement | CO2 | 2060 | 75.5173 | Emissions¦CO2
Downscaling[REMIND-MAgPIE 3.2-4.6 IntegratedPhysicalDamages (95th-high)] | Current Policies | FRA | Emissions¦CO2 | Mt CO2/yr | Emissions¦CO2 | scenarios - CO2 abatement | CO2 | 2065 | 72.6787 | Emissions¦CO2
Downscaling[REMIND-MAgPIE 3.2-4.6 IntegratedPhysicalDamages (95th-high)] | Current Policies | FRA | Emissions¦CO2 | Mt CO2/yr | Emissions¦CO2 | scenarios - CO2 abatement | CO2 | 2070 | 69.8472 | Emissions¦CO2
Downscaling[REMIND-MAgPIE 3.2-4.6 IntegratedPhysicalDamages (95th-high)] | Current Policies | FRA | Emissions¦CO2 | Mt CO2/yr | Emissions¦CO2 | scenarios - CO2 abatement | CO2 | 2075 | 63.8651 | Emissions¦CO2
Downscaling[REMIND-MAgPIE 3.2-4.6 IntegratedPhysicalDamages (95th-high)] | Current Policies | FRA | Emissions¦CO2 | Mt CO2/yr | Emissions¦CO2 | scenarios - CO2 abatement | CO2 | 2080 | 57.8883 | Emissions¦CO2
Downscaling[REMIND-MAgPIE 3.2-4.6 IntegratedPhysicalDamages (95th-high)] | Current Policies | FRA | Emissions¦CO2 | Mt CO2/yr | Emissions¦CO2 | scenarios - CO2 abatement | CO2 | 2085 | 52.1127 | Emissions¦CO2
Downscaling[REMIND-MAgPIE 3.2-4.6 IntegratedPhysicalDamages (95th-high)] | Current Policies | FRA | Emissions¦CO2 | Mt CO2/yr | Emissions¦CO2 | scenarios - CO2 abatement | CO2 | 2090 | 45.6076 | Emissions¦CO2
Downscaling[REMIND-MAgPIE 3.2-4.6 IntegratedPhysicalDamages (95th-high)] | Current Policies | FRA | Emissions¦CO2 | Mt CO2/yr | Emissions¦CO2 | scenarios - CO2 abatement | CO2 | 2095 | 45.4717 | Emissions¦CO2
Downscaling[REMIND-MAgPIE 3.2-4.6 IntegratedPhysicalDamages (95th-high)] | Current Policies | FRA | Emissions¦CO2 | Mt CO2/yr | Emissions¦CO2 | scenarios - CO2 abatement | CO2 | 2100 | 44.9432 | Emissions¦CO2
Downscaling[REMIND-MAgPIE 3.2-4.6 IntegratedPhysicalDamages (95th-high)] | Current Policies | FRA | Emissions¦CO2¦Energy | Mt CO2/yr | Emissions¦CO2¦Energy | scenarios - CO2 abatement | CO2 | 2020 | 302.9039 | Emissions¦CO2¦Energy
Downscaling[REMIND-MAgPIE 3.2-4.6 IntegratedPhysicalDamages (95th-high)] | Current Policies | FRA | Emissions¦CO2¦Energy | Mt CO2/yr | Emissions¦CO2¦Energy | scenarios - CO2 abatement | CO2 | 2025 | 274.9566 | Emissions¦CO2¦Energy
Downscaling[REMIND-MAgPIE 3.2-4.6 IntegratedPhysicalDamages (95th-high)] | Current Policies | FRA | Emissions¦CO2¦Energy | Mt CO2/yr | Emissions¦CO2¦Energy | scenarios - CO2 abatement | CO2 | 2030 | 254.0333 | Emissions¦CO2¦Energy
Downscaling[REMIND-MAgPIE 3.2-4.6 IntegratedPhysicalDamages (95th-high)] | Current Policies | FRA | Emissions¦CO2¦Energy | Mt CO2/yr | Emissions¦CO2¦Energy | scenarios - CO2 abatement | CO2 | 2035 | 217.0012 | Emissions¦CO2¦Energy
Downscaling[REMIND-MAgPIE 3.2-4.6 IntegratedPhysicalDamages (95th-high)] | Current Policies | FRA | Emissions¦CO2¦Energy | Mt CO2/yr | Emissions¦CO2¦Energy | scenarios - CO2 abatement | CO2 | 2040 | 186.0977 | Emissions¦CO2¦Energy
Downscaling[REMIND-MAgPIE 3.2-4.6 IntegratedPhysicalDamages (95th-high)] | Current Policies | FRA | Emissions¦CO2¦Energy | Mt CO2/yr | Emissions¦CO2¦Energy | scenarios - CO2 abatement | CO2 | 2045 | 162.7113 | Emissions¦CO2¦Energy
Downscaling[REMIND-MAgPIE 3.2-4.6 IntegratedPhysicalDamages (95th-high)] | Current Policies | FRA | Emissions¦CO2¦Energy | Mt CO2/yr | Emissions¦CO2¦Energy | scenarios - CO2 abatement | CO2 | 2050 | 151.6043 | Emissions¦CO2¦Energy
Downscaling[REMIND-MAgPIE 3.2-4.6 IntegratedPhysicalDamages (95th-high)] | Current Policies | FRA | Emissions¦CO2¦Energy | Mt CO2/yr | Emissions¦CO2¦Energy | scenarios - CO2 abatement | CO2 | 2055 | 139.6253 | Emissions¦CO2¦Energy
Downscaling[REMIND-MAgPIE 3.2-4.6 IntegratedPhysicalDamages (95th-high)] | Current Policies | FRA | Emissions¦CO2¦Energy | Mt CO2/yr | Emissions¦CO2¦Energy | scenarios - CO2 abatement | CO2 | 2060 | 128.9146 | Emissions¦CO2¦Energy
Downscaling[REMIND-MAgPIE 3.2-4.6 IntegratedPhysicalDamages (95th-high)] | Current Policies | FRA | Emissions¦CO2¦Energy | Mt CO2/yr | Emissions¦CO2¦Energy | scenarios - CO2 abatement | CO2 | 2065 | 124.7522 | Emissions¦CO2¦Energy
Downscaling[REMIND-MAgPIE 3.2-4.6 IntegratedPhysicalDamages (95th-high)] | Current Policies | FRA | Emissions¦CO2¦Energy | Mt CO2/yr | Emissions¦CO2¦Energy | scenarios - CO2 abatement | CO2 | 2070 | 120.5795 | Emissions¦CO2¦Energy
Downscaling[REMIND-MAgPIE 3.2-4.6 IntegratedPhysicalDamages (95th-high)] | Current Policies | FRA | Emissions¦CO2¦Energy | Mt CO2/yr | Emissions¦CO2¦Energy | scenarios - CO2 abatement | CO2 | 2075 | 115.5032 | Emissions¦CO2¦Energy
Downscaling[REMIND-MAgPIE 3.2-4.6 IntegratedPhysicalDamages (95th-high)] | Current Policies | FRA | Emissions¦CO2¦Energy | Mt CO2/yr | Emissions¦CO2¦Energy | scenarios - CO2 abatement | CO2 | 2080 | 110.4279 | Emissions¦CO2¦Energy
Downscaling[REMIND-MAgPIE 3.2-4.6 IntegratedPhysicalDamages (95th-high)] | Current Policies | FRA | Emissions¦CO2¦Energy | Mt CO2/yr | Emissions¦CO2¦Energy | scenarios - CO2 abatement | CO2 | 2085 | 101.9654 | Emissions¦CO2¦Energy
Downscaling[REMIND-MAgPIE 3.2-4.6 IntegratedPhysicalDamages (95th-high)] | Current Policies | FRA | Emissions¦CO2¦Energy | Mt CO2/yr | Emissions¦CO2¦Energy | scenarios - CO2 abatement | CO2 | 2090 | 92.7993 | Emissions¦CO2¦Energy
Downscaling[REMIND-MAgPIE 3.2-4.6 IntegratedPhysicalDamages (95th-high)] | Current Policies | FRA | Emissions¦CO2¦Energy | Mt CO2/yr | Emissions¦CO2¦Energy | scenarios - CO2 abatement | CO2 | 2095 | 85.5233 | Emissions¦CO2¦Energy
Downscaling[REMIND-MAgPIE 3.2-4.6 IntegratedPhysicalDamages (95th-high)] | Current Policies | FRA | Emissions¦CO2¦Energy | Mt CO2/yr | Emissions¦CO2¦Energy | scenarios - CO2 abatement | CO2 | 2100 | 77.8534 | Emissions¦CO2¦Energy
Downscaling[REMIND-MAgPIE 3.2-4.6 IntegratedPhysicalDamages (95th-high)] | Delayed transition | FRA | Carbon Sequestration¦CCS | Mt CO2/yr | Carbon Sequestration¦CCS | CCS potential |  | 2020 | 0 | Carbon Sequestration¦CCS
Downscaling[REMIND-MAgPIE 3.2-4.6 IntegratedPhysicalDamages (95th-high)] | Delayed transition | FRA | Carbon Sequestration¦CCS | Mt CO2/yr | Carbon Sequestration¦CCS | CCS potential |  | 2025 | 0.2122 | Carbon Sequestration¦CCS
Downscaling[REMIND-MAgPIE 3.2-4.6 IntegratedPhysicalDamages (95th-high)] | Delayed transition | FRA | Carbon Sequestration¦CCS | Mt CO2/yr | Carbon Sequestration¦CCS | CCS potential |  | 2030 | 0.2227 | Carbon Sequestration¦CCS
Downscaling[REMIND-MAgPIE 3.2-4.6 IntegratedPhysicalDamages (95th-high)] | Delayed transition | FRA | Carbon Sequestration¦CCS | Mt CO2/yr | Carbon Sequestration¦CCS | CCS potential |  | 2035 | 1.3114 | Carbon Sequestration¦CCS
Downscaling[REMIND-MAgPIE 3.2-4.6 IntegratedPhysicalDamages (95th-high)] | Delayed transition | FRA | Carbon Sequestration¦CCS | Mt CO2/yr | Carbon Sequestration¦CCS | CCS potential |  | 2040 | 21.167 | Carbon Sequestration¦CCS
Downscaling[REMIND-MAgPIE 3.2-4.6 IntegratedPhysicalDamages (95th-high)] | Delayed transition | FRA | Carbon Sequestration¦CCS | Mt CO2/yr | Carbon Sequestration¦CCS | CCS potential |  | 2045 | 53.6958 | Carbon Sequestration¦CCS
Downscaling[REMIND-MAgPIE 3.2-4.6 IntegratedPhysicalDamages (95th-high)] | Delayed transition | FRA | Carbon Sequestration¦CCS | Mt CO2/yr | Carbon Sequestration¦CCS | CCS potential |  | 2050 | 67.6897 | Carbon Sequestration¦CCS
Downscaling[REMIND-MAgPIE 3.2-4.6 IntegratedPhysicalDamages (95th-high)] | Delayed transition | FRA | Carbon Sequestration¦CCS | Mt CO2/yr | Carbon Sequestration¦CCS | CCS potential |  | 2055 | 73.33 | Carbon Sequestration¦CCS
Downscaling[REMIND-MAgPIE 3.2-4.6 IntegratedPhysicalDamages (95th-high)] | Delayed transition | FRA | Carbon Sequestration¦CCS | Mt CO2/yr | Carbon Sequestration¦CCS | CCS potential |  | 2060 | 73.094 | Carbon Sequestration¦CCS
Downscaling[REMIND-MAgPIE 3.2-4.6 IntegratedPhysicalDamages (95th-high)] | Delayed transition | FRA | Carbon Sequestration¦CCS | Mt CO2/yr | Carbon Sequestration¦CCS | CCS potential |  | 2065 | 74.1085 | Carbon Sequestration¦CCS
Downscaling[REMIND-MAgPIE 3.2-4.6 IntegratedPhysicalDamages (95th-high)] | Delayed transition | FRA | Carbon Sequestration¦CCS | Mt CO2/yr | Carbon Sequestration¦CCS | CCS potential |  | 2070 | 74.6602 | Carbon Sequestration¦CCS
Downscaling[REMIND-MAgPIE 3.2-4.6 IntegratedPhysicalDamages (95th-high)] | Delayed transition | FRA | Carbon Sequestration¦CCS | Mt CO2/yr | Carbon Sequestration¦CCS | CCS potential |  | 2075 | 69.9273 | Carbon Sequestration¦CCS
Downscaling[REMIND-MAgPIE 3.2-4.6 IntegratedPhysicalDamages (95th-high)] | Delayed transition | FRA | Carbon Sequestration¦CCS | Mt CO2/yr | Carbon Sequestration¦CCS | CCS potential |  | 2080 | 64.7116 | Carbon Sequestration¦CCS
Downscaling[REMIND-MAgPIE 3.2-4.6 IntegratedPhysicalDamages (95th-high)] | Delayed transition | FRA | Carbon Sequestration¦CCS | Mt CO2/yr | Carbon Sequestration¦CCS | CCS potential |  | 2085 | 55.7796 | Carbon Sequestration¦CCS
Downscaling[REMIND-MAgPIE 3.2-4.6 IntegratedPhysicalDamages (95th-high)] | Delayed transition | FRA | Carbon Sequestration¦CCS | Mt CO2/yr | Carbon Sequestration¦CCS | CCS potential |  | 2090 | 46.1046 | Carbon Sequestration¦CCS
Downscaling[REMIND-MAgPIE 3.2-4.6 IntegratedPhysicalDamages (95th-high)] | Delayed transition | FRA | Carbon Sequestration¦CCS | Mt CO2/yr | Carbon Sequestration¦CCS | CCS potential |  | 2095 | 45.4256 | Carbon Sequestration¦CCS
Downscaling[REMIND-MAgPIE 3.2-4.6 IntegratedPhysicalDamages (95th-high)] | Delayed transition | FRA | Carbon Sequestration¦CCS | Mt CO2/yr | Carbon Sequestration¦CCS | CCS potential |  | 2100 | 44.7022 | Carbon Sequestration¦CCS
Downscaling[REMIND-MAgPIE 3.2-4.6 IntegratedPhysicalDamages (95th-high)] | Delayed transition | FRA | Final Energy¦Industry¦Electricity | EJ/yr | Final Energy¦Industry¦Electricity | demand_projection | elc_industry | 2020 | 0.4604 | Final Energy¦Industry¦Electricity
Downscaling[REMIND-MAgPIE 3.2-4.6 IntegratedPhysicalDamages (95th-high)] | Delayed transition | FRA | Final Energy¦Industry¦Electricity | EJ/yr | Final Energy¦Industry¦Electricity | demand_projection | elc_industry | 2025 | 0.5309 | Final Energy¦Industry¦Electricity
Downscaling[REMIND-MAgPIE 3.2-4.6 IntegratedPhysicalDamages (95th-high)] | Delayed transition | FRA | Final Energy¦Industry¦Electricity | EJ/yr | Final Energy¦Industry¦Electricity | demand_projection | elc_industry | 2030 | 0.5645 | Final Energy¦Industry¦Electricity
Downscaling[REMIND-MAgPIE 3.2-4.6 IntegratedPhysicalDamages (95th-high)] | Delayed transition | FRA | Final Energy¦Industry¦Electricity | EJ/yr | Final Energy¦Industry¦Electricity | demand_projection | elc_industry | 2035 | 0.6003 | Final Energy¦Industry¦Electricity
Downscaling[REMIND-MAgPIE 3.2-4.6 IntegratedPhysicalDamages (95th-high)] | Delayed transition | FRA | Final Energy¦Industry¦Electricity | EJ/yr | Final Energy¦Industry¦Electricity | demand_projection | elc_industry | 2040 | 0.6467 | Final Energy¦Industry¦Electricity
Downscaling[REMIND-MAgPIE 3.2-4.6 IntegratedPhysicalDamages (95th-high)] | Delayed transition | FRA | Final Energy¦Industry¦Electricity | EJ/yr | Final Energy¦Industry¦Electricity | demand_projection | elc_industry | 2045 | 0.6495 | Final Energy¦Industry¦Electricity
Downscaling[REMIND-MAgPIE 3.2-4.6 IntegratedPhysicalDamages (95th-high)] | Delayed transition | FRA | Final Energy¦Industry¦Electricity | EJ/yr | Final Energy¦Industry¦Electricity | demand_projection | elc_industry | 2050 | 0.6393 | Final Energy¦Industry¦Electricity
Downscaling[REMIND-MAgPIE 3.2-4.6 IntegratedPhysicalDamages (95th-high)] | Delayed transition | FRA | Final Energy¦Industry¦Electricity | EJ/yr | Final Energy¦Industry¦Electricity | demand_projection | elc_industry | 2055 | 0.6337 | Final Energy¦Industry¦Electricity
Downscaling[REMIND-MAgPIE 3.2-4.6 IntegratedPhysicalDamages (95th-high)] | Delayed transition | FRA | Final Energy¦Industry¦Electricity | EJ/yr | Final Energy¦Industry¦Electricity | demand_projection | elc_industry | 2060 | 0.5912 | Final Energy¦Industry¦Electricity
Downscaling[REMIND-MAgPIE 3.2-4.6 IntegratedPhysicalDamages (95th-high)] | Delayed transition | FRA | Final Energy¦Industry¦Electricity | EJ/yr | Final Energy¦Industry¦Electricity | demand_projection | elc_industry | 2065 | 0.594 | Final Energy¦Industry¦Electricity
Downscaling[REMIND-MAgPIE 3.2-4.6 IntegratedPhysicalDamages (95th-high)] | Delayed transition | FRA | Final Energy¦Industry¦Electricity | EJ/yr | Final Energy¦Industry¦Electricity | demand_projection | elc_industry | 2070 | 0.5966 | Final Energy¦Industry¦Electricity
Downscaling[REMIND-MAgPIE 3.2-4.6 IntegratedPhysicalDamages (95th-high)] | Delayed transition | FRA | Final Energy¦Industry¦Electricity | EJ/yr | Final Energy¦Industry¦Electricity | demand_projection | elc_industry | 2075 | 0.6015 | Final Energy¦Industry¦Electricity
Downscaling[REMIND-MAgPIE 3.2-4.6 IntegratedPhysicalDamages (95th-high)] | Delayed transition | FRA | Final Energy¦Industry¦Electricity | EJ/yr | Final Energy¦Industry¦Electricity | demand_projection | elc_industry | 2080 | 0.6044 | Final Energy¦Industry¦Electricity
Downscaling[REMIND-MAgPIE 3.2-4.6 IntegratedPhysicalDamages (95th-high)] | Delayed transition | FRA | Final Energy¦Industry¦Electricity | EJ/yr | Final Energy¦Industry¦Electricity | demand_projection | elc_industry | 2085 | 0.5942 | Final Energy¦Industry¦Electricity
Downscaling[REMIND-MAgPIE 3.2-4.6 IntegratedPhysicalDamages (95th-high)] | Delayed transition | FRA | Final Energy¦Industry¦Electricity | EJ/yr | Final Energy¦Industry¦Electricity | demand_projection | elc_industry | 2090 | 0.5777 | Final Energy¦Industry¦Electricity
Downscaling[REMIND-MAgPIE 3.2-4.6 IntegratedPhysicalDamages (95th-high)] | Delayed transition | FRA | Final Energy¦Industry¦Electricity | EJ/yr | Final Energy¦Industry¦Electricity | demand_projection | elc_industry | 2095 | 0.5527 | Final Energy¦Industry¦Electricity
Downscaling[REMIND-MAgPIE 3.2-4.6 IntegratedPhysicalDamages (95th-high)] | Delayed transition | FRA | Final Energy¦Industry¦Electricity | EJ/yr | Final Energy¦Industry¦Electricity | demand_projection | elc_industry | 2100 | 0.5269 | Final Energy¦Industry¦Electricity
Downscaling[REMIND-MAgPIE 3.2-4.6 IntegratedPhysicalDamages (95th-high)] | Delayed transition | FRA | Final Energy¦Residential and Commercial¦Electricity | EJ/yr | Final Energy¦Residential and Commercial¦Electricity | demand_projection | elc_buildings | 2020 | 1.0905 | Final Energy¦Residential and Commercial¦Electricity
Downscaling[REMIND-MAgPIE 3.2-4.6 IntegratedPhysicalDamages (95th-high)] | Delayed transition | FRA | Final Energy¦Residential and Commercial¦Electricity | EJ/yr | Final Energy¦Residential and Commercial¦Electricity | demand_projection | elc_buildings | 2025 | 1.2022 | Final Energy¦Residential and Commercial¦Electricity
Downscaling[REMIND-MAgPIE 3.2-4.6 IntegratedPhysicalDamages (95th-high)] | Delayed transition | FRA | Final Energy¦Residential and Commercial¦Electricity | EJ/yr | Final Energy¦Residential and Commercial¦Electricity | demand_projection | elc_buildings | 2030 | 1.2745 | Final Energy¦Residential and Commercial¦Electricity
Downscaling[REMIND-MAgPIE 3.2-4.6 IntegratedPhysicalDamages (95th-high)] | Delayed transition | FRA | Final Energy¦Residential and Commercial¦Electricity | EJ/yr | Final Energy¦Residential and Commercial¦Electricity | demand_projection | elc_buildings | 2035 | 1.3175 | Final Energy¦Residential and Commercial¦Electricity
Downscaling[REMIND-MAgPIE 3.2-4.6 IntegratedPhysicalDamages (95th-high)] | Delayed transition | FRA | Final Energy¦Residential and Commercial¦Electricity | EJ/yr | Final Energy¦Residential and Commercial¦Electricity | demand_projection | elc_buildings | 2040 | 1.3783 | Final Energy¦Residential and Commercial¦Electricity
Downscaling[REMIND-MAgPIE 3.2-4.6 IntegratedPhysicalDamages (95th-high)] | Delayed transition | FRA | Final Energy¦Residential and Commercial¦Electricity | EJ/yr | Final Energy¦Residential and Commercial¦Electricity | demand_projection | elc_buildings | 2045 | 1.5136 | Final Energy¦Residential and Commercial¦Electricity
Downscaling[REMIND-MAgPIE 3.2-4.6 IntegratedPhysicalDamages (95th-high)] | Delayed transition | FRA | Final Energy¦Residential and Commercial¦Electricity | EJ/yr | Final Energy¦Residential and Commercial¦Electricity | demand_projection | elc_buildings | 2050 | 1.4934 | Final Energy¦Residential and Commercial¦Electricity
Downscaling[REMIND-MAgPIE 3.2-4.6 IntegratedPhysicalDamages (95th-high)] | Delayed transition | FRA | Final Energy¦Residential and Commercial¦Electricity | EJ/yr | Final Energy¦Residential and Commercial¦Electricity | demand_projection | elc_buildings | 2055 | 1.412 | Final Energy¦Residential and Commercial¦Electricity
Downscaling[REMIND-MAgPIE 3.2-4.6 IntegratedPhysicalDamages (95th-high)] | Delayed transition | FRA | Final Energy¦Residential and Commercial¦Electricity | EJ/yr | Final Energy¦Residential and Commercial¦Electricity | demand_projection | elc_buildings | 2060 | 1.4027 | Final Energy¦Residential and Commercial¦Electricity
Downscaling[REMIND-MAgPIE 3.2-4.6 IntegratedPhysicalDamages (95th-high)] | Delayed transition | FRA | Final Energy¦Residential and Commercial¦Electricity | EJ/yr | Final Energy¦Residential and Commercial¦Electricity | demand_projection | elc_buildings | 2065 | 1.4081 | Final Energy¦Residential and Commercial¦Electricity
Downscaling[REMIND-MAgPIE 3.2-4.6 IntegratedPhysicalDamages (95th-high)] | Delayed transition | FRA | Final Energy¦Residential and Commercial¦Electricity | EJ/yr | Final Energy¦Residential and Commercial¦Electricity | demand_projection | elc_buildings | 2070 | 1.4161 | Final Energy¦Residential and Commercial¦Electricity
Downscaling[REMIND-MAgPIE 3.2-4.6 IntegratedPhysicalDamages (95th-high)] | Delayed transition | FRA | Final Energy¦Residential and Commercial¦Electricity | EJ/yr | Final Energy¦Residential and Commercial¦Electricity | demand_projection | elc_buildings | 2075 | 1.4794 | Final Energy¦Residential and Commercial¦Electricity
Downscaling[REMIND-MAgPIE 3.2-4.6 IntegratedPhysicalDamages (95th-high)] | Delayed transition | FRA | Final Energy¦Residential and Commercial¦Electricity | EJ/yr | Final Energy¦Residential and Commercial¦Electricity | demand_projection | elc_buildings | 2080 | 1.5449 | Final Energy¦Residential and Commercial¦Electricity
Downscaling[REMIND-MAgPIE 3.2-4.6 IntegratedPhysicalDamages (95th-high)] | Delayed transition | FRA | Final Energy¦Residential and Commercial¦Electricity | EJ/yr | Final Energy¦Residential and Commercial¦Electricity | demand_projection | elc_buildings | 2085 | 1.5992 | Final Energy¦Residential and Commercial¦Electricity
Downscaling[REMIND-MAgPIE 3.2-4.6 IntegratedPhysicalDamages (95th-high)] | Delayed transition | FRA | Final Energy¦Residential and Commercial¦Electricity | EJ/yr | Final Energy¦Residential and Commercial¦Electricity | demand_projection | elc_buildings | 2090 | 1.6522 | Final Energy¦Residential and Commercial¦Electricity
Downscaling[REMIND-MAgPIE 3.2-4.6 IntegratedPhysicalDamages (95th-high)] | Delayed transition | FRA | Final Energy¦Residential and Commercial¦Electricity | EJ/yr | Final Energy¦Residential and Commercial¦Electricity | demand_projection | elc_buildings | 2095 | 1.7293 | Final Energy¦Residential and Commercial¦Electricity
Downscaling[REMIND-MAgPIE 3.2-4.6 IntegratedPhysicalDamages (95th-high)] | Delayed transition | FRA | Final Energy¦Residential and Commercial¦Electricity | EJ/yr | Final Energy¦Residential and Commercial¦Electricity | demand_projection | elc_buildings | 2100 | 1.8106 | Final Energy¦Residential and Commercial¦Electricity
Downscaling[REMIND-MAgPIE 3.2-4.6 IntegratedPhysicalDamages (95th-high)] | Delayed transition | FRA | Final Energy¦Transportation¦Electricity | EJ/yr | Final Energy¦Transportation¦Electricity | demand_projection | elc_transport | 2020 | 0.0537 | Final Energy¦Transportation¦Electricity
Downscaling[REMIND-MAgPIE 3.2-4.6 IntegratedPhysicalDamages (95th-high)] | Delayed transition | FRA | Final Energy¦Transportation¦Electricity | EJ/yr | Final Energy¦Transportation¦Electricity | demand_projection | elc_transport | 2025 | 0.1207 | Final Energy¦Transportation¦Electricity
Downscaling[REMIND-MAgPIE 3.2-4.6 IntegratedPhysicalDamages (95th-high)] | Delayed transition | FRA | Final Energy¦Transportation¦Electricity | EJ/yr | Final Energy¦Transportation¦Electricity | demand_projection | elc_transport | 2030 | 0.2114 | Final Energy¦Transportation¦Electricity
Downscaling[REMIND-MAgPIE 3.2-4.6 IntegratedPhysicalDamages (95th-high)] | Delayed transition | FRA | Final Energy¦Transportation¦Electricity | EJ/yr | Final Energy¦Transportation¦Electricity | demand_projection | elc_transport | 2035 | 0.3009 | Final Energy¦Transportation¦Electricity
Downscaling[REMIND-MAgPIE 3.2-4.6 IntegratedPhysicalDamages (95th-high)] | Delayed transition | FRA | Final Energy¦Transportation¦Electricity | EJ/yr | Final Energy¦Transportation¦Electricity | demand_projection | elc_transport | 2040 | 0.3508 | Final Energy¦Transportation¦Electricity
Downscaling[REMIND-MAgPIE 3.2-4.6 IntegratedPhysicalDamages (95th-high)] | Delayed transition | FRA | Final Energy¦Transportation¦Electricity | EJ/yr | Final Energy¦Transportation¦Electricity | demand_projection | elc_transport | 2045 | 0.3558 | Final Energy¦Transportation¦Electricity
Downscaling[REMIND-MAgPIE 3.2-4.6 IntegratedPhysicalDamages (95th-high)] | Delayed transition | FRA | Final Energy¦Transportation¦Electricity | EJ/yr | Final Energy¦Transportation¦Electricity | demand_projection | elc_transport | 2050 | 0.3774 | Final Energy¦Transportation¦Electricity
Downscaling[REMIND-MAgPIE 3.2-4.6 IntegratedPhysicalDamages (95th-high)] | Delayed transition | FRA | Final Energy¦Transportation¦Electricity | EJ/yr | Final Energy¦Transportation¦Electricity | demand_projection | elc_transport | 2055 | 0.403 | Final Energy¦Transportation¦Electricity
Downscaling[REMIND-MAgPIE 3.2-4.6 IntegratedPhysicalDamages (95th-high)] | Delayed transition | FRA | Final Energy¦Transportation¦Electricity | EJ/yr | Final Energy¦Transportation¦Electricity | demand_projection | elc_transport | 2060 | 0.4187 | Final Energy¦Transportation¦Electricity
Downscaling[REMIND-MAgPIE 3.2-4.6 IntegratedPhysicalDamages (95th-high)] | Delayed transition | FRA | Final Energy¦Transportation¦Electricity | EJ/yr | Final Energy¦Transportation¦Electricity | demand_projection | elc_transport | 2065 | 0.4362 | Final Energy¦Transportation¦Electricity
Downscaling[REMIND-MAgPIE 3.2-4.6 IntegratedPhysicalDamages (95th-high)] | Delayed transition | FRA | Final Energy¦Transportation¦Electricity | EJ/yr | Final Energy¦Transportation¦Electricity | demand_projection | elc_transport | 2070 | 0.4514 | Final Energy¦Transportation¦Electricity
Downscaling[REMIND-MAgPIE 3.2-4.6 IntegratedPhysicalDamages (95th-high)] | Delayed transition | FRA | Final Energy¦Transportation¦Electricity | EJ/yr | Final Energy¦Transportation¦Electricity | demand_projection | elc_transport | 2075 | 0.4642 | Final Energy¦Transportation¦Electricity
Downscaling[REMIND-MAgPIE 3.2-4.6 IntegratedPhysicalDamages (95th-high)] | Delayed transition | FRA | Final Energy¦Transportation¦Electricity | EJ/yr | Final Energy¦Transportation¦Electricity | demand_projection | elc_transport | 2080 | 0.4784 | Final Energy¦Transportation¦Electricity
Downscaling[REMIND-MAgPIE 3.2-4.6 IntegratedPhysicalDamages (95th-high)] | Delayed transition | FRA | Final Energy¦Transportation¦Electricity | EJ/yr | Final Energy¦Transportation¦Electricity | demand_projection | elc_transport | 2085 | 0.4897 | Final Energy¦Transportation¦Electricity
Downscaling[REMIND-MAgPIE 3.2-4.6 IntegratedPhysicalDamages (95th-high)] | Delayed transition | FRA | Final Energy¦Transportation¦Electricity | EJ/yr | Final Energy¦Transportation¦Electricity | demand_projection | elc_transport | 2090 | 0.498 | Final Energy¦Transportation¦Electricity
Downscaling[REMIND-MAgPIE 3.2-4.6 IntegratedPhysicalDamages (95th-high)] | Delayed transition | FRA | Final Energy¦Transportation¦Electricity | EJ/yr | Final Energy¦Transportation¦Electricity | demand_projection | elc_transport | 2095 | 0.5027 | Final Energy¦Transportation¦Electricity
Downscaling[REMIND-MAgPIE 3.2-4.6 IntegratedPhysicalDamages (95th-high)] | Delayed transition | FRA | Final Energy¦Transportation¦Electricity | EJ/yr | Final Energy¦Transportation¦Electricity | demand_projection | elc_transport | 2100 | 0.5066 | Final Energy¦Transportation¦Electricity
Downscaling[REMIND-MAgPIE 3.2-4.6 IntegratedPhysicalDamages (95th-high)] | Delayed transition | FRA | Secondary Energy¦Hydrogen | EJ/yr | Secondary Energy¦Hydrogen | demand_projection | hydrogen_allsect | 2020 | 0.0084 | Secondary Energy¦Hydrogen
Downscaling[REMIND-MAgPIE 3.2-4.6 IntegratedPhysicalDamages (95th-high)] | Delayed transition | FRA | Secondary Energy¦Hydrogen | EJ/yr | Secondary Energy¦Hydrogen | demand_projection | hydrogen_allsect | 2025 | 0.0382 | Secondary Energy¦Hydrogen
Downscaling[REMIND-MAgPIE 3.2-4.6 IntegratedPhysicalDamages (95th-high)] | Delayed transition | FRA | Secondary Energy¦Hydrogen | EJ/yr | Secondary Energy¦Hydrogen | demand_projection | hydrogen_allsect | 2030 | 0.0721 | Secondary Energy¦Hydrogen
Downscaling[REMIND-MAgPIE 3.2-4.6 IntegratedPhysicalDamages (95th-high)] | Delayed transition | FRA | Secondary Energy¦Hydrogen | EJ/yr | Secondary Energy¦Hydrogen | demand_projection | hydrogen_allsect | 2035 | 0.0863 | Secondary Energy¦Hydrogen
Downscaling[REMIND-MAgPIE 3.2-4.6 IntegratedPhysicalDamages (95th-high)] | Delayed transition | FRA | Secondary Energy¦Hydrogen | EJ/yr | Secondary Energy¦Hydrogen | demand_projection | hydrogen_allsect | 2040 | 0.1214 | Secondary Energy¦Hydrogen
Downscaling[REMIND-MAgPIE 3.2-4.6 IntegratedPhysicalDamages (95th-high)] | Delayed transition | FRA | Secondary Energy¦Hydrogen | EJ/yr | Secondary Energy¦Hydrogen | demand_projection | hydrogen_allsect | 2045 | 0.2459 | Secondary Energy¦Hydrogen
Downscaling[REMIND-MAgPIE 3.2-4.6 IntegratedPhysicalDamages (95th-high)] | Delayed transition | FRA | Secondary Energy¦Hydrogen | EJ/yr | Secondary Energy¦Hydrogen | demand_projection | hydrogen_allsect | 2050 | 0.3868 | Secondary Energy¦Hydrogen
Downscaling[REMIND-MAgPIE 3.2-4.6 IntegratedPhysicalDamages (95th-high)] | Delayed transition | FRA | Secondary Energy¦Hydrogen | EJ/yr | Secondary Energy¦Hydrogen | demand_projection | hydrogen_allsect | 2055 | 0.4831 | Secondary Energy¦Hydrogen
Downscaling[REMIND-MAgPIE 3.2-4.6 IntegratedPhysicalDamages (95th-high)] | Delayed transition | FRA | Secondary Energy¦Hydrogen | EJ/yr | Secondary Energy¦Hydrogen | demand_projection | hydrogen_allsect | 2060 | 0.5778 | Secondary Energy¦Hydrogen
Downscaling[REMIND-MAgPIE 3.2-4.6 IntegratedPhysicalDamages (95th-high)] | Delayed transition | FRA | Secondary Energy¦Hydrogen | EJ/yr | Secondary Energy¦Hydrogen | demand_projection | hydrogen_allsect | 2065 | 0.5885 | Secondary Energy¦Hydrogen
Downscaling[REMIND-MAgPIE 3.2-4.6 IntegratedPhysicalDamages (95th-high)] | Delayed transition | FRA | Secondary Energy¦Hydrogen | EJ/yr | Secondary Energy¦Hydrogen | demand_projection | hydrogen_allsect | 2070 | 0.5932 | Secondary Energy¦Hydrogen
Downscaling[REMIND-MAgPIE 3.2-4.6 IntegratedPhysicalDamages (95th-high)] | Delayed transition | FRA | Secondary Energy¦Hydrogen | EJ/yr | Secondary Energy¦Hydrogen | demand_projection | hydrogen_allsect | 2075 | 0.5768 | Secondary Energy¦Hydrogen
Downscaling[REMIND-MAgPIE 3.2-4.6 IntegratedPhysicalDamages (95th-high)] | Delayed transition | FRA | Secondary Energy¦Hydrogen | EJ/yr | Secondary Energy¦Hydrogen | demand_projection | hydrogen_allsect | 2080 | 0.5573 | Secondary Energy¦Hydrogen
Downscaling[REMIND-MAgPIE 3.2-4.6 IntegratedPhysicalDamages (95th-high)] | Delayed transition | FRA | Secondary Energy¦Hydrogen | EJ/yr | Secondary Energy¦Hydrogen | demand_projection | hydrogen_allsect | 2085 | 0.5462 | Secondary Energy¦Hydrogen
Downscaling[REMIND-MAgPIE 3.2-4.6 IntegratedPhysicalDamages (95th-high)] | Delayed transition | FRA | Secondary Energy¦Hydrogen | EJ/yr | Secondary Energy¦Hydrogen | demand_projection | hydrogen_allsect | 2090 | 0.531 | Secondary Energy¦Hydrogen
Downscaling[REMIND-MAgPIE 3.2-4.6 IntegratedPhysicalDamages (95th-high)] | Delayed transition | FRA | Secondary Energy¦Hydrogen | EJ/yr | Secondary Energy¦Hydrogen | demand_projection | hydrogen_allsect | 2095 | 0.536 | Secondary Energy¦Hydrogen
Downscaling[REMIND-MAgPIE 3.2-4.6 IntegratedPhysicalDamages (95th-high)] | Delayed transition | FRA | Secondary Energy¦Hydrogen | EJ/yr | Secondary Energy¦Hydrogen | demand_projection | hydrogen_allsect | 2100 | 0.541 | Secondary Energy¦Hydrogen
Downscaling[REMIND-MAgPIE 3.2-4.6 IntegratedPhysicalDamages (95th-high)] | Delayed transition | FRA | Secondary Energy¦Electricity¦Coal | EJ/yr | Secondary Energy¦Electricity¦Coal | elec_co2 |  | 2020 | 0.0327 | Secondary Energy¦Electricity¦Coal | 94
Downscaling[REMIND-MAgPIE 3.2-4.6 IntegratedPhysicalDamages (95th-high)] | Delayed transition | FRA | Secondary Energy¦Electricity¦Coal | EJ/yr | Secondary Energy¦Electricity¦Coal | elec_co2 |  | 2025 | 0.0087 | Secondary Energy¦Electricity¦Coal | 94
Downscaling[REMIND-MAgPIE 3.2-4.6 IntegratedPhysicalDamages (95th-high)] | Delayed transition | FRA | Secondary Energy¦Electricity¦Coal | EJ/yr | Secondary Energy¦Electricity¦Coal | elec_co2 |  | 2030 | 0.0025 | Secondary Energy¦Electricity¦Coal | 94
Downscaling[REMIND-MAgPIE 3.2-4.6 IntegratedPhysicalDamages (95th-high)] | Delayed transition | FRA | Secondary Energy¦Electricity¦Coal | EJ/yr | Secondary Energy¦Electricity¦Coal | elec_co2 |  | 2035 | 0.0009 | Secondary Energy¦Electricity¦Coal | 94
Downscaling[REMIND-MAgPIE 3.2-4.6 IntegratedPhysicalDamages (95th-high)] | Delayed transition | FRA | Secondary Energy¦Electricity¦Coal | EJ/yr | Secondary Energy¦Electricity¦Coal | elec_co2 |  | 2040 | 0 | Secondary Energy¦Electricity¦Coal | 94
Downscaling[REMIND-MAgPIE 3.2-4.6 IntegratedPhysicalDamages (95th-high)] | Delayed transition | FRA | Secondary Energy¦Electricity¦Coal | EJ/yr | Secondary Energy¦Electricity¦Coal | elec_co2 |  | 2045 | 0 | Secondary Energy¦Electricity¦Coal | 94
Downscaling[REMIND-MAgPIE 3.2-4.6 IntegratedPhysicalDamages (95th-high)] | Delayed transition | FRA | Secondary Energy¦Electricity¦Coal | EJ/yr | Secondary Energy¦Electricity¦Coal | elec_co2 |  | 2050 | 0 | Secondary Energy¦Electricity¦Coal | 94
Downscaling[REMIND-MAgPIE 3.2-4.6 IntegratedPhysicalDamages (95th-high)] | Delayed transition | FRA | Secondary Energy¦Electricity¦Coal | EJ/yr | Secondary Energy¦Electricity¦Coal | elec_co2 |  | 2055 | 0 | Secondary Energy¦Electricity¦Coal | 94
Downscaling[REMIND-MAgPIE 3.2-4.6 IntegratedPhysicalDamages (95th-high)] | Delayed transition | FRA | Secondary Energy¦Electricity¦Coal | EJ/yr | Secondary Energy¦Electricity¦Coal | elec_co2 |  | 2060 | 0 | Secondary Energy¦Electricity¦Coal | 94
Downscaling[REMIND-MAgPIE 3.2-4.6 IntegratedPhysicalDamages (95th-high)] | Delayed transition | FRA | Secondary Energy¦Electricity¦Coal | EJ/yr | Secondary Energy¦Electricity¦Coal | elec_co2 |  | 2065 | 0 | Secondary Energy¦Electricity¦Coal | 94
Downscaling[REMIND-MAgPIE 3.2-4.6 IntegratedPhysicalDamages (95th-high)] | Delayed transition | FRA | Secondary Energy¦Electricity¦Coal | EJ/yr | Secondary Energy¦Electricity¦Coal | elec_co2 |  | 2070 | 0 | Secondary Energy¦Electricity¦Coal | 94
Downscaling[REMIND-MAgPIE 3.2-4.6 IntegratedPhysicalDamages (95th-high)] | Delayed transition | FRA | Secondary Energy¦Electricity¦Coal | EJ/yr | Secondary Energy¦Electricity¦Coal | elec_co2 |  | 2075 | 0 | Secondary Energy¦Electricity¦Coal | 94
Downscaling[REMIND-MAgPIE 3.2-4.6 IntegratedPhysicalDamages (95th-high)] | Delayed transition | FRA | Secondary Energy¦Electricity¦Coal | EJ/yr | Secondary Energy¦Electricity¦Coal | elec_co2 |  | 2080 | 0 | Secondary Energy¦Electricity¦Coal | 94
Downscaling[REMIND-MAgPIE 3.2-4.6 IntegratedPhysicalDamages (95th-high)] | Delayed transition | FRA | Secondary Energy¦Electricity¦Coal | EJ/yr | Secondary Energy¦Electricity¦Coal | elec_co2 |  | 2085 | 0 | Secondary Energy¦Electricity¦Coal | 94
Downscaling[REMIND-MAgPIE 3.2-4.6 IntegratedPhysicalDamages (95th-high)] | Delayed transition | FRA | Secondary Energy¦Electricity¦Coal | EJ/yr | Secondary Energy¦Electricity¦Coal | elec_co2 |  | 2090 | 0 | Secondary Energy¦Electricity¦Coal | 94
Downscaling[REMIND-MAgPIE 3.2-4.6 IntegratedPhysicalDamages (95th-high)] | Delayed transition | FRA | Secondary Energy¦Electricity¦Coal | EJ/yr | Secondary Energy¦Electricity¦Coal | elec_co2 |  | 2095 | 0 | Secondary Energy¦Electricity¦Coal | 94
Downscaling[REMIND-MAgPIE 3.2-4.6 IntegratedPhysicalDamages (95th-high)] | Delayed transition | FRA | Secondary Energy¦Electricity¦Coal | EJ/yr | Secondary Energy¦Electricity¦Coal | elec_co2 |  | 2100 | 0 | Secondary Energy¦Electricity¦Coal | 94
Downscaling[REMIND-MAgPIE 3.2-4.6 IntegratedPhysicalDamages (95th-high)] | Delayed transition | FRA | Secondary Energy¦Electricity¦Gas | EJ/yr | Secondary Energy¦Electricity¦Gas | elec_co2 |  | 2020 | 0.1768 | Secondary Energy¦Electricity¦Gas | 55
Downscaling[REMIND-MAgPIE 3.2-4.6 IntegratedPhysicalDamages (95th-high)] | Delayed transition | FRA | Secondary Energy¦Electricity¦Gas | EJ/yr | Secondary Energy¦Electricity¦Gas | elec_co2 |  | 2025 | 0.1995 | Secondary Energy¦Electricity¦Gas | 55
Downscaling[REMIND-MAgPIE 3.2-4.6 IntegratedPhysicalDamages (95th-high)] | Delayed transition | FRA | Secondary Energy¦Electricity¦Gas | EJ/yr | Secondary Energy¦Electricity¦Gas | elec_co2 |  | 2030 | 0.1771 | Secondary Energy¦Electricity¦Gas | 55
Downscaling[REMIND-MAgPIE 3.2-4.6 IntegratedPhysicalDamages (95th-high)] | Delayed transition | FRA | Secondary Energy¦Electricity¦Gas | EJ/yr | Secondary Energy¦Electricity¦Gas | elec_co2 |  | 2035 | 0.1006 | Secondary Energy¦Electricity¦Gas | 55
Downscaling[REMIND-MAgPIE 3.2-4.6 IntegratedPhysicalDamages (95th-high)] | Delayed transition | FRA | Secondary Energy¦Electricity¦Gas | EJ/yr | Secondary Energy¦Electricity¦Gas | elec_co2 |  | 2040 | 0.0087 | Secondary Energy¦Electricity¦Gas | 55
Downscaling[REMIND-MAgPIE 3.2-4.6 IntegratedPhysicalDamages (95th-high)] | Delayed transition | FRA | Secondary Energy¦Electricity¦Gas | EJ/yr | Secondary Energy¦Electricity¦Gas | elec_co2 |  | 2045 | 0.0061 | Secondary Energy¦Electricity¦Gas | 55
Downscaling[REMIND-MAgPIE 3.2-4.6 IntegratedPhysicalDamages (95th-high)] | Delayed transition | FRA | Secondary Energy¦Electricity¦Gas | EJ/yr | Secondary Energy¦Electricity¦Gas | elec_co2 |  | 2050 | 0.0027 | Secondary Energy¦Electricity¦Gas | 55
Downscaling[REMIND-MAgPIE 3.2-4.6 IntegratedPhysicalDamages (95th-high)] | Delayed transition | FRA | Secondary Energy¦Electricity¦Gas | EJ/yr | Secondary Energy¦Electricity¦Gas | elec_co2 |  | 2055 | 0.0006 | Secondary Energy¦Electricity¦Gas | 55
Downscaling[REMIND-MAgPIE 3.2-4.6 IntegratedPhysicalDamages (95th-high)] | Delayed transition | FRA | Secondary Energy¦Electricity¦Gas | EJ/yr | Secondary Energy¦Electricity¦Gas | elec_co2 |  | 2060 | 0 | Secondary Energy¦Electricity¦Gas | 55
Downscaling[REMIND-MAgPIE 3.2-4.6 IntegratedPhysicalDamages (95th-high)] | Delayed transition | FRA | Secondary Energy¦Electricity¦Gas | EJ/yr | Secondary Energy¦Electricity¦Gas | elec_co2 |  | 2065 | 0 | Secondary Energy¦Electricity¦Gas | 55
Downscaling[REMIND-MAgPIE 3.2-4.6 IntegratedPhysicalDamages (95th-high)] | Delayed transition | FRA | Secondary Energy¦Electricity¦Gas | EJ/yr | Secondary Energy¦Electricity¦Gas | elec_co2 |  | 2070 | 0 | Secondary Energy¦Electricity¦Gas | 55
Downscaling[REMIND-MAgPIE 3.2-4.6 IntegratedPhysicalDamages (95th-high)] | Delayed transition | FRA | Secondary Energy¦Electricity¦Gas | EJ/yr | Secondary Energy¦Electricity¦Gas | elec_co2 |  | 2075 | 0 | Secondary Energy¦Electricity¦Gas | 55
Downscaling[REMIND-MAgPIE 3.2-4.6 IntegratedPhysicalDamages (95th-high)] | Delayed transition | FRA | Secondary Energy¦Electricity¦Gas | EJ/yr | Secondary Energy¦Electricity¦Gas | elec_co2 |  | 2080 | 0 | Secondary Energy¦Electricity¦Gas | 55
Downscaling[REMIND-MAgPIE 3.2-4.6 IntegratedPhysicalDamages (95th-high)] | Delayed transition | FRA | Secondary Energy¦Electricity¦Gas | EJ/yr | Secondary Energy¦Electricity¦Gas | elec_co2 |  | 2085 | 0 | Secondary Energy¦Electricity¦Gas | 55
Downscaling[REMIND-MAgPIE 3.2-4.6 IntegratedPhysicalDamages (95th-high)] | Delayed transition | FRA | Secondary Energy¦Electricity¦Gas | EJ/yr | Secondary Energy¦Electricity¦Gas | elec_co2 |  | 2090 | 0 | Secondary Energy¦Electricity¦Gas | 55
Downscaling[REMIND-MAgPIE 3.2-4.6 IntegratedPhysicalDamages (95th-high)] | Delayed transition | FRA | Secondary Energy¦Electricity¦Gas | EJ/yr | Secondary Energy¦Electricity¦Gas | elec_co2 |  | 2095 | 0 | Secondary Energy¦Electricity¦Gas | 55
Downscaling[REMIND-MAgPIE 3.2-4.6 IntegratedPhysicalDamages (95th-high)] | Delayed transition | FRA | Secondary Energy¦Electricity¦Gas | EJ/yr | Secondary Energy¦Electricity¦Gas | elec_co2 |  | 2100 | 0 | Secondary Energy¦Electricity¦Gas | 55
Downscaling[REMIND-MAgPIE 3.2-4.6 IntegratedPhysicalDamages (95th-high)] | Delayed transition | FRA | Secondary Energy¦Electricity¦Oil | EJ/yr | Secondary Energy¦Electricity¦Oil | elec_co2 |  | 2020 | 0.0144 | Secondary Energy¦Electricity¦Oil | 70
Downscaling[REMIND-MAgPIE 3.2-4.6 IntegratedPhysicalDamages (95th-high)] | Delayed transition | FRA | Secondary Energy¦Electricity¦Oil | EJ/yr | Secondary Energy¦Electricity¦Oil | elec_co2 |  | 2025 | 0.0053 | Secondary Energy¦Electricity¦Oil | 70
Downscaling[REMIND-MAgPIE 3.2-4.6 IntegratedPhysicalDamages (95th-high)] | Delayed transition | FRA | Secondary Energy¦Electricity¦Oil | EJ/yr | Secondary Energy¦Electricity¦Oil | elec_co2 |  | 2030 | 0.0004 | Secondary Energy¦Electricity¦Oil | 70
Downscaling[REMIND-MAgPIE 3.2-4.6 IntegratedPhysicalDamages (95th-high)] | Delayed transition | FRA | Secondary Energy¦Electricity¦Oil | EJ/yr | Secondary Energy¦Electricity¦Oil | elec_co2 |  | 2035 | 0 | Secondary Energy¦Electricity¦Oil | 70
Downscaling[REMIND-MAgPIE 3.2-4.6 IntegratedPhysicalDamages (95th-high)] | Delayed transition | FRA | Secondary Energy¦Electricity¦Oil | EJ/yr | Secondary Energy¦Electricity¦Oil | elec_co2 |  | 2040 | 0 | Secondary Energy¦Electricity¦Oil | 70
Downscaling[REMIND-MAgPIE 3.2-4.6 IntegratedPhysicalDamages (95th-high)] | Delayed transition | FRA | Secondary Energy¦Electricity¦Oil | EJ/yr | Secondary Energy¦Electricity¦Oil | elec_co2 |  | 2045 | 0 | Secondary Energy¦Electricity¦Oil | 70
Downscaling[REMIND-MAgPIE 3.2-4.6 IntegratedPhysicalDamages (95th-high)] | Delayed transition | FRA | Secondary Energy¦Electricity¦Oil | EJ/yr | Secondary Energy¦Electricity¦Oil | elec_co2 |  | 2050 | 0 | Secondary Energy¦Electricity¦Oil | 70
Downscaling[REMIND-MAgPIE 3.2-4.6 IntegratedPhysicalDamages (95th-high)] | Delayed transition | FRA | Secondary Energy¦Electricity¦Oil | EJ/yr | Secondary Energy¦Electricity¦Oil | elec_co2 |  | 2055 | 0 | Secondary Energy¦Electricity¦Oil | 70
Downscaling[REMIND-MAgPIE 3.2-4.6 IntegratedPhysicalDamages (95th-high)] | Delayed transition | FRA | Secondary Energy¦Electricity¦Oil | EJ/yr | Secondary Energy¦Electricity¦Oil | elec_co2 |  | 2060 | 0 | Secondary Energy¦Electricity¦Oil | 70
Downscaling[REMIND-MAgPIE 3.2-4.6 IntegratedPhysicalDamages (95th-high)] | Delayed transition | FRA | Secondary Energy¦Electricity¦Oil | EJ/yr | Secondary Energy¦Electricity¦Oil | elec_co2 |  | 2065 | 0 | Secondary Energy¦Electricity¦Oil | 70
Downscaling[REMIND-MAgPIE 3.2-4.6 IntegratedPhysicalDamages (95th-high)] | Delayed transition | FRA | Secondary Energy¦Electricity¦Oil | EJ/yr | Secondary Energy¦Electricity¦Oil | elec_co2 |  | 2070 | 0 | Secondary Energy¦Electricity¦Oil | 70
Downscaling[REMIND-MAgPIE 3.2-4.6 IntegratedPhysicalDamages (95th-high)] | Delayed transition | FRA | Secondary Energy¦Electricity¦Oil | EJ/yr | Secondary Energy¦Electricity¦Oil | elec_co2 |  | 2075 | 0 | Secondary Energy¦Electricity¦Oil | 70
Downscaling[REMIND-MAgPIE 3.2-4.6 IntegratedPhysicalDamages (95th-high)] | Delayed transition | FRA | Secondary Energy¦Electricity¦Oil | EJ/yr | Secondary Energy¦Electricity¦Oil | elec_co2 |  | 2080 | 0 | Secondary Energy¦Electricity¦Oil | 70
Downscaling[REMIND-MAgPIE 3.2-4.6 IntegratedPhysicalDamages (95th-high)] | Delayed transition | FRA | Secondary Energy¦Electricity¦Oil | EJ/yr | Secondary Energy¦Electricity¦Oil | elec_co2 |  | 2085 | 0 | Secondary Energy¦Electricity¦Oil | 70
Downscaling[REMIND-MAgPIE 3.2-4.6 IntegratedPhysicalDamages (95th-high)] | Delayed transition | FRA | Secondary Energy¦Electricity¦Oil | EJ/yr | Secondary Energy¦Electricity¦Oil | elec_co2 |  | 2090 | 0 | Secondary Energy¦Electricity¦Oil | 70
Downscaling[REMIND-MAgPIE 3.2-4.6 IntegratedPhysicalDamages (95th-high)] | Delayed transition | FRA | Secondary Energy¦Electricity¦Oil | EJ/yr | Secondary Energy¦Electricity¦Oil | elec_co2 |  | 2095 | 0 | Secondary Energy¦Electricity¦Oil | 70
Downscaling[REMIND-MAgPIE 3.2-4.6 IntegratedPhysicalDamages (95th-high)] | Delayed transition | FRA | Secondary Energy¦Electricity¦Oil | EJ/yr | Secondary Energy¦Electricity¦Oil | elec_co2 |  | 2100 | 0 | Secondary Energy¦Electricity¦Oil | 70
Downscaling[REMIND-MAgPIE 3.2-4.6 IntegratedPhysicalDamages (95th-high)] | Delayed transition | FRA | Price¦Primary Energy¦Biomass | US$2010/GJ | Price¦Primary Energy¦Biomass | fuel_supply | bioenergy | 2020 | 5.3799 | Price¦Primary Energy¦Biomass
Downscaling[REMIND-MAgPIE 3.2-4.6 IntegratedPhysicalDamages (95th-high)] | Delayed transition | FRA | Price¦Primary Energy¦Biomass | US$2010/GJ | Price¦Primary Energy¦Biomass | fuel_supply | bioenergy | 2025 | 5.8021 | Price¦Primary Energy¦Biomass
Downscaling[REMIND-MAgPIE 3.2-4.6 IntegratedPhysicalDamages (95th-high)] | Delayed transition | FRA | Price¦Primary Energy¦Biomass | US$2010/GJ | Price¦Primary Energy¦Biomass | fuel_supply | bioenergy | 2030 | 5.5002 | Price¦Primary Energy¦Biomass
Downscaling[REMIND-MAgPIE 3.2-4.6 IntegratedPhysicalDamages (95th-high)] | Delayed transition | FRA | Price¦Primary Energy¦Biomass | US$2010/GJ | Price¦Primary Energy¦Biomass | fuel_supply | bioenergy | 2035 | 2.4368 | Price¦Primary Energy¦Biomass
Downscaling[REMIND-MAgPIE 3.2-4.6 IntegratedPhysicalDamages (95th-high)] | Delayed transition | FRA | Price¦Primary Energy¦Biomass | US$2010/GJ | Price¦Primary Energy¦Biomass | fuel_supply | bioenergy | 2040 | 5.5774 | Price¦Primary Energy¦Biomass
Downscaling[REMIND-MAgPIE 3.2-4.6 IntegratedPhysicalDamages (95th-high)] | Delayed transition | FRA | Price¦Primary Energy¦Biomass | US$2010/GJ | Price¦Primary Energy¦Biomass | fuel_supply | bioenergy | 2045 | 8.5835 | Price¦Primary Energy¦Biomass
Downscaling[REMIND-MAgPIE 3.2-4.6 IntegratedPhysicalDamages (95th-high)] | Delayed transition | FRA | Price¦Primary Energy¦Biomass | US$2010/GJ | Price¦Primary Energy¦Biomass | fuel_supply | bioenergy | 2050 | 17.0521 | Price¦Primary Energy¦Biomass
Downscaling[REMIND-MAgPIE 3.2-4.6 IntegratedPhysicalDamages (95th-high)] | Delayed transition | FRA | Price¦Primary Energy¦Biomass | US$2010/GJ | Price¦Primary Energy¦Biomass | fuel_supply | bioenergy | 2055 | 21.0539 | Price¦Primary Energy¦Biomass
Downscaling[REMIND-MAgPIE 3.2-4.6 IntegratedPhysicalDamages (95th-high)] | Delayed transition | FRA | Price¦Primary Energy¦Biomass | US$2010/GJ | Price¦Primary Energy¦Biomass | fuel_supply | bioenergy | 2060 | 28.6574 | Price¦Primary Energy¦Biomass
Downscaling[REMIND-MAgPIE 3.2-4.6 IntegratedPhysicalDamages (95th-high)] | Delayed transition | FRA | Price¦Primary Energy¦Biomass | US$2010/GJ | Price¦Primary Energy¦Biomass | fuel_supply | bioenergy | 2065 | 25.035 | Price¦Primary Energy¦Biomass
Downscaling[REMIND-MAgPIE 3.2-4.6 IntegratedPhysicalDamages (95th-high)] | Delayed transition | FRA | Price¦Primary Energy¦Biomass | US$2010/GJ | Price¦Primary Energy¦Biomass | fuel_supply | bioenergy | 2070 | 21.4126 | Price¦Primary Energy¦Biomass
Downscaling[REMIND-MAgPIE 3.2-4.6 IntegratedPhysicalDamages (95th-high)] | Delayed transition | FRA | Price¦Primary Energy¦Biomass | US$2010/GJ | Price¦Primary Energy¦Biomass | fuel_supply | bioenergy | 2075 | 22.9404 | Price¦Primary Energy¦Biomass
Downscaling[REMIND-MAgPIE 3.2-4.6 IntegratedPhysicalDamages (95th-high)] | Delayed transition | FRA | Price¦Primary Energy¦Biomass | US$2010/GJ | Price¦Primary Energy¦Biomass | fuel_supply | bioenergy | 2080 | 24.4683 | Price¦Primary Energy¦Biomass
Downscaling[REMIND-MAgPIE 3.2-4.6 IntegratedPhysicalDamages (95th-high)] | Delayed transition | FRA | Price¦Primary Energy¦Biomass | US$2010/GJ | Price¦Primary Energy¦Biomass | fuel_supply | bioenergy | 2085 | 22.91 | Price¦Primary Energy¦Biomass
Downscaling[REMIND-MAgPIE 3.2-4.6 IntegratedPhysicalDamages (95th-high)] | Delayed transition | FRA | Price¦Primary Energy¦Biomass | US$2010/GJ | Price¦Primary Energy¦Biomass | fuel_supply | bioenergy | 2090 | 21.3518 | Price¦Primary Energy¦Biomass
Downscaling[REMIND-MAgPIE 3.2-4.6 IntegratedPhysicalDamages (95th-high)] | Delayed transition | FRA | Price¦Primary Energy¦Biomass | US$2010/GJ | Price¦Primary Energy¦Biomass | fuel_supply | bioenergy | 2095 | 22.0324 | Price¦Primary Energy¦Biomass
Downscaling[REMIND-MAgPIE 3.2-4.6 IntegratedPhysicalDamages (95th-high)] | Delayed transition | FRA | Price¦Primary Energy¦Biomass | US$2010/GJ | Price¦Primary Energy¦Biomass | fuel_supply | bioenergy | 2100 | 22.7129 | Price¦Primary Energy¦Biomass
Downscaling[REMIND-MAgPIE 3.2-4.6 IntegratedPhysicalDamages (95th-high)] | Delayed transition | FRA | Price¦Primary Energy¦Coal | US$2010/GJ | Price¦Primary Energy¦Coal | fuel_supply | coal | 2020 | 2.0344 | Price¦Primary Energy¦Coal
Downscaling[REMIND-MAgPIE 3.2-4.6 IntegratedPhysicalDamages (95th-high)] | Delayed transition | FRA | Price¦Primary Energy¦Coal | US$2010/GJ | Price¦Primary Energy¦Coal | fuel_supply | coal | 2025 | 2.2259 | Price¦Primary Energy¦Coal
Downscaling[REMIND-MAgPIE 3.2-4.6 IntegratedPhysicalDamages (95th-high)] | Delayed transition | FRA | Price¦Primary Energy¦Coal | US$2010/GJ | Price¦Primary Energy¦Coal | fuel_supply | coal | 2030 | 2.2654 | Price¦Primary Energy¦Coal
Downscaling[REMIND-MAgPIE 3.2-4.6 IntegratedPhysicalDamages (95th-high)] | Delayed transition | FRA | Price¦Primary Energy¦Coal | US$2010/GJ | Price¦Primary Energy¦Coal | fuel_supply | coal | 2035 | 2.2997 | Price¦Primary Energy¦Coal
Downscaling[REMIND-MAgPIE 3.2-4.6 IntegratedPhysicalDamages (95th-high)] | Delayed transition | FRA | Price¦Primary Energy¦Coal | US$2010/GJ | Price¦Primary Energy¦Coal | fuel_supply | coal | 2040 | 1.8032 | Price¦Primary Energy¦Coal
Downscaling[REMIND-MAgPIE 3.2-4.6 IntegratedPhysicalDamages (95th-high)] | Delayed transition | FRA | Price¦Primary Energy¦Coal | US$2010/GJ | Price¦Primary Energy¦Coal | fuel_supply | coal | 2045 | 1.3904 | Price¦Primary Energy¦Coal
Downscaling[REMIND-MAgPIE 3.2-4.6 IntegratedPhysicalDamages (95th-high)] | Delayed transition | FRA | Price¦Primary Energy¦Coal | US$2010/GJ | Price¦Primary Energy¦Coal | fuel_supply | coal | 2050 | 1.5539 | Price¦Primary Energy¦Coal
Downscaling[REMIND-MAgPIE 3.2-4.6 IntegratedPhysicalDamages (95th-high)] | Delayed transition | FRA | Price¦Primary Energy¦Coal | US$2010/GJ | Price¦Primary Energy¦Coal | fuel_supply | coal | 2055 | 1.572 | Price¦Primary Energy¦Coal
Downscaling[REMIND-MAgPIE 3.2-4.6 IntegratedPhysicalDamages (95th-high)] | Delayed transition | FRA | Price¦Primary Energy¦Coal | US$2010/GJ | Price¦Primary Energy¦Coal | fuel_supply | coal | 2060 | 2.1701 | Price¦Primary Energy¦Coal
Downscaling[REMIND-MAgPIE 3.2-4.6 IntegratedPhysicalDamages (95th-high)] | Delayed transition | FRA | Price¦Primary Energy¦Coal | US$2010/GJ | Price¦Primary Energy¦Coal | fuel_supply | coal | 2065 | 2.136 | Price¦Primary Energy¦Coal
Downscaling[REMIND-MAgPIE 3.2-4.6 IntegratedPhysicalDamages (95th-high)] | Delayed transition | FRA | Price¦Primary Energy¦Coal | US$2010/GJ | Price¦Primary Energy¦Coal | fuel_supply | coal | 2070 | 2.1019 | Price¦Primary Energy¦Coal
Downscaling[REMIND-MAgPIE 3.2-4.6 IntegratedPhysicalDamages (95th-high)] | Delayed transition | FRA | Price¦Primary Energy¦Coal | US$2010/GJ | Price¦Primary Energy¦Coal | fuel_supply | coal | 2075 | 2.0582 | Price¦Primary Energy¦Coal
Downscaling[REMIND-MAgPIE 3.2-4.6 IntegratedPhysicalDamages (95th-high)] | Delayed transition | FRA | Price¦Primary Energy¦Coal | US$2010/GJ | Price¦Primary Energy¦Coal | fuel_supply | coal | 2080 | 2.0146 | Price¦Primary Energy¦Coal
Downscaling[REMIND-MAgPIE 3.2-4.6 IntegratedPhysicalDamages (95th-high)] | Delayed transition | FRA | Price¦Primary Energy¦Coal | US$2010/GJ | Price¦Primary Energy¦Coal | fuel_supply | coal | 2085 | 2.0785 | Price¦Primary Energy¦Coal
Downscaling[REMIND-MAgPIE 3.2-4.6 IntegratedPhysicalDamages (95th-high)] | Delayed transition | FRA | Price¦Primary Energy¦Coal | US$2010/GJ | Price¦Primary Energy¦Coal | fuel_supply | coal | 2090 | 2.1424 | Price¦Primary Energy¦Coal
Downscaling[REMIND-MAgPIE 3.2-4.6 IntegratedPhysicalDamages (95th-high)] | Delayed transition | FRA | Price¦Primary Energy¦Coal | US$2010/GJ | Price¦Primary Energy¦Coal | fuel_supply | coal | 2095 | 1.937 | Price¦Primary Energy¦Coal
Downscaling[REMIND-MAgPIE 3.2-4.6 IntegratedPhysicalDamages (95th-high)] | Delayed transition | FRA | Price¦Primary Energy¦Coal | US$2010/GJ | Price¦Primary Energy¦Coal | fuel_supply | coal | 2100 | 1.7315 | Price¦Primary Energy¦Coal
Downscaling[REMIND-MAgPIE 3.2-4.6 IntegratedPhysicalDamages (95th-high)] | Delayed transition | FRA | Price¦Primary Energy¦Gas | US$2010/GJ | Price¦Primary Energy¦Gas | fuel_supply | gas | 2020 | 3.9711 | Price¦Primary Energy¦Gas
Downscaling[REMIND-MAgPIE 3.2-4.6 IntegratedPhysicalDamages (95th-high)] | Delayed transition | FRA | Price¦Primary Energy¦Gas | US$2010/GJ | Price¦Primary Energy¦Gas | fuel_supply | gas | 2025 | 4.6721 | Price¦Primary Energy¦Gas
Downscaling[REMIND-MAgPIE 3.2-4.6 IntegratedPhysicalDamages (95th-high)] | Delayed transition | FRA | Price¦Primary Energy¦Gas | US$2010/GJ | Price¦Primary Energy¦Gas | fuel_supply | gas | 2030 | 4.6044 | Price¦Primary Energy¦Gas
Downscaling[REMIND-MAgPIE 3.2-4.6 IntegratedPhysicalDamages (95th-high)] | Delayed transition | FRA | Price¦Primary Energy¦Gas | US$2010/GJ | Price¦Primary Energy¦Gas | fuel_supply | gas | 2035 | 5.8131 | Price¦Primary Energy¦Gas
Downscaling[REMIND-MAgPIE 3.2-4.6 IntegratedPhysicalDamages (95th-high)] | Delayed transition | FRA | Price¦Primary Energy¦Gas | US$2010/GJ | Price¦Primary Energy¦Gas | fuel_supply | gas | 2040 | 5.312 | Price¦Primary Energy¦Gas
Downscaling[REMIND-MAgPIE 3.2-4.6 IntegratedPhysicalDamages (95th-high)] | Delayed transition | FRA | Price¦Primary Energy¦Gas | US$2010/GJ | Price¦Primary Energy¦Gas | fuel_supply | gas | 2045 | 4.5259 | Price¦Primary Energy¦Gas
Downscaling[REMIND-MAgPIE 3.2-4.6 IntegratedPhysicalDamages (95th-high)] | Delayed transition | FRA | Price¦Primary Energy¦Gas | US$2010/GJ | Price¦Primary Energy¦Gas | fuel_supply | gas | 2050 | 4.1265 | Price¦Primary Energy¦Gas
Downscaling[REMIND-MAgPIE 3.2-4.6 IntegratedPhysicalDamages (95th-high)] | Delayed transition | FRA | Price¦Primary Energy¦Gas | US$2010/GJ | Price¦Primary Energy¦Gas | fuel_supply | gas | 2055 | 4.3191 | Price¦Primary Energy¦Gas
Downscaling[REMIND-MAgPIE 3.2-4.6 IntegratedPhysicalDamages (95th-high)] | Delayed transition | FRA | Price¦Primary Energy¦Gas | US$2010/GJ | Price¦Primary Energy¦Gas | fuel_supply | gas | 2060 | 5.2274 | Price¦Primary Energy¦Gas
Downscaling[REMIND-MAgPIE 3.2-4.6 IntegratedPhysicalDamages (95th-high)] | Delayed transition | FRA | Price¦Primary Energy¦Gas | US$2010/GJ | Price¦Primary Energy¦Gas | fuel_supply | gas | 2065 | 5.0887 | Price¦Primary Energy¦Gas
Downscaling[REMIND-MAgPIE 3.2-4.6 IntegratedPhysicalDamages (95th-high)] | Delayed transition | FRA | Price¦Primary Energy¦Gas | US$2010/GJ | Price¦Primary Energy¦Gas | fuel_supply | gas | 2070 | 4.9501 | Price¦Primary Energy¦Gas
Downscaling[REMIND-MAgPIE 3.2-4.6 IntegratedPhysicalDamages (95th-high)] | Delayed transition | FRA | Price¦Primary Energy¦Gas | US$2010/GJ | Price¦Primary Energy¦Gas | fuel_supply | gas | 2075 | 5.0123 | Price¦Primary Energy¦Gas
Downscaling[REMIND-MAgPIE 3.2-4.6 IntegratedPhysicalDamages (95th-high)] | Delayed transition | FRA | Price¦Primary Energy¦Gas | US$2010/GJ | Price¦Primary Energy¦Gas | fuel_supply | gas | 2080 | 5.0746 | Price¦Primary Energy¦Gas
Downscaling[REMIND-MAgPIE 3.2-4.6 IntegratedPhysicalDamages (95th-high)] | Delayed transition | FRA | Price¦Primary Energy¦Gas | US$2010/GJ | Price¦Primary Energy¦Gas | fuel_supply | gas | 2085 | 5.0902 | Price¦Primary Energy¦Gas
Downscaling[REMIND-MAgPIE 3.2-4.6 IntegratedPhysicalDamages (95th-high)] | Delayed transition | FRA | Price¦Primary Energy¦Gas | US$2010/GJ | Price¦Primary Energy¦Gas | fuel_supply | gas | 2090 | 5.1058 | Price¦Primary Energy¦Gas
Downscaling[REMIND-MAgPIE 3.2-4.6 IntegratedPhysicalDamages (95th-high)] | Delayed transition | FRA | Price¦Primary Energy¦Gas | US$2010/GJ | Price¦Primary Energy¦Gas | fuel_supply | gas | 2095 | 5.0539 | Price¦Primary Energy¦Gas
Downscaling[REMIND-MAgPIE 3.2-4.6 IntegratedPhysicalDamages (95th-high)] | Delayed transition | FRA | Price¦Primary Energy¦Gas | US$2010/GJ | Price¦Primary Energy¦Gas | fuel_supply | gas | 2100 | 5.0021 | Price¦Primary Energy¦Gas
Downscaling[REMIND-MAgPIE 3.2-4.6 IntegratedPhysicalDamages (95th-high)] | Delayed transition | FRA | Price¦Secondary Energy¦Liquids¦Oil | US$2010/GJ | Price¦Secondary Energy¦Liquids¦Oil | fuel_supply | oil | 2020 | 82.2847 | Price¦Secondary Energy¦Liquids¦Oil
Downscaling[REMIND-MAgPIE 3.2-4.6 IntegratedPhysicalDamages (95th-high)] | Delayed transition | FRA | Price¦Secondary Energy¦Liquids¦Oil | US$2010/GJ | Price¦Secondary Energy¦Liquids¦Oil | fuel_supply | oil | 2025 | 95.2844 | Price¦Secondary Energy¦Liquids¦Oil
Downscaling[REMIND-MAgPIE 3.2-4.6 IntegratedPhysicalDamages (95th-high)] | Delayed transition | FRA | Price¦Secondary Energy¦Liquids¦Oil | US$2010/GJ | Price¦Secondary Energy¦Liquids¦Oil | fuel_supply | oil | 2030 | 85.6625 | Price¦Secondary Energy¦Liquids¦Oil
Downscaling[REMIND-MAgPIE 3.2-4.6 IntegratedPhysicalDamages (95th-high)] | Delayed transition | FRA | Price¦Secondary Energy¦Liquids¦Oil | US$2010/GJ | Price¦Secondary Energy¦Liquids¦Oil | fuel_supply | oil | 2035 | 66.8686 | Price¦Secondary Energy¦Liquids¦Oil
Downscaling[REMIND-MAgPIE 3.2-4.6 IntegratedPhysicalDamages (95th-high)] | Delayed transition | FRA | Price¦Secondary Energy¦Liquids¦Oil | US$2010/GJ | Price¦Secondary Energy¦Liquids¦Oil | fuel_supply | oil | 2040 | 120.6197 | Price¦Secondary Energy¦Liquids¦Oil
Downscaling[REMIND-MAgPIE 3.2-4.6 IntegratedPhysicalDamages (95th-high)] | Delayed transition | FRA | Price¦Secondary Energy¦Liquids¦Oil | US$2010/GJ | Price¦Secondary Energy¦Liquids¦Oil | fuel_supply | oil | 2045 | 161.7082 | Price¦Secondary Energy¦Liquids¦Oil
Downscaling[REMIND-MAgPIE 3.2-4.6 IntegratedPhysicalDamages (95th-high)] | Delayed transition | FRA | Price¦Secondary Energy¦Liquids¦Oil | US$2010/GJ | Price¦Secondary Energy¦Liquids¦Oil | fuel_supply | oil | 2050 | 160.7874 | Price¦Secondary Energy¦Liquids¦Oil
Downscaling[REMIND-MAgPIE 3.2-4.6 IntegratedPhysicalDamages (95th-high)] | Delayed transition | FRA | Price¦Secondary Energy¦Liquids¦Oil | US$2010/GJ | Price¦Secondary Energy¦Liquids¦Oil | fuel_supply | oil | 2055 | 172.9496 | Price¦Secondary Energy¦Liquids¦Oil
Downscaling[REMIND-MAgPIE 3.2-4.6 IntegratedPhysicalDamages (95th-high)] | Delayed transition | FRA | Price¦Secondary Energy¦Liquids¦Oil | US$2010/GJ | Price¦Secondary Energy¦Liquids¦Oil | fuel_supply | oil | 2060 | 298.6504 | Price¦Secondary Energy¦Liquids¦Oil
Downscaling[REMIND-MAgPIE 3.2-4.6 IntegratedPhysicalDamages (95th-high)] | Delayed transition | FRA | Price¦Secondary Energy¦Liquids¦Oil | US$2010/GJ | Price¦Secondary Energy¦Liquids¦Oil | fuel_supply | oil | 2065 | 353.938 | Price¦Secondary Energy¦Liquids¦Oil
Downscaling[REMIND-MAgPIE 3.2-4.6 IntegratedPhysicalDamages (95th-high)] | Delayed transition | FRA | Price¦Secondary Energy¦Liquids¦Oil | US$2010/GJ | Price¦Secondary Energy¦Liquids¦Oil | fuel_supply | oil | 2070 | 409.2256 | Price¦Secondary Energy¦Liquids¦Oil
Downscaling[REMIND-MAgPIE 3.2-4.6 IntegratedPhysicalDamages (95th-high)] | Delayed transition | FRA | Price¦Secondary Energy¦Liquids¦Oil | US$2010/GJ | Price¦Secondary Energy¦Liquids¦Oil | fuel_supply | oil | 2075 | 421.7011 | Price¦Secondary Energy¦Liquids¦Oil
Downscaling[REMIND-MAgPIE 3.2-4.6 IntegratedPhysicalDamages (95th-high)] | Delayed transition | FRA | Price¦Secondary Energy¦Liquids¦Oil | US$2010/GJ | Price¦Secondary Energy¦Liquids¦Oil | fuel_supply | oil | 2080 | 434.1766 | Price¦Secondary Energy¦Liquids¦Oil
Downscaling[REMIND-MAgPIE 3.2-4.6 IntegratedPhysicalDamages (95th-high)] | Delayed transition | FRA | Price¦Secondary Energy¦Liquids¦Oil | US$2010/GJ | Price¦Secondary Energy¦Liquids¦Oil | fuel_supply | oil | 2085 | 436.6141 | Price¦Secondary Energy¦Liquids¦Oil
Downscaling[REMIND-MAgPIE 3.2-4.6 IntegratedPhysicalDamages (95th-high)] | Delayed transition | FRA | Price¦Secondary Energy¦Liquids¦Oil | US$2010/GJ | Price¦Secondary Energy¦Liquids¦Oil | fuel_supply | oil | 2090 | 439.0517 | Price¦Secondary Energy¦Liquids¦Oil
Downscaling[REMIND-MAgPIE 3.2-4.6 IntegratedPhysicalDamages (95th-high)] | Delayed transition | FRA | Price¦Secondary Energy¦Liquids¦Oil | US$2010/GJ | Price¦Secondary Energy¦Liquids¦Oil | fuel_supply | oil | 2095 | 448.1108 | Price¦Secondary Energy¦Liquids¦Oil
Downscaling[REMIND-MAgPIE 3.2-4.6 IntegratedPhysicalDamages (95th-high)] | Delayed transition | FRA | Price¦Secondary Energy¦Liquids¦Oil | US$2010/GJ | Price¦Secondary Energy¦Liquids¦Oil | fuel_supply | oil | 2100 | 457.17 | Price¦Secondary Energy¦Liquids¦Oil
Downscaling[REMIND-MAgPIE 3.2-4.6 IntegratedPhysicalDamages (95th-high)] | Delayed transition | FRA | Emissions¦CO2 | Mt CO2/yr | Emissions¦CO2 | scenarios - CO2 abatement | CO2 | 2020 | 245.3953 | Emissions¦CO2
Downscaling[REMIND-MAgPIE 3.2-4.6 IntegratedPhysicalDamages (95th-high)] | Delayed transition | FRA | Emissions¦CO2 | Mt CO2/yr | Emissions¦CO2 | scenarios - CO2 abatement | CO2 | 2025 | 247.8077 | Emissions¦CO2
Downscaling[REMIND-MAgPIE 3.2-4.6 IntegratedPhysicalDamages (95th-high)] | Delayed transition | FRA | Emissions¦CO2 | Mt CO2/yr | Emissions¦CO2 | scenarios - CO2 abatement | CO2 | 2030 | 223.127 | Emissions¦CO2
Downscaling[REMIND-MAgPIE 3.2-4.6 IntegratedPhysicalDamages (95th-high)] | Delayed transition | FRA | Emissions¦CO2 | Mt CO2/yr | Emissions¦CO2 | scenarios - CO2 abatement | CO2 | 2035 | 153.675 | Emissions¦CO2
Downscaling[REMIND-MAgPIE 3.2-4.6 IntegratedPhysicalDamages (95th-high)] | Delayed transition | FRA | Emissions¦CO2 | Mt CO2/yr | Emissions¦CO2 | scenarios - CO2 abatement | CO2 | 2040 | -11.8257 | Emissions¦CO2
Downscaling[REMIND-MAgPIE 3.2-4.6 IntegratedPhysicalDamages (95th-high)] | Delayed transition | FRA | Emissions¦CO2 | Mt CO2/yr | Emissions¦CO2 | scenarios - CO2 abatement | CO2 | 2045 | -81.6031 | Emissions¦CO2
Downscaling[REMIND-MAgPIE 3.2-4.6 IntegratedPhysicalDamages (95th-high)] | Delayed transition | FRA | Emissions¦CO2 | Mt CO2/yr | Emissions¦CO2 | scenarios - CO2 abatement | CO2 | 2050 | -109.2595 | Emissions¦CO2
Downscaling[REMIND-MAgPIE 3.2-4.6 IntegratedPhysicalDamages (95th-high)] | Delayed transition | FRA | Emissions¦CO2 | Mt CO2/yr | Emissions¦CO2 | scenarios - CO2 abatement | CO2 | 2055 | -116.7361 | Emissions¦CO2
Downscaling[REMIND-MAgPIE 3.2-4.6 IntegratedPhysicalDamages (95th-high)] | Delayed transition | FRA | Emissions¦CO2 | Mt CO2/yr | Emissions¦CO2 | scenarios - CO2 abatement | CO2 | 2060 | -118.1757 | Emissions¦CO2
Downscaling[REMIND-MAgPIE 3.2-4.6 IntegratedPhysicalDamages (95th-high)] | Delayed transition | FRA | Emissions¦CO2 | Mt CO2/yr | Emissions¦CO2 | scenarios - CO2 abatement | CO2 | 2065 | -120.6093 | Emissions¦CO2
Downscaling[REMIND-MAgPIE 3.2-4.6 IntegratedPhysicalDamages (95th-high)] | Delayed transition | FRA | Emissions¦CO2 | Mt CO2/yr | Emissions¦CO2 | scenarios - CO2 abatement | CO2 | 2070 | -122.7436 | Emissions¦CO2
Downscaling[REMIND-MAgPIE 3.2-4.6 IntegratedPhysicalDamages (95th-high)] | Delayed transition | FRA | Emissions¦CO2 | Mt CO2/yr | Emissions¦CO2 | scenarios - CO2 abatement | CO2 | 2075 | -116.3159 | Emissions¦CO2
Downscaling[REMIND-MAgPIE 3.2-4.6 IntegratedPhysicalDamages (95th-high)] | Delayed transition | FRA | Emissions¦CO2 | Mt CO2/yr | Emissions¦CO2 | scenarios - CO2 abatement | CO2 | 2080 | -109.4121 | Emissions¦CO2
Downscaling[REMIND-MAgPIE 3.2-4.6 IntegratedPhysicalDamages (95th-high)] | Delayed transition | FRA | Emissions¦CO2 | Mt CO2/yr | Emissions¦CO2 | scenarios - CO2 abatement | CO2 | 2085 | -100.183 | Emissions¦CO2
Downscaling[REMIND-MAgPIE 3.2-4.6 IntegratedPhysicalDamages (95th-high)] | Delayed transition | FRA | Emissions¦CO2 | Mt CO2/yr | Emissions¦CO2 | scenarios - CO2 abatement | CO2 | 2090 | -90.2536 | Emissions¦CO2
Downscaling[REMIND-MAgPIE 3.2-4.6 IntegratedPhysicalDamages (95th-high)] | Delayed transition | FRA | Emissions¦CO2 | Mt CO2/yr | Emissions¦CO2 | scenarios - CO2 abatement | CO2 | 2095 | -85.1509 | Emissions¦CO2
Downscaling[REMIND-MAgPIE 3.2-4.6 IntegratedPhysicalDamages (95th-high)] | Delayed transition | FRA | Emissions¦CO2 | Mt CO2/yr | Emissions¦CO2 | scenarios - CO2 abatement | CO2 | 2100 | -80.0338 | Emissions¦CO2
Downscaling[REMIND-MAgPIE 3.2-4.6 IntegratedPhysicalDamages (95th-high)] | Delayed transition | FRA | Emissions¦CO2¦Energy | Mt CO2/yr | Emissions¦CO2¦Energy | scenarios - CO2 abatement | CO2 | 2020 | 304.5175 | Emissions¦CO2¦Energy
Downscaling[REMIND-MAgPIE 3.2-4.6 IntegratedPhysicalDamages (95th-high)] | Delayed transition | FRA | Emissions¦CO2¦Energy | Mt CO2/yr | Emissions¦CO2¦Energy | scenarios - CO2 abatement | CO2 | 2025 | 278.2962 | Emissions¦CO2¦Energy
Downscaling[REMIND-MAgPIE 3.2-4.6 IntegratedPhysicalDamages (95th-high)] | Delayed transition | FRA | Emissions¦CO2¦Energy | Mt CO2/yr | Emissions¦CO2¦Energy | scenarios - CO2 abatement | CO2 | 2030 | 257.3274 | Emissions¦CO2¦Energy
Downscaling[REMIND-MAgPIE 3.2-4.6 IntegratedPhysicalDamages (95th-high)] | Delayed transition | FRA | Emissions¦CO2¦Energy | Mt CO2/yr | Emissions¦CO2¦Energy | scenarios - CO2 abatement | CO2 | 2035 | 199.5539 | Emissions¦CO2¦Energy
Downscaling[REMIND-MAgPIE 3.2-4.6 IntegratedPhysicalDamages (95th-high)] | Delayed transition | FRA | Emissions¦CO2¦Energy | Mt CO2/yr | Emissions¦CO2¦Energy | scenarios - CO2 abatement | CO2 | 2040 | 42.9441 | Emissions¦CO2¦Energy
Downscaling[REMIND-MAgPIE 3.2-4.6 IntegratedPhysicalDamages (95th-high)] | Delayed transition | FRA | Emissions¦CO2¦Energy | Mt CO2/yr | Emissions¦CO2¦Energy | scenarios - CO2 abatement | CO2 | 2045 | -22.6652 | Emissions¦CO2¦Energy
Downscaling[REMIND-MAgPIE 3.2-4.6 IntegratedPhysicalDamages (95th-high)] | Delayed transition | FRA | Emissions¦CO2¦Energy | Mt CO2/yr | Emissions¦CO2¦Energy | scenarios - CO2 abatement | CO2 | 2050 | -47.8842 | Emissions¦CO2¦Energy
Downscaling[REMIND-MAgPIE 3.2-4.6 IntegratedPhysicalDamages (95th-high)] | Delayed transition | FRA | Emissions¦CO2¦Energy | Mt CO2/yr | Emissions¦CO2¦Energy | scenarios - CO2 abatement | CO2 | 2055 | -58.1723 | Emissions¦CO2¦Energy
Downscaling[REMIND-MAgPIE 3.2-4.6 IntegratedPhysicalDamages (95th-high)] | Delayed transition | FRA | Emissions¦CO2¦Energy | Mt CO2/yr | Emissions¦CO2¦Energy | scenarios - CO2 abatement | CO2 | 2060 | -64.9293 | Emissions¦CO2¦Energy
Downscaling[REMIND-MAgPIE 3.2-4.6 IntegratedPhysicalDamages (95th-high)] | Delayed transition | FRA | Emissions¦CO2¦Energy | Mt CO2/yr | Emissions¦CO2¦Energy | scenarios - CO2 abatement | CO2 | 2065 | -69.6679 | Emissions¦CO2¦Energy
Downscaling[REMIND-MAgPIE 3.2-4.6 IntegratedPhysicalDamages (95th-high)] | Delayed transition | FRA | Emissions¦CO2¦Energy | Mt CO2/yr | Emissions¦CO2¦Energy | scenarios - CO2 abatement | CO2 | 2070 | -74.1408 | Emissions¦CO2¦Energy
Downscaling[REMIND-MAgPIE 3.2-4.6 IntegratedPhysicalDamages (95th-high)] | Delayed transition | FRA | Emissions¦CO2¦Energy | Mt CO2/yr | Emissions¦CO2¦Energy | scenarios - CO2 abatement | CO2 | 2075 | -69.8289 | Emissions¦CO2¦Energy
Downscaling[REMIND-MAgPIE 3.2-4.6 IntegratedPhysicalDamages (95th-high)] | Delayed transition | FRA | Emissions¦CO2¦Energy | Mt CO2/yr | Emissions¦CO2¦Energy | scenarios - CO2 abatement | CO2 | 2080 | -65.0533 | Emissions¦CO2¦Energy
Downscaling[REMIND-MAgPIE 3.2-4.6 IntegratedPhysicalDamages (95th-high)] | Delayed transition | FRA | Emissions¦CO2¦Energy | Mt CO2/yr | Emissions¦CO2¦Energy | scenarios - CO2 abatement | CO2 | 2085 | -56.5837 | Emissions¦CO2¦Energy
Downscaling[REMIND-MAgPIE 3.2-4.6 IntegratedPhysicalDamages (95th-high)] | Delayed transition | FRA | Emissions¦CO2¦Energy | Mt CO2/yr | Emissions¦CO2¦Energy | scenarios - CO2 abatement | CO2 | 2090 | -47.4141 | Emissions¦CO2¦Energy
Downscaling[REMIND-MAgPIE 3.2-4.6 IntegratedPhysicalDamages (95th-high)] | Delayed transition | FRA | Emissions¦CO2¦Energy | Mt CO2/yr | Emissions¦CO2¦Energy | scenarios - CO2 abatement | CO2 | 2095 | -47.2549 | Emissions¦CO2¦Energy
Downscaling[REMIND-MAgPIE 3.2-4.6 IntegratedPhysicalDamages (95th-high)] | Delayed transition | FRA | Emissions¦CO2¦Energy | Mt CO2/yr | Emissions¦CO2¦Energy | scenarios - CO2 abatement | CO2 | 2100 | -47.0854 | Emissions¦CO2¦Energy
Downscaling[REMIND-MAgPIE 3.2-4.6 IntegratedPhysicalDamages (95th-high)] | Fragmented World | FRA | Carbon Sequestration¦CCS | Mt CO2/yr | Carbon Sequestration¦CCS | CCS potential |  | 2020 | 0 | Carbon Sequestration¦CCS
Downscaling[REMIND-MAgPIE 3.2-4.6 IntegratedPhysicalDamages (95th-high)] | Fragmented World | FRA | Carbon Sequestration¦CCS | Mt CO2/yr | Carbon Sequestration¦CCS | CCS potential |  | 2025 | 0.2153 | Carbon Sequestration¦CCS
Downscaling[REMIND-MAgPIE 3.2-4.6 IntegratedPhysicalDamages (95th-high)] | Fragmented World | FRA | Carbon Sequestration¦CCS | Mt CO2/yr | Carbon Sequestration¦CCS | CCS potential |  | 2030 | 0.226 | Carbon Sequestration¦CCS
Downscaling[REMIND-MAgPIE 3.2-4.6 IntegratedPhysicalDamages (95th-high)] | Fragmented World | FRA | Carbon Sequestration¦CCS | Mt CO2/yr | Carbon Sequestration¦CCS | CCS potential |  | 2035 | 0.6815 | Carbon Sequestration¦CCS
Downscaling[REMIND-MAgPIE 3.2-4.6 IntegratedPhysicalDamages (95th-high)] | Fragmented World | FRA | Carbon Sequestration¦CCS | Mt CO2/yr | Carbon Sequestration¦CCS | CCS potential |  | 2040 | 3.3379 | Carbon Sequestration¦CCS
Downscaling[REMIND-MAgPIE 3.2-4.6 IntegratedPhysicalDamages (95th-high)] | Fragmented World | FRA | Carbon Sequestration¦CCS | Mt CO2/yr | Carbon Sequestration¦CCS | CCS potential |  | 2045 | 9.1659 | Carbon Sequestration¦CCS
Downscaling[REMIND-MAgPIE 3.2-4.6 IntegratedPhysicalDamages (95th-high)] | Fragmented World | FRA | Carbon Sequestration¦CCS | Mt CO2/yr | Carbon Sequestration¦CCS | CCS potential |  | 2050 | 13.2603 | Carbon Sequestration¦CCS
Downscaling[REMIND-MAgPIE 3.2-4.6 IntegratedPhysicalDamages (95th-high)] | Fragmented World | FRA | Carbon Sequestration¦CCS | Mt CO2/yr | Carbon Sequestration¦CCS | CCS potential |  | 2055 | 15.6857 | Carbon Sequestration¦CCS
Downscaling[REMIND-MAgPIE 3.2-4.6 IntegratedPhysicalDamages (95th-high)] | Fragmented World | FRA | Carbon Sequestration¦CCS | Mt CO2/yr | Carbon Sequestration¦CCS | CCS potential |  | 2060 | 17.1925 | Carbon Sequestration¦CCS
Downscaling[REMIND-MAgPIE 3.2-4.6 IntegratedPhysicalDamages (95th-high)] | Fragmented World | FRA | Carbon Sequestration¦CCS | Mt CO2/yr | Carbon Sequestration¦CCS | CCS potential |  | 2065 | 17.57 | Carbon Sequestration¦CCS
Downscaling[REMIND-MAgPIE 3.2-4.6 IntegratedPhysicalDamages (95th-high)] | Fragmented World | FRA | Carbon Sequestration¦CCS | Mt CO2/yr | Carbon Sequestration¦CCS | CCS potential |  | 2070 | 17.874 | Carbon Sequestration¦CCS
Downscaling[REMIND-MAgPIE 3.2-4.6 IntegratedPhysicalDamages (95th-high)] | Fragmented World | FRA | Carbon Sequestration¦CCS | Mt CO2/yr | Carbon Sequestration¦CCS | CCS potential |  | 2075 | 16.5435 | Carbon Sequestration¦CCS
Downscaling[REMIND-MAgPIE 3.2-4.6 IntegratedPhysicalDamages (95th-high)] | Fragmented World | FRA | Carbon Sequestration¦CCS | Mt CO2/yr | Carbon Sequestration¦CCS | CCS potential |  | 2080 | 15.0303 | Carbon Sequestration¦CCS
Downscaling[REMIND-MAgPIE 3.2-4.6 IntegratedPhysicalDamages (95th-high)] | Fragmented World | FRA | Carbon Sequestration¦CCS | Mt CO2/yr | Carbon Sequestration¦CCS | CCS potential |  | 2085 | 15.4226 | Carbon Sequestration¦CCS
Downscaling[REMIND-MAgPIE 3.2-4.6 IntegratedPhysicalDamages (95th-high)] | Fragmented World | FRA | Carbon Sequestration¦CCS | Mt CO2/yr | Carbon Sequestration¦CCS | CCS potential |  | 2090 | 15.7081 | Carbon Sequestration¦CCS
Downscaling[REMIND-MAgPIE 3.2-4.6 IntegratedPhysicalDamages (95th-high)] | Fragmented World | FRA | Carbon Sequestration¦CCS | Mt CO2/yr | Carbon Sequestration¦CCS | CCS potential |  | 2095 | 16.5924 | Carbon Sequestration¦CCS
Downscaling[REMIND-MAgPIE 3.2-4.6 IntegratedPhysicalDamages (95th-high)] | Fragmented World | FRA | Carbon Sequestration¦CCS | Mt CO2/yr | Carbon Sequestration¦CCS | CCS potential |  | 2100 | 17.5045 | Carbon Sequestration¦CCS
Downscaling[REMIND-MAgPIE 3.2-4.6 IntegratedPhysicalDamages (95th-high)] | Fragmented World | FRA | Final Energy¦Industry¦Electricity | EJ/yr | Final Energy¦Industry¦Electricity | demand_projection | elc_industry | 2020 | 0.46 | Final Energy¦Industry¦Electricity
Downscaling[REMIND-MAgPIE 3.2-4.6 IntegratedPhysicalDamages (95th-high)] | Fragmented World | FRA | Final Energy¦Industry¦Electricity | EJ/yr | Final Energy¦Industry¦Electricity | demand_projection | elc_industry | 2025 | 0.5333 | Final Energy¦Industry¦Electricity
Downscaling[REMIND-MAgPIE 3.2-4.6 IntegratedPhysicalDamages (95th-high)] | Fragmented World | FRA | Final Energy¦Industry¦Electricity | EJ/yr | Final Energy¦Industry¦Electricity | demand_projection | elc_industry | 2030 | 0.5649 | Final Energy¦Industry¦Electricity
Downscaling[REMIND-MAgPIE 3.2-4.6 IntegratedPhysicalDamages (95th-high)] | Fragmented World | FRA | Final Energy¦Industry¦Electricity | EJ/yr | Final Energy¦Industry¦Electricity | demand_projection | elc_industry | 2035 | 0.5503 | Final Energy¦Industry¦Electricity
Downscaling[REMIND-MAgPIE 3.2-4.6 IntegratedPhysicalDamages (95th-high)] | Fragmented World | FRA | Final Energy¦Industry¦Electricity | EJ/yr | Final Energy¦Industry¦Electricity | demand_projection | elc_industry | 2040 | 0.569 | Final Energy¦Industry¦Electricity
Downscaling[REMIND-MAgPIE 3.2-4.6 IntegratedPhysicalDamages (95th-high)] | Fragmented World | FRA | Final Energy¦Industry¦Electricity | EJ/yr | Final Energy¦Industry¦Electricity | demand_projection | elc_industry | 2045 | 0.5994 | Final Energy¦Industry¦Electricity
Downscaling[REMIND-MAgPIE 3.2-4.6 IntegratedPhysicalDamages (95th-high)] | Fragmented World | FRA | Final Energy¦Industry¦Electricity | EJ/yr | Final Energy¦Industry¦Electricity | demand_projection | elc_industry | 2050 | 0.6119 | Final Energy¦Industry¦Electricity
Downscaling[REMIND-MAgPIE 3.2-4.6 IntegratedPhysicalDamages (95th-high)] | Fragmented World | FRA | Final Energy¦Industry¦Electricity | EJ/yr | Final Energy¦Industry¦Electricity | demand_projection | elc_industry | 2055 | 0.6158 | Final Energy¦Industry¦Electricity
Downscaling[REMIND-MAgPIE 3.2-4.6 IntegratedPhysicalDamages (95th-high)] | Fragmented World | FRA | Final Energy¦Industry¦Electricity | EJ/yr | Final Energy¦Industry¦Electricity | demand_projection | elc_industry | 2060 | 0.5714 | Final Energy¦Industry¦Electricity
Downscaling[REMIND-MAgPIE 3.2-4.6 IntegratedPhysicalDamages (95th-high)] | Fragmented World | FRA | Final Energy¦Industry¦Electricity | EJ/yr | Final Energy¦Industry¦Electricity | demand_projection | elc_industry | 2065 | 0.5756 | Final Energy¦Industry¦Electricity
Downscaling[REMIND-MAgPIE 3.2-4.6 IntegratedPhysicalDamages (95th-high)] | Fragmented World | FRA | Final Energy¦Industry¦Electricity | EJ/yr | Final Energy¦Industry¦Electricity | demand_projection | elc_industry | 2070 | 0.581 | Final Energy¦Industry¦Electricity
Downscaling[REMIND-MAgPIE 3.2-4.6 IntegratedPhysicalDamages (95th-high)] | Fragmented World | FRA | Final Energy¦Industry¦Electricity | EJ/yr | Final Energy¦Industry¦Electricity | demand_projection | elc_industry | 2075 | 0.5837 | Final Energy¦Industry¦Electricity
Downscaling[REMIND-MAgPIE 3.2-4.6 IntegratedPhysicalDamages (95th-high)] | Fragmented World | FRA | Final Energy¦Industry¦Electricity | EJ/yr | Final Energy¦Industry¦Electricity | demand_projection | elc_industry | 2080 | 0.5825 | Final Energy¦Industry¦Electricity
Downscaling[REMIND-MAgPIE 3.2-4.6 IntegratedPhysicalDamages (95th-high)] | Fragmented World | FRA | Final Energy¦Industry¦Electricity | EJ/yr | Final Energy¦Industry¦Electricity | demand_projection | elc_industry | 2085 | 0.5686 | Final Energy¦Industry¦Electricity
Downscaling[REMIND-MAgPIE 3.2-4.6 IntegratedPhysicalDamages (95th-high)] | Fragmented World | FRA | Final Energy¦Industry¦Electricity | EJ/yr | Final Energy¦Industry¦Electricity | demand_projection | elc_industry | 2090 | 0.5511 | Final Energy¦Industry¦Electricity
Downscaling[REMIND-MAgPIE 3.2-4.6 IntegratedPhysicalDamages (95th-high)] | Fragmented World | FRA | Final Energy¦Industry¦Electricity | EJ/yr | Final Energy¦Industry¦Electricity | demand_projection | elc_industry | 2095 | 0.5251 | Final Energy¦Industry¦Electricity
Downscaling[REMIND-MAgPIE 3.2-4.6 IntegratedPhysicalDamages (95th-high)] | Fragmented World | FRA | Final Energy¦Industry¦Electricity | EJ/yr | Final Energy¦Industry¦Electricity | demand_projection | elc_industry | 2100 | 0.4991 | Final Energy¦Industry¦Electricity
Downscaling[REMIND-MAgPIE 3.2-4.6 IntegratedPhysicalDamages (95th-high)] | Fragmented World | FRA | Final Energy¦Residential and Commercial¦Electricity | EJ/yr | Final Energy¦Residential and Commercial¦Electricity | demand_projection | elc_buildings | 2020 | 1.1003 | Final Energy¦Residential and Commercial¦Electricity
Downscaling[REMIND-MAgPIE 3.2-4.6 IntegratedPhysicalDamages (95th-high)] | Fragmented World | FRA | Final Energy¦Residential and Commercial¦Electricity | EJ/yr | Final Energy¦Residential and Commercial¦Electricity | demand_projection | elc_buildings | 2025 | 1.2106 | Final Energy¦Residential and Commercial¦Electricity
Downscaling[REMIND-MAgPIE 3.2-4.6 IntegratedPhysicalDamages (95th-high)] | Fragmented World | FRA | Final Energy¦Residential and Commercial¦Electricity | EJ/yr | Final Energy¦Residential and Commercial¦Electricity | demand_projection | elc_buildings | 2030 | 1.2812 | Final Energy¦Residential and Commercial¦Electricity
Downscaling[REMIND-MAgPIE 3.2-4.6 IntegratedPhysicalDamages (95th-high)] | Fragmented World | FRA | Final Energy¦Residential and Commercial¦Electricity | EJ/yr | Final Energy¦Residential and Commercial¦Electricity | demand_projection | elc_buildings | 2035 | 1.3568 | Final Energy¦Residential and Commercial¦Electricity
Downscaling[REMIND-MAgPIE 3.2-4.6 IntegratedPhysicalDamages (95th-high)] | Fragmented World | FRA | Final Energy¦Residential and Commercial¦Electricity | EJ/yr | Final Energy¦Residential and Commercial¦Electricity | demand_projection | elc_buildings | 2040 | 1.3794 | Final Energy¦Residential and Commercial¦Electricity
Downscaling[REMIND-MAgPIE 3.2-4.6 IntegratedPhysicalDamages (95th-high)] | Fragmented World | FRA | Final Energy¦Residential and Commercial¦Electricity | EJ/yr | Final Energy¦Residential and Commercial¦Electricity | demand_projection | elc_buildings | 2045 | 1.4258 | Final Energy¦Residential and Commercial¦Electricity
Downscaling[REMIND-MAgPIE 3.2-4.6 IntegratedPhysicalDamages (95th-high)] | Fragmented World | FRA | Final Energy¦Residential and Commercial¦Electricity | EJ/yr | Final Energy¦Residential and Commercial¦Electricity | demand_projection | elc_buildings | 2050 | 1.4103 | Final Energy¦Residential and Commercial¦Electricity
Downscaling[REMIND-MAgPIE 3.2-4.6 IntegratedPhysicalDamages (95th-high)] | Fragmented World | FRA | Final Energy¦Residential and Commercial¦Electricity | EJ/yr | Final Energy¦Residential and Commercial¦Electricity | demand_projection | elc_buildings | 2055 | 1.36 | Final Energy¦Residential and Commercial¦Electricity
Downscaling[REMIND-MAgPIE 3.2-4.6 IntegratedPhysicalDamages (95th-high)] | Fragmented World | FRA | Final Energy¦Residential and Commercial¦Electricity | EJ/yr | Final Energy¦Residential and Commercial¦Electricity | demand_projection | elc_buildings | 2060 | 1.3671 | Final Energy¦Residential and Commercial¦Electricity
Downscaling[REMIND-MAgPIE 3.2-4.6 IntegratedPhysicalDamages (95th-high)] | Fragmented World | FRA | Final Energy¦Residential and Commercial¦Electricity | EJ/yr | Final Energy¦Residential and Commercial¦Electricity | demand_projection | elc_buildings | 2065 | 1.372 | Final Energy¦Residential and Commercial¦Electricity
Downscaling[REMIND-MAgPIE 3.2-4.6 IntegratedPhysicalDamages (95th-high)] | Fragmented World | FRA | Final Energy¦Residential and Commercial¦Electricity | EJ/yr | Final Energy¦Residential and Commercial¦Electricity | demand_projection | elc_buildings | 2070 | 1.3789 | Final Energy¦Residential and Commercial¦Electricity
Downscaling[REMIND-MAgPIE 3.2-4.6 IntegratedPhysicalDamages (95th-high)] | Fragmented World | FRA | Final Energy¦Residential and Commercial¦Electricity | EJ/yr | Final Energy¦Residential and Commercial¦Electricity | demand_projection | elc_buildings | 2075 | 1.4356 | Final Energy¦Residential and Commercial¦Electricity
Downscaling[REMIND-MAgPIE 3.2-4.6 IntegratedPhysicalDamages (95th-high)] | Fragmented World | FRA | Final Energy¦Residential and Commercial¦Electricity | EJ/yr | Final Energy¦Residential and Commercial¦Electricity | demand_projection | elc_buildings | 2080 | 1.4939 | Final Energy¦Residential and Commercial¦Electricity
Downscaling[REMIND-MAgPIE 3.2-4.6 IntegratedPhysicalDamages (95th-high)] | Fragmented World | FRA | Final Energy¦Residential and Commercial¦Electricity | EJ/yr | Final Energy¦Residential and Commercial¦Electricity | demand_projection | elc_buildings | 2085 | 1.5559 | Final Energy¦Residential and Commercial¦Electricity
Downscaling[REMIND-MAgPIE 3.2-4.6 IntegratedPhysicalDamages (95th-high)] | Fragmented World | FRA | Final Energy¦Residential and Commercial¦Electricity | EJ/yr | Final Energy¦Residential and Commercial¦Electricity | demand_projection | elc_buildings | 2090 | 1.6184 | Final Energy¦Residential and Commercial¦Electricity
Downscaling[REMIND-MAgPIE 3.2-4.6 IntegratedPhysicalDamages (95th-high)] | Fragmented World | FRA | Final Energy¦Residential and Commercial¦Electricity | EJ/yr | Final Energy¦Residential and Commercial¦Electricity | demand_projection | elc_buildings | 2095 | 1.6767 | Final Energy¦Residential and Commercial¦Electricity
Downscaling[REMIND-MAgPIE 3.2-4.6 IntegratedPhysicalDamages (95th-high)] | Fragmented World | FRA | Final Energy¦Residential and Commercial¦Electricity | EJ/yr | Final Energy¦Residential and Commercial¦Electricity | demand_projection | elc_buildings | 2100 | 1.7388 | Final Energy¦Residential and Commercial¦Electricity
Downscaling[REMIND-MAgPIE 3.2-4.6 IntegratedPhysicalDamages (95th-high)] | Fragmented World | FRA | Final Energy¦Transportation¦Electricity | EJ/yr | Final Energy¦Transportation¦Electricity | demand_projection | elc_transport | 2020 | 0.0531 | Final Energy¦Transportation¦Electricity
Downscaling[REMIND-MAgPIE 3.2-4.6 IntegratedPhysicalDamages (95th-high)] | Fragmented World | FRA | Final Energy¦Transportation¦Electricity | EJ/yr | Final Energy¦Transportation¦Electricity | demand_projection | elc_transport | 2025 | 0.1206 | Final Energy¦Transportation¦Electricity
Downscaling[REMIND-MAgPIE 3.2-4.6 IntegratedPhysicalDamages (95th-high)] | Fragmented World | FRA | Final Energy¦Transportation¦Electricity | EJ/yr | Final Energy¦Transportation¦Electricity | demand_projection | elc_transport | 2030 | 0.2111 | Final Energy¦Transportation¦Electricity
Downscaling[REMIND-MAgPIE 3.2-4.6 IntegratedPhysicalDamages (95th-high)] | Fragmented World | FRA | Final Energy¦Transportation¦Electricity | EJ/yr | Final Energy¦Transportation¦Electricity | demand_projection | elc_transport | 2035 | 0.2909 | Final Energy¦Transportation¦Electricity
Downscaling[REMIND-MAgPIE 3.2-4.6 IntegratedPhysicalDamages (95th-high)] | Fragmented World | FRA | Final Energy¦Transportation¦Electricity | EJ/yr | Final Energy¦Transportation¦Electricity | demand_projection | elc_transport | 2040 | 0.3391 | Final Energy¦Transportation¦Electricity
Downscaling[REMIND-MAgPIE 3.2-4.6 IntegratedPhysicalDamages (95th-high)] | Fragmented World | FRA | Final Energy¦Transportation¦Electricity | EJ/yr | Final Energy¦Transportation¦Electricity | demand_projection | elc_transport | 2045 | 0.3513 | Final Energy¦Transportation¦Electricity
Downscaling[REMIND-MAgPIE 3.2-4.6 IntegratedPhysicalDamages (95th-high)] | Fragmented World | FRA | Final Energy¦Transportation¦Electricity | EJ/yr | Final Energy¦Transportation¦Electricity | demand_projection | elc_transport | 2050 | 0.377 | Final Energy¦Transportation¦Electricity
Downscaling[REMIND-MAgPIE 3.2-4.6 IntegratedPhysicalDamages (95th-high)] | Fragmented World | FRA | Final Energy¦Transportation¦Electricity | EJ/yr | Final Energy¦Transportation¦Electricity | demand_projection | elc_transport | 2055 | 0.4004 | Final Energy¦Transportation¦Electricity
Downscaling[REMIND-MAgPIE 3.2-4.6 IntegratedPhysicalDamages (95th-high)] | Fragmented World | FRA | Final Energy¦Transportation¦Electricity | EJ/yr | Final Energy¦Transportation¦Electricity | demand_projection | elc_transport | 2060 | 0.4048 | Final Energy¦Transportation¦Electricity
Downscaling[REMIND-MAgPIE 3.2-4.6 IntegratedPhysicalDamages (95th-high)] | Fragmented World | FRA | Final Energy¦Transportation¦Electricity | EJ/yr | Final Energy¦Transportation¦Electricity | demand_projection | elc_transport | 2065 | 0.418 | Final Energy¦Transportation¦Electricity
Downscaling[REMIND-MAgPIE 3.2-4.6 IntegratedPhysicalDamages (95th-high)] | Fragmented World | FRA | Final Energy¦Transportation¦Electricity | EJ/yr | Final Energy¦Transportation¦Electricity | demand_projection | elc_transport | 2070 | 0.4298 | Final Energy¦Transportation¦Electricity
Downscaling[REMIND-MAgPIE 3.2-4.6 IntegratedPhysicalDamages (95th-high)] | Fragmented World | FRA | Final Energy¦Transportation¦Electricity | EJ/yr | Final Energy¦Transportation¦Electricity | demand_projection | elc_transport | 2075 | 0.4447 | Final Energy¦Transportation¦Electricity
Downscaling[REMIND-MAgPIE 3.2-4.6 IntegratedPhysicalDamages (95th-high)] | Fragmented World | FRA | Final Energy¦Transportation¦Electricity | EJ/yr | Final Energy¦Transportation¦Electricity | demand_projection | elc_transport | 2080 | 0.4586 | Final Energy¦Transportation¦Electricity
Downscaling[REMIND-MAgPIE 3.2-4.6 IntegratedPhysicalDamages (95th-high)] | Fragmented World | FRA | Final Energy¦Transportation¦Electricity | EJ/yr | Final Energy¦Transportation¦Electricity | demand_projection | elc_transport | 2085 | 0.4674 | Final Energy¦Transportation¦Electricity
Downscaling[REMIND-MAgPIE 3.2-4.6 IntegratedPhysicalDamages (95th-high)] | Fragmented World | FRA | Final Energy¦Transportation¦Electricity | EJ/yr | Final Energy¦Transportation¦Electricity | demand_projection | elc_transport | 2090 | 0.476 | Final Energy¦Transportation¦Electricity
Downscaling[REMIND-MAgPIE 3.2-4.6 IntegratedPhysicalDamages (95th-high)] | Fragmented World | FRA | Final Energy¦Transportation¦Electricity | EJ/yr | Final Energy¦Transportation¦Electricity | demand_projection | elc_transport | 2095 | 0.4798 | Final Energy¦Transportation¦Electricity
Downscaling[REMIND-MAgPIE 3.2-4.6 IntegratedPhysicalDamages (95th-high)] | Fragmented World | FRA | Final Energy¦Transportation¦Electricity | EJ/yr | Final Energy¦Transportation¦Electricity | demand_projection | elc_transport | 2100 | 0.4831 | Final Energy¦Transportation¦Electricity
Downscaling[REMIND-MAgPIE 3.2-4.6 IntegratedPhysicalDamages (95th-high)] | Fragmented World | FRA | Secondary Energy¦Hydrogen | EJ/yr | Secondary Energy¦Hydrogen | demand_projection | hydrogen_allsect | 2020 | 0.0085 | Secondary Energy¦Hydrogen
Downscaling[REMIND-MAgPIE 3.2-4.6 IntegratedPhysicalDamages (95th-high)] | Fragmented World | FRA | Secondary Energy¦Hydrogen | EJ/yr | Secondary Energy¦Hydrogen | demand_projection | hydrogen_allsect | 2025 | 0.0383 | Secondary Energy¦Hydrogen
Downscaling[REMIND-MAgPIE 3.2-4.6 IntegratedPhysicalDamages (95th-high)] | Fragmented World | FRA | Secondary Energy¦Hydrogen | EJ/yr | Secondary Energy¦Hydrogen | demand_projection | hydrogen_allsect | 2030 | 0.0721 | Secondary Energy¦Hydrogen
Downscaling[REMIND-MAgPIE 3.2-4.6 IntegratedPhysicalDamages (95th-high)] | Fragmented World | FRA | Secondary Energy¦Hydrogen | EJ/yr | Secondary Energy¦Hydrogen | demand_projection | hydrogen_allsect | 2035 | 0.0832 | Secondary Energy¦Hydrogen
Downscaling[REMIND-MAgPIE 3.2-4.6 IntegratedPhysicalDamages (95th-high)] | Fragmented World | FRA | Secondary Energy¦Hydrogen | EJ/yr | Secondary Energy¦Hydrogen | demand_projection | hydrogen_allsect | 2040 | 0.1059 | Secondary Energy¦Hydrogen
Downscaling[REMIND-MAgPIE 3.2-4.6 IntegratedPhysicalDamages (95th-high)] | Fragmented World | FRA | Secondary Energy¦Hydrogen | EJ/yr | Secondary Energy¦Hydrogen | demand_projection | hydrogen_allsect | 2045 | 0.1727 | Secondary Energy¦Hydrogen
Downscaling[REMIND-MAgPIE 3.2-4.6 IntegratedPhysicalDamages (95th-high)] | Fragmented World | FRA | Secondary Energy¦Hydrogen | EJ/yr | Secondary Energy¦Hydrogen | demand_projection | hydrogen_allsect | 2050 | 0.2427 | Secondary Energy¦Hydrogen
Downscaling[REMIND-MAgPIE 3.2-4.6 IntegratedPhysicalDamages (95th-high)] | Fragmented World | FRA | Secondary Energy¦Hydrogen | EJ/yr | Secondary Energy¦Hydrogen | demand_projection | hydrogen_allsect | 2055 | 0.2991 | Secondary Energy¦Hydrogen
Downscaling[REMIND-MAgPIE 3.2-4.6 IntegratedPhysicalDamages (95th-high)] | Fragmented World | FRA | Secondary Energy¦Hydrogen | EJ/yr | Secondary Energy¦Hydrogen | demand_projection | hydrogen_allsect | 2060 | 0.3801 | Secondary Energy¦Hydrogen
Downscaling[REMIND-MAgPIE 3.2-4.6 IntegratedPhysicalDamages (95th-high)] | Fragmented World | FRA | Secondary Energy¦Hydrogen | EJ/yr | Secondary Energy¦Hydrogen | demand_projection | hydrogen_allsect | 2065 | 0.3947 | Secondary Energy¦Hydrogen
Downscaling[REMIND-MAgPIE 3.2-4.6 IntegratedPhysicalDamages (95th-high)] | Fragmented World | FRA | Secondary Energy¦Hydrogen | EJ/yr | Secondary Energy¦Hydrogen | demand_projection | hydrogen_allsect | 2070 | 0.4023 | Secondary Energy¦Hydrogen
Downscaling[REMIND-MAgPIE 3.2-4.6 IntegratedPhysicalDamages (95th-high)] | Fragmented World | FRA | Secondary Energy¦Hydrogen | EJ/yr | Secondary Energy¦Hydrogen | demand_projection | hydrogen_allsect | 2075 | 0.4066 | Secondary Energy¦Hydrogen
Downscaling[REMIND-MAgPIE 3.2-4.6 IntegratedPhysicalDamages (95th-high)] | Fragmented World | FRA | Secondary Energy¦Hydrogen | EJ/yr | Secondary Energy¦Hydrogen | demand_projection | hydrogen_allsect | 2080 | 0.4045 | Secondary Energy¦Hydrogen
Downscaling[REMIND-MAgPIE 3.2-4.6 IntegratedPhysicalDamages (95th-high)] | Fragmented World | FRA | Secondary Energy¦Hydrogen | EJ/yr | Secondary Energy¦Hydrogen | demand_projection | hydrogen_allsect | 2085 | 0.4165 | Secondary Energy¦Hydrogen
Downscaling[REMIND-MAgPIE 3.2-4.6 IntegratedPhysicalDamages (95th-high)] | Fragmented World | FRA | Secondary Energy¦Hydrogen | EJ/yr | Secondary Energy¦Hydrogen | demand_projection | hydrogen_allsect | 2090 | 0.4253 | Secondary Energy¦Hydrogen
Downscaling[REMIND-MAgPIE 3.2-4.6 IntegratedPhysicalDamages (95th-high)] | Fragmented World | FRA | Secondary Energy¦Hydrogen | EJ/yr | Secondary Energy¦Hydrogen | demand_projection | hydrogen_allsect | 2095 | 0.4322 | Secondary Energy¦Hydrogen
Downscaling[REMIND-MAgPIE 3.2-4.6 IntegratedPhysicalDamages (95th-high)] | Fragmented World | FRA | Secondary Energy¦Hydrogen | EJ/yr | Secondary Energy¦Hydrogen | demand_projection | hydrogen_allsect | 2100 | 0.4389 | Secondary Energy¦Hydrogen
Downscaling[REMIND-MAgPIE 3.2-4.6 IntegratedPhysicalDamages (95th-high)] | Fragmented World | FRA | Secondary Energy¦Electricity¦Coal | EJ/yr | Secondary Energy¦Electricity¦Coal | elec_co2 |  | 2020 | 0.0325 | Secondary Energy¦Electricity¦Coal | 94
Downscaling[REMIND-MAgPIE 3.2-4.6 IntegratedPhysicalDamages (95th-high)] | Fragmented World | FRA | Secondary Energy¦Electricity¦Coal | EJ/yr | Secondary Energy¦Electricity¦Coal | elec_co2 |  | 2025 | 0.0087 | Secondary Energy¦Electricity¦Coal | 94
Downscaling[REMIND-MAgPIE 3.2-4.6 IntegratedPhysicalDamages (95th-high)] | Fragmented World | FRA | Secondary Energy¦Electricity¦Coal | EJ/yr | Secondary Energy¦Electricity¦Coal | elec_co2 |  | 2030 | 0.0025 | Secondary Energy¦Electricity¦Coal | 94
Downscaling[REMIND-MAgPIE 3.2-4.6 IntegratedPhysicalDamages (95th-high)] | Fragmented World | FRA | Secondary Energy¦Electricity¦Coal | EJ/yr | Secondary Energy¦Electricity¦Coal | elec_co2 |  | 2035 | 0.0011 | Secondary Energy¦Electricity¦Coal | 94
Downscaling[REMIND-MAgPIE 3.2-4.6 IntegratedPhysicalDamages (95th-high)] | Fragmented World | FRA | Secondary Energy¦Electricity¦Coal | EJ/yr | Secondary Energy¦Electricity¦Coal | elec_co2 |  | 2040 | 0 | Secondary Energy¦Electricity¦Coal | 94
Downscaling[REMIND-MAgPIE 3.2-4.6 IntegratedPhysicalDamages (95th-high)] | Fragmented World | FRA | Secondary Energy¦Electricity¦Coal | EJ/yr | Secondary Energy¦Electricity¦Coal | elec_co2 |  | 2045 | 0 | Secondary Energy¦Electricity¦Coal | 94
Downscaling[REMIND-MAgPIE 3.2-4.6 IntegratedPhysicalDamages (95th-high)] | Fragmented World | FRA | Secondary Energy¦Electricity¦Coal | EJ/yr | Secondary Energy¦Electricity¦Coal | elec_co2 |  | 2050 | 0 | Secondary Energy¦Electricity¦Coal | 94
Downscaling[REMIND-MAgPIE 3.2-4.6 IntegratedPhysicalDamages (95th-high)] | Fragmented World | FRA | Secondary Energy¦Electricity¦Coal | EJ/yr | Secondary Energy¦Electricity¦Coal | elec_co2 |  | 2055 | 0 | Secondary Energy¦Electricity¦Coal | 94
Downscaling[REMIND-MAgPIE 3.2-4.6 IntegratedPhysicalDamages (95th-high)] | Fragmented World | FRA | Secondary Energy¦Electricity¦Coal | EJ/yr | Secondary Energy¦Electricity¦Coal | elec_co2 |  | 2060 | 0 | Secondary Energy¦Electricity¦Coal | 94
Downscaling[REMIND-MAgPIE 3.2-4.6 IntegratedPhysicalDamages (95th-high)] | Fragmented World | FRA | Secondary Energy¦Electricity¦Coal | EJ/yr | Secondary Energy¦Electricity¦Coal | elec_co2 |  | 2065 | 0 | Secondary Energy¦Electricity¦Coal | 94
Downscaling[REMIND-MAgPIE 3.2-4.6 IntegratedPhysicalDamages (95th-high)] | Fragmented World | FRA | Secondary Energy¦Electricity¦Coal | EJ/yr | Secondary Energy¦Electricity¦Coal | elec_co2 |  | 2070 | 0 | Secondary Energy¦Electricity¦Coal | 94
Downscaling[REMIND-MAgPIE 3.2-4.6 IntegratedPhysicalDamages (95th-high)] | Fragmented World | FRA | Secondary Energy¦Electricity¦Coal | EJ/yr | Secondary Energy¦Electricity¦Coal | elec_co2 |  | 2075 | 0 | Secondary Energy¦Electricity¦Coal | 94
Downscaling[REMIND-MAgPIE 3.2-4.6 IntegratedPhysicalDamages (95th-high)] | Fragmented World | FRA | Secondary Energy¦Electricity¦Coal | EJ/yr | Secondary Energy¦Electricity¦Coal | elec_co2 |  | 2080 | 0 | Secondary Energy¦Electricity¦Coal | 94
Downscaling[REMIND-MAgPIE 3.2-4.6 IntegratedPhysicalDamages (95th-high)] | Fragmented World | FRA | Secondary Energy¦Electricity¦Coal | EJ/yr | Secondary Energy¦Electricity¦Coal | elec_co2 |  | 2085 | 0 | Secondary Energy¦Electricity¦Coal | 94
Downscaling[REMIND-MAgPIE 3.2-4.6 IntegratedPhysicalDamages (95th-high)] | Fragmented World | FRA | Secondary Energy¦Electricity¦Coal | EJ/yr | Secondary Energy¦Electricity¦Coal | elec_co2 |  | 2090 | 0 | Secondary Energy¦Electricity¦Coal | 94
Downscaling[REMIND-MAgPIE 3.2-4.6 IntegratedPhysicalDamages (95th-high)] | Fragmented World | FRA | Secondary Energy¦Electricity¦Coal | EJ/yr | Secondary Energy¦Electricity¦Coal | elec_co2 |  | 2095 | 0 | Secondary Energy¦Electricity¦Coal | 94
Downscaling[REMIND-MAgPIE 3.2-4.6 IntegratedPhysicalDamages (95th-high)] | Fragmented World | FRA | Secondary Energy¦Electricity¦Coal | EJ/yr | Secondary Energy¦Electricity¦Coal | elec_co2 |  | 2100 | 0 | Secondary Energy¦Electricity¦Coal | 94
Downscaling[REMIND-MAgPIE 3.2-4.6 IntegratedPhysicalDamages (95th-high)] | Fragmented World | FRA | Secondary Energy¦Electricity¦Gas | EJ/yr | Secondary Energy¦Electricity¦Gas | elec_co2 |  | 2020 | 0.1754 | Secondary Energy¦Electricity¦Gas | 55
Downscaling[REMIND-MAgPIE 3.2-4.6 IntegratedPhysicalDamages (95th-high)] | Fragmented World | FRA | Secondary Energy¦Electricity¦Gas | EJ/yr | Secondary Energy¦Electricity¦Gas | elec_co2 |  | 2025 | 0.1985 | Secondary Energy¦Electricity¦Gas | 55
Downscaling[REMIND-MAgPIE 3.2-4.6 IntegratedPhysicalDamages (95th-high)] | Fragmented World | FRA | Secondary Energy¦Electricity¦Gas | EJ/yr | Secondary Energy¦Electricity¦Gas | elec_co2 |  | 2030 | 0.1765 | Secondary Energy¦Electricity¦Gas | 55
Downscaling[REMIND-MAgPIE 3.2-4.6 IntegratedPhysicalDamages (95th-high)] | Fragmented World | FRA | Secondary Energy¦Electricity¦Gas | EJ/yr | Secondary Energy¦Electricity¦Gas | elec_co2 |  | 2035 | 0.1063 | Secondary Energy¦Electricity¦Gas | 55
Downscaling[REMIND-MAgPIE 3.2-4.6 IntegratedPhysicalDamages (95th-high)] | Fragmented World | FRA | Secondary Energy¦Electricity¦Gas | EJ/yr | Secondary Energy¦Electricity¦Gas | elec_co2 |  | 2040 | 0.0201 | Secondary Energy¦Electricity¦Gas | 55
Downscaling[REMIND-MAgPIE 3.2-4.6 IntegratedPhysicalDamages (95th-high)] | Fragmented World | FRA | Secondary Energy¦Electricity¦Gas | EJ/yr | Secondary Energy¦Electricity¦Gas | elec_co2 |  | 2045 | 0.0226 | Secondary Energy¦Electricity¦Gas | 55
Downscaling[REMIND-MAgPIE 3.2-4.6 IntegratedPhysicalDamages (95th-high)] | Fragmented World | FRA | Secondary Energy¦Electricity¦Gas | EJ/yr | Secondary Energy¦Electricity¦Gas | elec_co2 |  | 2050 | 0.0211 | Secondary Energy¦Electricity¦Gas | 55
Downscaling[REMIND-MAgPIE 3.2-4.6 IntegratedPhysicalDamages (95th-high)] | Fragmented World | FRA | Secondary Energy¦Electricity¦Gas | EJ/yr | Secondary Energy¦Electricity¦Gas | elec_co2 |  | 2055 | 0.0196 | Secondary Energy¦Electricity¦Gas | 55
Downscaling[REMIND-MAgPIE 3.2-4.6 IntegratedPhysicalDamages (95th-high)] | Fragmented World | FRA | Secondary Energy¦Electricity¦Gas | EJ/yr | Secondary Energy¦Electricity¦Gas | elec_co2 |  | 2060 | 0.0131 | Secondary Energy¦Electricity¦Gas | 55
Downscaling[REMIND-MAgPIE 3.2-4.6 IntegratedPhysicalDamages (95th-high)] | Fragmented World | FRA | Secondary Energy¦Electricity¦Gas | EJ/yr | Secondary Energy¦Electricity¦Gas | elec_co2 |  | 2065 | 0.0091 | Secondary Energy¦Electricity¦Gas | 55
Downscaling[REMIND-MAgPIE 3.2-4.6 IntegratedPhysicalDamages (95th-high)] | Fragmented World | FRA | Secondary Energy¦Electricity¦Gas | EJ/yr | Secondary Energy¦Electricity¦Gas | elec_co2 |  | 2070 | 0.0046 | Secondary Energy¦Electricity¦Gas | 55
Downscaling[REMIND-MAgPIE 3.2-4.6 IntegratedPhysicalDamages (95th-high)] | Fragmented World | FRA | Secondary Energy¦Electricity¦Gas | EJ/yr | Secondary Energy¦Electricity¦Gas | elec_co2 |  | 2075 | 0.0028 | Secondary Energy¦Electricity¦Gas | 55
Downscaling[REMIND-MAgPIE 3.2-4.6 IntegratedPhysicalDamages (95th-high)] | Fragmented World | FRA | Secondary Energy¦Electricity¦Gas | EJ/yr | Secondary Energy¦Electricity¦Gas | elec_co2 |  | 2080 | 0.0001 | Secondary Energy¦Electricity¦Gas | 55
Downscaling[REMIND-MAgPIE 3.2-4.6 IntegratedPhysicalDamages (95th-high)] | Fragmented World | FRA | Secondary Energy¦Electricity¦Gas | EJ/yr | Secondary Energy¦Electricity¦Gas | elec_co2 |  | 2085 | 0 | Secondary Energy¦Electricity¦Gas | 55
Downscaling[REMIND-MAgPIE 3.2-4.6 IntegratedPhysicalDamages (95th-high)] | Fragmented World | FRA | Secondary Energy¦Electricity¦Gas | EJ/yr | Secondary Energy¦Electricity¦Gas | elec_co2 |  | 2090 | 0 | Secondary Energy¦Electricity¦Gas | 55
Downscaling[REMIND-MAgPIE 3.2-4.6 IntegratedPhysicalDamages (95th-high)] | Fragmented World | FRA | Secondary Energy¦Electricity¦Gas | EJ/yr | Secondary Energy¦Electricity¦Gas | elec_co2 |  | 2095 | 0 | Secondary Energy¦Electricity¦Gas | 55
Downscaling[REMIND-MAgPIE 3.2-4.6 IntegratedPhysicalDamages (95th-high)] | Fragmented World | FRA | Secondary Energy¦Electricity¦Gas | EJ/yr | Secondary Energy¦Electricity¦Gas | elec_co2 |  | 2100 | 0 | Secondary Energy¦Electricity¦Gas | 55
Downscaling[REMIND-MAgPIE 3.2-4.6 IntegratedPhysicalDamages (95th-high)] | Fragmented World | FRA | Secondary Energy¦Electricity¦Oil | EJ/yr | Secondary Energy¦Electricity¦Oil | elec_co2 |  | 2020 | 0.0143 | Secondary Energy¦Electricity¦Oil | 70
Downscaling[REMIND-MAgPIE 3.2-4.6 IntegratedPhysicalDamages (95th-high)] | Fragmented World | FRA | Secondary Energy¦Electricity¦Oil | EJ/yr | Secondary Energy¦Electricity¦Oil | elec_co2 |  | 2025 | 0.0053 | Secondary Energy¦Electricity¦Oil | 70
Downscaling[REMIND-MAgPIE 3.2-4.6 IntegratedPhysicalDamages (95th-high)] | Fragmented World | FRA | Secondary Energy¦Electricity¦Oil | EJ/yr | Secondary Energy¦Electricity¦Oil | elec_co2 |  | 2030 | 0.0004 | Secondary Energy¦Electricity¦Oil | 70
Downscaling[REMIND-MAgPIE 3.2-4.6 IntegratedPhysicalDamages (95th-high)] | Fragmented World | FRA | Secondary Energy¦Electricity¦Oil | EJ/yr | Secondary Energy¦Electricity¦Oil | elec_co2 |  | 2035 | 0 | Secondary Energy¦Electricity¦Oil | 70
Downscaling[REMIND-MAgPIE 3.2-4.6 IntegratedPhysicalDamages (95th-high)] | Fragmented World | FRA | Secondary Energy¦Electricity¦Oil | EJ/yr | Secondary Energy¦Electricity¦Oil | elec_co2 |  | 2040 | 0 | Secondary Energy¦Electricity¦Oil | 70
Downscaling[REMIND-MAgPIE 3.2-4.6 IntegratedPhysicalDamages (95th-high)] | Fragmented World | FRA | Secondary Energy¦Electricity¦Oil | EJ/yr | Secondary Energy¦Electricity¦Oil | elec_co2 |  | 2045 | 0 | Secondary Energy¦Electricity¦Oil | 70
Downscaling[REMIND-MAgPIE 3.2-4.6 IntegratedPhysicalDamages (95th-high)] | Fragmented World | FRA | Secondary Energy¦Electricity¦Oil | EJ/yr | Secondary Energy¦Electricity¦Oil | elec_co2 |  | 2050 | 0 | Secondary Energy¦Electricity¦Oil | 70
Downscaling[REMIND-MAgPIE 3.2-4.6 IntegratedPhysicalDamages (95th-high)] | Fragmented World | FRA | Secondary Energy¦Electricity¦Oil | EJ/yr | Secondary Energy¦Electricity¦Oil | elec_co2 |  | 2055 | 0 | Secondary Energy¦Electricity¦Oil | 70
Downscaling[REMIND-MAgPIE 3.2-4.6 IntegratedPhysicalDamages (95th-high)] | Fragmented World | FRA | Secondary Energy¦Electricity¦Oil | EJ/yr | Secondary Energy¦Electricity¦Oil | elec_co2 |  | 2060 | 0 | Secondary Energy¦Electricity¦Oil | 70
Downscaling[REMIND-MAgPIE 3.2-4.6 IntegratedPhysicalDamages (95th-high)] | Fragmented World | FRA | Secondary Energy¦Electricity¦Oil | EJ/yr | Secondary Energy¦Electricity¦Oil | elec_co2 |  | 2065 | 0 | Secondary Energy¦Electricity¦Oil | 70
Downscaling[REMIND-MAgPIE 3.2-4.6 IntegratedPhysicalDamages (95th-high)] | Fragmented World | FRA | Secondary Energy¦Electricity¦Oil | EJ/yr | Secondary Energy¦Electricity¦Oil | elec_co2 |  | 2070 | 0 | Secondary Energy¦Electricity¦Oil | 70
Downscaling[REMIND-MAgPIE 3.2-4.6 IntegratedPhysicalDamages (95th-high)] | Fragmented World | FRA | Secondary Energy¦Electricity¦Oil | EJ/yr | Secondary Energy¦Electricity¦Oil | elec_co2 |  | 2075 | 0 | Secondary Energy¦Electricity¦Oil | 70
Downscaling[REMIND-MAgPIE 3.2-4.6 IntegratedPhysicalDamages (95th-high)] | Fragmented World | FRA | Secondary Energy¦Electricity¦Oil | EJ/yr | Secondary Energy¦Electricity¦Oil | elec_co2 |  | 2080 | 0 | Secondary Energy¦Electricity¦Oil | 70
Downscaling[REMIND-MAgPIE 3.2-4.6 IntegratedPhysicalDamages (95th-high)] | Fragmented World | FRA | Secondary Energy¦Electricity¦Oil | EJ/yr | Secondary Energy¦Electricity¦Oil | elec_co2 |  | 2085 | 0 | Secondary Energy¦Electricity¦Oil | 70
Downscaling[REMIND-MAgPIE 3.2-4.6 IntegratedPhysicalDamages (95th-high)] | Fragmented World | FRA | Secondary Energy¦Electricity¦Oil | EJ/yr | Secondary Energy¦Electricity¦Oil | elec_co2 |  | 2090 | 0 | Secondary Energy¦Electricity¦Oil | 70
Downscaling[REMIND-MAgPIE 3.2-4.6 IntegratedPhysicalDamages (95th-high)] | Fragmented World | FRA | Secondary Energy¦Electricity¦Oil | EJ/yr | Secondary Energy¦Electricity¦Oil | elec_co2 |  | 2095 | 0 | Secondary Energy¦Electricity¦Oil | 70
Downscaling[REMIND-MAgPIE 3.2-4.6 IntegratedPhysicalDamages (95th-high)] | Fragmented World | FRA | Secondary Energy¦Electricity¦Oil | EJ/yr | Secondary Energy¦Electricity¦Oil | elec_co2 |  | 2100 | 0 | Secondary Energy¦Electricity¦Oil | 70
Downscaling[REMIND-MAgPIE 3.2-4.6 IntegratedPhysicalDamages (95th-high)] | Fragmented World | FRA | Price¦Primary Energy¦Biomass | US$2010/GJ | Price¦Primary Energy¦Biomass | fuel_supply | bioenergy | 2020 | 5.3799 | Price¦Primary Energy¦Biomass
Downscaling[REMIND-MAgPIE 3.2-4.6 IntegratedPhysicalDamages (95th-high)] | Fragmented World | FRA | Price¦Primary Energy¦Biomass | US$2010/GJ | Price¦Primary Energy¦Biomass | fuel_supply | bioenergy | 2025 | 5.8021 | Price¦Primary Energy¦Biomass
Downscaling[REMIND-MAgPIE 3.2-4.6 IntegratedPhysicalDamages (95th-high)] | Fragmented World | FRA | Price¦Primary Energy¦Biomass | US$2010/GJ | Price¦Primary Energy¦Biomass | fuel_supply | bioenergy | 2030 | 5.5002 | Price¦Primary Energy¦Biomass
Downscaling[REMIND-MAgPIE 3.2-4.6 IntegratedPhysicalDamages (95th-high)] | Fragmented World | FRA | Price¦Primary Energy¦Biomass | US$2010/GJ | Price¦Primary Energy¦Biomass | fuel_supply | bioenergy | 2035 | 5.0741 | Price¦Primary Energy¦Biomass
Downscaling[REMIND-MAgPIE 3.2-4.6 IntegratedPhysicalDamages (95th-high)] | Fragmented World | FRA | Price¦Primary Energy¦Biomass | US$2010/GJ | Price¦Primary Energy¦Biomass | fuel_supply | bioenergy | 2040 | 5.9513 | Price¦Primary Energy¦Biomass
Downscaling[REMIND-MAgPIE 3.2-4.6 IntegratedPhysicalDamages (95th-high)] | Fragmented World | FRA | Price¦Primary Energy¦Biomass | US$2010/GJ | Price¦Primary Energy¦Biomass | fuel_supply | bioenergy | 2045 | 7.4039 | Price¦Primary Energy¦Biomass
Downscaling[REMIND-MAgPIE 3.2-4.6 IntegratedPhysicalDamages (95th-high)] | Fragmented World | FRA | Price¦Primary Energy¦Biomass | US$2010/GJ | Price¦Primary Energy¦Biomass | fuel_supply | bioenergy | 2050 | 8.6756 | Price¦Primary Energy¦Biomass
Downscaling[REMIND-MAgPIE 3.2-4.6 IntegratedPhysicalDamages (95th-high)] | Fragmented World | FRA | Price¦Primary Energy¦Biomass | US$2010/GJ | Price¦Primary Energy¦Biomass | fuel_supply | bioenergy | 2055 | 10.2014 | Price¦Primary Energy¦Biomass
Downscaling[REMIND-MAgPIE 3.2-4.6 IntegratedPhysicalDamages (95th-high)] | Fragmented World | FRA | Price¦Primary Energy¦Biomass | US$2010/GJ | Price¦Primary Energy¦Biomass | fuel_supply | bioenergy | 2060 | 15.26 | Price¦Primary Energy¦Biomass
Downscaling[REMIND-MAgPIE 3.2-4.6 IntegratedPhysicalDamages (95th-high)] | Fragmented World | FRA | Price¦Primary Energy¦Biomass | US$2010/GJ | Price¦Primary Energy¦Biomass | fuel_supply | bioenergy | 2065 | 15.7812 | Price¦Primary Energy¦Biomass
Downscaling[REMIND-MAgPIE 3.2-4.6 IntegratedPhysicalDamages (95th-high)] | Fragmented World | FRA | Price¦Primary Energy¦Biomass | US$2010/GJ | Price¦Primary Energy¦Biomass | fuel_supply | bioenergy | 2070 | 16.3024 | Price¦Primary Energy¦Biomass
Downscaling[REMIND-MAgPIE 3.2-4.6 IntegratedPhysicalDamages (95th-high)] | Fragmented World | FRA | Price¦Primary Energy¦Biomass | US$2010/GJ | Price¦Primary Energy¦Biomass | fuel_supply | bioenergy | 2075 | 15.9731 | Price¦Primary Energy¦Biomass
Downscaling[REMIND-MAgPIE 3.2-4.6 IntegratedPhysicalDamages (95th-high)] | Fragmented World | FRA | Price¦Primary Energy¦Biomass | US$2010/GJ | Price¦Primary Energy¦Biomass | fuel_supply | bioenergy | 2080 | 15.6437 | Price¦Primary Energy¦Biomass
Downscaling[REMIND-MAgPIE 3.2-4.6 IntegratedPhysicalDamages (95th-high)] | Fragmented World | FRA | Price¦Primary Energy¦Biomass | US$2010/GJ | Price¦Primary Energy¦Biomass | fuel_supply | bioenergy | 2085 | 15.799 | Price¦Primary Energy¦Biomass
Downscaling[REMIND-MAgPIE 3.2-4.6 IntegratedPhysicalDamages (95th-high)] | Fragmented World | FRA | Price¦Primary Energy¦Biomass | US$2010/GJ | Price¦Primary Energy¦Biomass | fuel_supply | bioenergy | 2090 | 15.9543 | Price¦Primary Energy¦Biomass
Downscaling[REMIND-MAgPIE 3.2-4.6 IntegratedPhysicalDamages (95th-high)] | Fragmented World | FRA | Price¦Primary Energy¦Biomass | US$2010/GJ | Price¦Primary Energy¦Biomass | fuel_supply | bioenergy | 2095 | 16.403 | Price¦Primary Energy¦Biomass
Downscaling[REMIND-MAgPIE 3.2-4.6 IntegratedPhysicalDamages (95th-high)] | Fragmented World | FRA | Price¦Primary Energy¦Biomass | US$2010/GJ | Price¦Primary Energy¦Biomass | fuel_supply | bioenergy | 2100 | 16.8517 | Price¦Primary Energy¦Biomass
Downscaling[REMIND-MAgPIE 3.2-4.6 IntegratedPhysicalDamages (95th-high)] | Fragmented World | FRA | Price¦Primary Energy¦Coal | US$2010/GJ | Price¦Primary Energy¦Coal | fuel_supply | coal | 2020 | 2.0344 | Price¦Primary Energy¦Coal
Downscaling[REMIND-MAgPIE 3.2-4.6 IntegratedPhysicalDamages (95th-high)] | Fragmented World | FRA | Price¦Primary Energy¦Coal | US$2010/GJ | Price¦Primary Energy¦Coal | fuel_supply | coal | 2025 | 2.2259 | Price¦Primary Energy¦Coal
Downscaling[REMIND-MAgPIE 3.2-4.6 IntegratedPhysicalDamages (95th-high)] | Fragmented World | FRA | Price¦Primary Energy¦Coal | US$2010/GJ | Price¦Primary Energy¦Coal | fuel_supply | coal | 2030 | 2.2654 | Price¦Primary Energy¦Coal
Downscaling[REMIND-MAgPIE 3.2-4.6 IntegratedPhysicalDamages (95th-high)] | Fragmented World | FRA | Price¦Primary Energy¦Coal | US$2010/GJ | Price¦Primary Energy¦Coal | fuel_supply | coal | 2035 | 2.2434 | Price¦Primary Energy¦Coal
Downscaling[REMIND-MAgPIE 3.2-4.6 IntegratedPhysicalDamages (95th-high)] | Fragmented World | FRA | Price¦Primary Energy¦Coal | US$2010/GJ | Price¦Primary Energy¦Coal | fuel_supply | coal | 2040 | 1.7398 | Price¦Primary Energy¦Coal
Downscaling[REMIND-MAgPIE 3.2-4.6 IntegratedPhysicalDamages (95th-high)] | Fragmented World | FRA | Price¦Primary Energy¦Coal | US$2010/GJ | Price¦Primary Energy¦Coal | fuel_supply | coal | 2045 | 1.3472 | Price¦Primary Energy¦Coal
Downscaling[REMIND-MAgPIE 3.2-4.6 IntegratedPhysicalDamages (95th-high)] | Fragmented World | FRA | Price¦Primary Energy¦Coal | US$2010/GJ | Price¦Primary Energy¦Coal | fuel_supply | coal | 2050 | 1.5424 | Price¦Primary Energy¦Coal
Downscaling[REMIND-MAgPIE 3.2-4.6 IntegratedPhysicalDamages (95th-high)] | Fragmented World | FRA | Price¦Primary Energy¦Coal | US$2010/GJ | Price¦Primary Energy¦Coal | fuel_supply | coal | 2055 | 1.3236 | Price¦Primary Energy¦Coal
Downscaling[REMIND-MAgPIE 3.2-4.6 IntegratedPhysicalDamages (95th-high)] | Fragmented World | FRA | Price¦Primary Energy¦Coal | US$2010/GJ | Price¦Primary Energy¦Coal | fuel_supply | coal | 2060 | 2.1886 | Price¦Primary Energy¦Coal
Downscaling[REMIND-MAgPIE 3.2-4.6 IntegratedPhysicalDamages (95th-high)] | Fragmented World | FRA | Price¦Primary Energy¦Coal | US$2010/GJ | Price¦Primary Energy¦Coal | fuel_supply | coal | 2065 | 2.1112 | Price¦Primary Energy¦Coal
Downscaling[REMIND-MAgPIE 3.2-4.6 IntegratedPhysicalDamages (95th-high)] | Fragmented World | FRA | Price¦Primary Energy¦Coal | US$2010/GJ | Price¦Primary Energy¦Coal | fuel_supply | coal | 2070 | 2.0338 | Price¦Primary Energy¦Coal
Downscaling[REMIND-MAgPIE 3.2-4.6 IntegratedPhysicalDamages (95th-high)] | Fragmented World | FRA | Price¦Primary Energy¦Coal | US$2010/GJ | Price¦Primary Energy¦Coal | fuel_supply | coal | 2075 | 2.0186 | Price¦Primary Energy¦Coal
Downscaling[REMIND-MAgPIE 3.2-4.6 IntegratedPhysicalDamages (95th-high)] | Fragmented World | FRA | Price¦Primary Energy¦Coal | US$2010/GJ | Price¦Primary Energy¦Coal | fuel_supply | coal | 2080 | 2.0034 | Price¦Primary Energy¦Coal
Downscaling[REMIND-MAgPIE 3.2-4.6 IntegratedPhysicalDamages (95th-high)] | Fragmented World | FRA | Price¦Primary Energy¦Coal | US$2010/GJ | Price¦Primary Energy¦Coal | fuel_supply | coal | 2085 | 1.9979 | Price¦Primary Energy¦Coal
Downscaling[REMIND-MAgPIE 3.2-4.6 IntegratedPhysicalDamages (95th-high)] | Fragmented World | FRA | Price¦Primary Energy¦Coal | US$2010/GJ | Price¦Primary Energy¦Coal | fuel_supply | coal | 2090 | 1.9924 | Price¦Primary Energy¦Coal
Downscaling[REMIND-MAgPIE 3.2-4.6 IntegratedPhysicalDamages (95th-high)] | Fragmented World | FRA | Price¦Primary Energy¦Coal | US$2010/GJ | Price¦Primary Energy¦Coal | fuel_supply | coal | 2095 | 1.8924 | Price¦Primary Energy¦Coal
Downscaling[REMIND-MAgPIE 3.2-4.6 IntegratedPhysicalDamages (95th-high)] | Fragmented World | FRA | Price¦Primary Energy¦Coal | US$2010/GJ | Price¦Primary Energy¦Coal | fuel_supply | coal | 2100 | 1.7923 | Price¦Primary Energy¦Coal
Downscaling[REMIND-MAgPIE 3.2-4.6 IntegratedPhysicalDamages (95th-high)] | Fragmented World | FRA | Price¦Primary Energy¦Gas | US$2010/GJ | Price¦Primary Energy¦Gas | fuel_supply | gas | 2020 | 3.9711 | Price¦Primary Energy¦Gas
Downscaling[REMIND-MAgPIE 3.2-4.6 IntegratedPhysicalDamages (95th-high)] | Fragmented World | FRA | Price¦Primary Energy¦Gas | US$2010/GJ | Price¦Primary Energy¦Gas | fuel_supply | gas | 2025 | 4.6721 | Price¦Primary Energy¦Gas
Downscaling[REMIND-MAgPIE 3.2-4.6 IntegratedPhysicalDamages (95th-high)] | Fragmented World | FRA | Price¦Primary Energy¦Gas | US$2010/GJ | Price¦Primary Energy¦Gas | fuel_supply | gas | 2030 | 4.6044 | Price¦Primary Energy¦Gas
Downscaling[REMIND-MAgPIE 3.2-4.6 IntegratedPhysicalDamages (95th-high)] | Fragmented World | FRA | Price¦Primary Energy¦Gas | US$2010/GJ | Price¦Primary Energy¦Gas | fuel_supply | gas | 2035 | 5.472 | Price¦Primary Energy¦Gas
Downscaling[REMIND-MAgPIE 3.2-4.6 IntegratedPhysicalDamages (95th-high)] | Fragmented World | FRA | Price¦Primary Energy¦Gas | US$2010/GJ | Price¦Primary Energy¦Gas | fuel_supply | gas | 2040 | 4.6464 | Price¦Primary Energy¦Gas
Downscaling[REMIND-MAgPIE 3.2-4.6 IntegratedPhysicalDamages (95th-high)] | Fragmented World | FRA | Price¦Primary Energy¦Gas | US$2010/GJ | Price¦Primary Energy¦Gas | fuel_supply | gas | 2045 | 5.1418 | Price¦Primary Energy¦Gas
Downscaling[REMIND-MAgPIE 3.2-4.6 IntegratedPhysicalDamages (95th-high)] | Fragmented World | FRA | Price¦Primary Energy¦Gas | US$2010/GJ | Price¦Primary Energy¦Gas | fuel_supply | gas | 2050 | 4.7787 | Price¦Primary Energy¦Gas
Downscaling[REMIND-MAgPIE 3.2-4.6 IntegratedPhysicalDamages (95th-high)] | Fragmented World | FRA | Price¦Primary Energy¦Gas | US$2010/GJ | Price¦Primary Energy¦Gas | fuel_supply | gas | 2055 | 4.5091 | Price¦Primary Energy¦Gas
Downscaling[REMIND-MAgPIE 3.2-4.6 IntegratedPhysicalDamages (95th-high)] | Fragmented World | FRA | Price¦Primary Energy¦Gas | US$2010/GJ | Price¦Primary Energy¦Gas | fuel_supply | gas | 2060 | 5.7985 | Price¦Primary Energy¦Gas
Downscaling[REMIND-MAgPIE 3.2-4.6 IntegratedPhysicalDamages (95th-high)] | Fragmented World | FRA | Price¦Primary Energy¦Gas | US$2010/GJ | Price¦Primary Energy¦Gas | fuel_supply | gas | 2065 | 5.4838 | Price¦Primary Energy¦Gas
Downscaling[REMIND-MAgPIE 3.2-4.6 IntegratedPhysicalDamages (95th-high)] | Fragmented World | FRA | Price¦Primary Energy¦Gas | US$2010/GJ | Price¦Primary Energy¦Gas | fuel_supply | gas | 2070 | 5.1692 | Price¦Primary Energy¦Gas
Downscaling[REMIND-MAgPIE 3.2-4.6 IntegratedPhysicalDamages (95th-high)] | Fragmented World | FRA | Price¦Primary Energy¦Gas | US$2010/GJ | Price¦Primary Energy¦Gas | fuel_supply | gas | 2075 | 5.0816 | Price¦Primary Energy¦Gas
Downscaling[REMIND-MAgPIE 3.2-4.6 IntegratedPhysicalDamages (95th-high)] | Fragmented World | FRA | Price¦Primary Energy¦Gas | US$2010/GJ | Price¦Primary Energy¦Gas | fuel_supply | gas | 2080 | 4.9941 | Price¦Primary Energy¦Gas
Downscaling[REMIND-MAgPIE 3.2-4.6 IntegratedPhysicalDamages (95th-high)] | Fragmented World | FRA | Price¦Primary Energy¦Gas | US$2010/GJ | Price¦Primary Energy¦Gas | fuel_supply | gas | 2085 | 4.965 | Price¦Primary Energy¦Gas
Downscaling[REMIND-MAgPIE 3.2-4.6 IntegratedPhysicalDamages (95th-high)] | Fragmented World | FRA | Price¦Primary Energy¦Gas | US$2010/GJ | Price¦Primary Energy¦Gas | fuel_supply | gas | 2090 | 4.9359 | Price¦Primary Energy¦Gas
Downscaling[REMIND-MAgPIE 3.2-4.6 IntegratedPhysicalDamages (95th-high)] | Fragmented World | FRA | Price¦Primary Energy¦Gas | US$2010/GJ | Price¦Primary Energy¦Gas | fuel_supply | gas | 2095 | 4.9655 | Price¦Primary Energy¦Gas
Downscaling[REMIND-MAgPIE 3.2-4.6 IntegratedPhysicalDamages (95th-high)] | Fragmented World | FRA | Price¦Primary Energy¦Gas | US$2010/GJ | Price¦Primary Energy¦Gas | fuel_supply | gas | 2100 | 4.9952 | Price¦Primary Energy¦Gas
Downscaling[REMIND-MAgPIE 3.2-4.6 IntegratedPhysicalDamages (95th-high)] | Fragmented World | FRA | Price¦Secondary Energy¦Liquids¦Oil | US$2010/GJ | Price¦Secondary Energy¦Liquids¦Oil | fuel_supply | oil | 2020 | 82.2847 | Price¦Secondary Energy¦Liquids¦Oil
Downscaling[REMIND-MAgPIE 3.2-4.6 IntegratedPhysicalDamages (95th-high)] | Fragmented World | FRA | Price¦Secondary Energy¦Liquids¦Oil | US$2010/GJ | Price¦Secondary Energy¦Liquids¦Oil | fuel_supply | oil | 2025 | 95.2844 | Price¦Secondary Energy¦Liquids¦Oil
Downscaling[REMIND-MAgPIE 3.2-4.6 IntegratedPhysicalDamages (95th-high)] | Fragmented World | FRA | Price¦Secondary Energy¦Liquids¦Oil | US$2010/GJ | Price¦Secondary Energy¦Liquids¦Oil | fuel_supply | oil | 2030 | 85.6625 | Price¦Secondary Energy¦Liquids¦Oil
Downscaling[REMIND-MAgPIE 3.2-4.6 IntegratedPhysicalDamages (95th-high)] | Fragmented World | FRA | Price¦Secondary Energy¦Liquids¦Oil | US$2010/GJ | Price¦Secondary Energy¦Liquids¦Oil | fuel_supply | oil | 2035 | 68.8948 | Price¦Secondary Energy¦Liquids¦Oil
Downscaling[REMIND-MAgPIE 3.2-4.6 IntegratedPhysicalDamages (95th-high)] | Fragmented World | FRA | Price¦Secondary Energy¦Liquids¦Oil | US$2010/GJ | Price¦Secondary Energy¦Liquids¦Oil | fuel_supply | oil | 2040 | 96.416 | Price¦Secondary Energy¦Liquids¦Oil
Downscaling[REMIND-MAgPIE 3.2-4.6 IntegratedPhysicalDamages (95th-high)] | Fragmented World | FRA | Price¦Secondary Energy¦Liquids¦Oil | US$2010/GJ | Price¦Secondary Energy¦Liquids¦Oil | fuel_supply | oil | 2045 | 123.4798 | Price¦Secondary Energy¦Liquids¦Oil
Downscaling[REMIND-MAgPIE 3.2-4.6 IntegratedPhysicalDamages (95th-high)] | Fragmented World | FRA | Price¦Secondary Energy¦Liquids¦Oil | US$2010/GJ | Price¦Secondary Energy¦Liquids¦Oil | fuel_supply | oil | 2050 | 124.7176 | Price¦Secondary Energy¦Liquids¦Oil
Downscaling[REMIND-MAgPIE 3.2-4.6 IntegratedPhysicalDamages (95th-high)] | Fragmented World | FRA | Price¦Secondary Energy¦Liquids¦Oil | US$2010/GJ | Price¦Secondary Energy¦Liquids¦Oil | fuel_supply | oil | 2055 | 134.2848 | Price¦Secondary Energy¦Liquids¦Oil
Downscaling[REMIND-MAgPIE 3.2-4.6 IntegratedPhysicalDamages (95th-high)] | Fragmented World | FRA | Price¦Secondary Energy¦Liquids¦Oil | US$2010/GJ | Price¦Secondary Energy¦Liquids¦Oil | fuel_supply | oil | 2060 | 214.5321 | Price¦Secondary Energy¦Liquids¦Oil
Downscaling[REMIND-MAgPIE 3.2-4.6 IntegratedPhysicalDamages (95th-high)] | Fragmented World | FRA | Price¦Secondary Energy¦Liquids¦Oil | US$2010/GJ | Price¦Secondary Energy¦Liquids¦Oil | fuel_supply | oil | 2065 | 270.0529 | Price¦Secondary Energy¦Liquids¦Oil
Downscaling[REMIND-MAgPIE 3.2-4.6 IntegratedPhysicalDamages (95th-high)] | Fragmented World | FRA | Price¦Secondary Energy¦Liquids¦Oil | US$2010/GJ | Price¦Secondary Energy¦Liquids¦Oil | fuel_supply | oil | 2070 | 325.5737 | Price¦Secondary Energy¦Liquids¦Oil
Downscaling[REMIND-MAgPIE 3.2-4.6 IntegratedPhysicalDamages (95th-high)] | Fragmented World | FRA | Price¦Secondary Energy¦Liquids¦Oil | US$2010/GJ | Price¦Secondary Energy¦Liquids¦Oil | fuel_supply | oil | 2075 | 337.0645 | Price¦Secondary Energy¦Liquids¦Oil
Downscaling[REMIND-MAgPIE 3.2-4.6 IntegratedPhysicalDamages (95th-high)] | Fragmented World | FRA | Price¦Secondary Energy¦Liquids¦Oil | US$2010/GJ | Price¦Secondary Energy¦Liquids¦Oil | fuel_supply | oil | 2080 | 348.5554 | Price¦Secondary Energy¦Liquids¦Oil
Downscaling[REMIND-MAgPIE 3.2-4.6 IntegratedPhysicalDamages (95th-high)] | Fragmented World | FRA | Price¦Secondary Energy¦Liquids¦Oil | US$2010/GJ | Price¦Secondary Energy¦Liquids¦Oil | fuel_supply | oil | 2085 | 347.4101 | Price¦Secondary Energy¦Liquids¦Oil
Downscaling[REMIND-MAgPIE 3.2-4.6 IntegratedPhysicalDamages (95th-high)] | Fragmented World | FRA | Price¦Secondary Energy¦Liquids¦Oil | US$2010/GJ | Price¦Secondary Energy¦Liquids¦Oil | fuel_supply | oil | 2090 | 346.2648 | Price¦Secondary Energy¦Liquids¦Oil
Downscaling[REMIND-MAgPIE 3.2-4.6 IntegratedPhysicalDamages (95th-high)] | Fragmented World | FRA | Price¦Secondary Energy¦Liquids¦Oil | US$2010/GJ | Price¦Secondary Energy¦Liquids¦Oil | fuel_supply | oil | 2095 | 355.1041 | Price¦Secondary Energy¦Liquids¦Oil
Downscaling[REMIND-MAgPIE 3.2-4.6 IntegratedPhysicalDamages (95th-high)] | Fragmented World | FRA | Price¦Secondary Energy¦Liquids¦Oil | US$2010/GJ | Price¦Secondary Energy¦Liquids¦Oil | fuel_supply | oil | 2100 | 363.9433 | Price¦Secondary Energy¦Liquids¦Oil
Downscaling[REMIND-MAgPIE 3.2-4.6 IntegratedPhysicalDamages (95th-high)] | Fragmented World | FRA | Emissions¦CO2 | Mt CO2/yr | Emissions¦CO2 | scenarios - CO2 abatement | CO2 | 2020 | 244.7031 | Emissions¦CO2
Downscaling[REMIND-MAgPIE 3.2-4.6 IntegratedPhysicalDamages (95th-high)] | Fragmented World | FRA | Emissions¦CO2 | Mt CO2/yr | Emissions¦CO2 | scenarios - CO2 abatement | CO2 | 2025 | 244.92 | Emissions¦CO2
Downscaling[REMIND-MAgPIE 3.2-4.6 IntegratedPhysicalDamages (95th-high)] | Fragmented World | FRA | Emissions¦CO2 | Mt CO2/yr | Emissions¦CO2 | scenarios - CO2 abatement | CO2 | 2030 | 217.9192 | Emissions¦CO2
Downscaling[REMIND-MAgPIE 3.2-4.6 IntegratedPhysicalDamages (95th-high)] | Fragmented World | FRA | Emissions¦CO2 | Mt CO2/yr | Emissions¦CO2 | scenarios - CO2 abatement | CO2 | 2035 | 150.9642 | Emissions¦CO2
Downscaling[REMIND-MAgPIE 3.2-4.6 IntegratedPhysicalDamages (95th-high)] | Fragmented World | FRA | Emissions¦CO2 | Mt CO2/yr | Emissions¦CO2 | scenarios - CO2 abatement | CO2 | 2040 | 31.6286 | Emissions¦CO2
Downscaling[REMIND-MAgPIE 3.2-4.6 IntegratedPhysicalDamages (95th-high)] | Fragmented World | FRA | Emissions¦CO2 | Mt CO2/yr | Emissions¦CO2 | scenarios - CO2 abatement | CO2 | 2045 | -9.6372 | Emissions¦CO2
Downscaling[REMIND-MAgPIE 3.2-4.6 IntegratedPhysicalDamages (95th-high)] | Fragmented World | FRA | Emissions¦CO2 | Mt CO2/yr | Emissions¦CO2 | scenarios - CO2 abatement | CO2 | 2050 | -31.7552 | Emissions¦CO2
Downscaling[REMIND-MAgPIE 3.2-4.6 IntegratedPhysicalDamages (95th-high)] | Fragmented World | FRA | Emissions¦CO2 | Mt CO2/yr | Emissions¦CO2 | scenarios - CO2 abatement | CO2 | 2055 | -38.4278 | Emissions¦CO2
Downscaling[REMIND-MAgPIE 3.2-4.6 IntegratedPhysicalDamages (95th-high)] | Fragmented World | FRA | Emissions¦CO2 | Mt CO2/yr | Emissions¦CO2 | scenarios - CO2 abatement | CO2 | 2060 | -43.5327 | Emissions¦CO2
Downscaling[REMIND-MAgPIE 3.2-4.6 IntegratedPhysicalDamages (95th-high)] | Fragmented World | FRA | Emissions¦CO2 | Mt CO2/yr | Emissions¦CO2 | scenarios - CO2 abatement | CO2 | 2065 | -46.095 | Emissions¦CO2
Downscaling[REMIND-MAgPIE 3.2-4.6 IntegratedPhysicalDamages (95th-high)] | Fragmented World | FRA | Emissions¦CO2 | Mt CO2/yr | Emissions¦CO2 | scenarios - CO2 abatement | CO2 | 2070 | -48.6284 | Emissions¦CO2
Downscaling[REMIND-MAgPIE 3.2-4.6 IntegratedPhysicalDamages (95th-high)] | Fragmented World | FRA | Emissions¦CO2 | Mt CO2/yr | Emissions¦CO2 | scenarios - CO2 abatement | CO2 | 2075 | -53.4477 | Emissions¦CO2
Downscaling[REMIND-MAgPIE 3.2-4.6 IntegratedPhysicalDamages (95th-high)] | Fragmented World | FRA | Emissions¦CO2 | Mt CO2/yr | Emissions¦CO2 | scenarios - CO2 abatement | CO2 | 2080 | -58.0085 | Emissions¦CO2
Downscaling[REMIND-MAgPIE 3.2-4.6 IntegratedPhysicalDamages (95th-high)] | Fragmented World | FRA | Emissions¦CO2 | Mt CO2/yr | Emissions¦CO2 | scenarios - CO2 abatement | CO2 | 2085 | -59.4295 | Emissions¦CO2
Downscaling[REMIND-MAgPIE 3.2-4.6 IntegratedPhysicalDamages (95th-high)] | Fragmented World | FRA | Emissions¦CO2 | Mt CO2/yr | Emissions¦CO2 | scenarios - CO2 abatement | CO2 | 2090 | -60.9625 | Emissions¦CO2
Downscaling[REMIND-MAgPIE 3.2-4.6 IntegratedPhysicalDamages (95th-high)] | Fragmented World | FRA | Emissions¦CO2 | Mt CO2/yr | Emissions¦CO2 | scenarios - CO2 abatement | CO2 | 2095 | -56.5188 | Emissions¦CO2
Downscaling[REMIND-MAgPIE 3.2-4.6 IntegratedPhysicalDamages (95th-high)] | Fragmented World | FRA | Emissions¦CO2 | Mt CO2/yr | Emissions¦CO2 | scenarios - CO2 abatement | CO2 | 2100 | -52.226 | Emissions¦CO2
Downscaling[REMIND-MAgPIE 3.2-4.6 IntegratedPhysicalDamages (95th-high)] | Fragmented World | FRA | Emissions¦CO2¦Energy | Mt CO2/yr | Emissions¦CO2¦Energy | scenarios - CO2 abatement | CO2 | 2020 | 303.6801 | Emissions¦CO2¦Energy
Downscaling[REMIND-MAgPIE 3.2-4.6 IntegratedPhysicalDamages (95th-high)] | Fragmented World | FRA | Emissions¦CO2¦Energy | Mt CO2/yr | Emissions¦CO2¦Energy | scenarios - CO2 abatement | CO2 | 2025 | 276.454 | Emissions¦CO2¦Energy
Downscaling[REMIND-MAgPIE 3.2-4.6 IntegratedPhysicalDamages (95th-high)] | Fragmented World | FRA | Emissions¦CO2¦Energy | Mt CO2/yr | Emissions¦CO2¦Energy | scenarios - CO2 abatement | CO2 | 2030 | 254.5093 | Emissions¦CO2¦Energy
Downscaling[REMIND-MAgPIE 3.2-4.6 IntegratedPhysicalDamages (95th-high)] | Fragmented World | FRA | Emissions¦CO2¦Energy | Mt CO2/yr | Emissions¦CO2¦Energy | scenarios - CO2 abatement | CO2 | 2035 | 198.9347 | Emissions¦CO2¦Energy
Downscaling[REMIND-MAgPIE 3.2-4.6 IntegratedPhysicalDamages (95th-high)] | Fragmented World | FRA | Emissions¦CO2¦Energy | Mt CO2/yr | Emissions¦CO2¦Energy | scenarios - CO2 abatement | CO2 | 2040 | 85.7366 | Emissions¦CO2¦Energy
Downscaling[REMIND-MAgPIE 3.2-4.6 IntegratedPhysicalDamages (95th-high)] | Fragmented World | FRA | Emissions¦CO2¦Energy | Mt CO2/yr | Emissions¦CO2¦Energy | scenarios - CO2 abatement | CO2 | 2045 | 49.5212 | Emissions¦CO2¦Energy
Downscaling[REMIND-MAgPIE 3.2-4.6 IntegratedPhysicalDamages (95th-high)] | Fragmented World | FRA | Emissions¦CO2¦Energy | Mt CO2/yr | Emissions¦CO2¦Energy | scenarios - CO2 abatement | CO2 | 2050 | 30.2997 | Emissions¦CO2¦Energy
Downscaling[REMIND-MAgPIE 3.2-4.6 IntegratedPhysicalDamages (95th-high)] | Fragmented World | FRA | Emissions¦CO2¦Energy | Mt CO2/yr | Emissions¦CO2¦Energy | scenarios - CO2 abatement | CO2 | 2055 | 20.5074 | Emissions¦CO2¦Energy
Downscaling[REMIND-MAgPIE 3.2-4.6 IntegratedPhysicalDamages (95th-high)] | Fragmented World | FRA | Emissions¦CO2¦Energy | Mt CO2/yr | Emissions¦CO2¦Energy | scenarios - CO2 abatement | CO2 | 2060 | 10.875 | Emissions¦CO2¦Energy
Downscaling[REMIND-MAgPIE 3.2-4.6 IntegratedPhysicalDamages (95th-high)] | Fragmented World | FRA | Emissions¦CO2¦Energy | Mt CO2/yr | Emissions¦CO2¦Energy | scenarios - CO2 abatement | CO2 | 2065 | 5.5307 | Emissions¦CO2¦Energy
Downscaling[REMIND-MAgPIE 3.2-4.6 IntegratedPhysicalDamages (95th-high)] | Fragmented World | FRA | Emissions¦CO2¦Energy | Mt CO2/yr | Emissions¦CO2¦Energy | scenarios - CO2 abatement | CO2 | 2070 | 0.1737 | Emissions¦CO2¦Energy
Downscaling[REMIND-MAgPIE 3.2-4.6 IntegratedPhysicalDamages (95th-high)] | Fragmented World | FRA | Emissions¦CO2¦Energy | Mt CO2/yr | Emissions¦CO2¦Energy | scenarios - CO2 abatement | CO2 | 2075 | -3.6228 | Emissions¦CO2¦Energy
Downscaling[REMIND-MAgPIE 3.2-4.6 IntegratedPhysicalDamages (95th-high)] | Fragmented World | FRA | Emissions¦CO2¦Energy | Mt CO2/yr | Emissions¦CO2¦Energy | scenarios - CO2 abatement | CO2 | 2080 | -7.1729 | Emissions¦CO2¦Energy
Downscaling[REMIND-MAgPIE 3.2-4.6 IntegratedPhysicalDamages (95th-high)] | Fragmented World | FRA | Emissions¦CO2¦Energy | Mt CO2/yr | Emissions¦CO2¦Energy | scenarios - CO2 abatement | CO2 | 2085 | -9.5688 | Emissions¦CO2¦Energy
Downscaling[REMIND-MAgPIE 3.2-4.6 IntegratedPhysicalDamages (95th-high)] | Fragmented World | FRA | Emissions¦CO2¦Energy | Mt CO2/yr | Emissions¦CO2¦Energy | scenarios - CO2 abatement | CO2 | 2090 | -12.052 | Emissions¦CO2¦Energy
Downscaling[REMIND-MAgPIE 3.2-4.6 IntegratedPhysicalDamages (95th-high)] | Fragmented World | FRA | Emissions¦CO2¦Energy | Mt CO2/yr | Emissions¦CO2¦Energy | scenarios - CO2 abatement | CO2 | 2095 | -14.4912 | Emissions¦CO2¦Energy
Downscaling[REMIND-MAgPIE 3.2-4.6 IntegratedPhysicalDamages (95th-high)] | Fragmented World | FRA | Emissions¦CO2¦Energy | Mt CO2/yr | Emissions¦CO2¦Energy | scenarios - CO2 abatement | CO2 | 2100 | -17.0793 | Emissions¦CO2¦Energy
Downscaling[REMIND-MAgPIE 3.2-4.6 IntegratedPhysicalDamages (95th-high)] | Low demand | FRA | Carbon Sequestration¦CCS | Mt CO2/yr | Carbon Sequestration¦CCS | CCS potential |  | 2020 | 0 | Carbon Sequestration¦CCS
Downscaling[REMIND-MAgPIE 3.2-4.6 IntegratedPhysicalDamages (95th-high)] | Low demand | FRA | Carbon Sequestration¦CCS | Mt CO2/yr | Carbon Sequestration¦CCS | CCS potential |  | 2025 | 0.4273 | Carbon Sequestration¦CCS
Downscaling[REMIND-MAgPIE 3.2-4.6 IntegratedPhysicalDamages (95th-high)] | Low demand | FRA | Carbon Sequestration¦CCS | Mt CO2/yr | Carbon Sequestration¦CCS | CCS potential |  | 2030 | 7.232 | Carbon Sequestration¦CCS
Downscaling[REMIND-MAgPIE 3.2-4.6 IntegratedPhysicalDamages (95th-high)] | Low demand | FRA | Carbon Sequestration¦CCS | Mt CO2/yr | Carbon Sequestration¦CCS | CCS potential |  | 2035 | 16.9553 | Carbon Sequestration¦CCS
Downscaling[REMIND-MAgPIE 3.2-4.6 IntegratedPhysicalDamages (95th-high)] | Low demand | FRA | Carbon Sequestration¦CCS | Mt CO2/yr | Carbon Sequestration¦CCS | CCS potential |  | 2040 | 27.908 | Carbon Sequestration¦CCS
Downscaling[REMIND-MAgPIE 3.2-4.6 IntegratedPhysicalDamages (95th-high)] | Low demand | FRA | Carbon Sequestration¦CCS | Mt CO2/yr | Carbon Sequestration¦CCS | CCS potential |  | 2045 | 36.941 | Carbon Sequestration¦CCS
Downscaling[REMIND-MAgPIE 3.2-4.6 IntegratedPhysicalDamages (95th-high)] | Low demand | FRA | Carbon Sequestration¦CCS | Mt CO2/yr | Carbon Sequestration¦CCS | CCS potential |  | 2050 | 42.6796 | Carbon Sequestration¦CCS
Downscaling[REMIND-MAgPIE 3.2-4.6 IntegratedPhysicalDamages (95th-high)] | Low demand | FRA | Carbon Sequestration¦CCS | Mt CO2/yr | Carbon Sequestration¦CCS | CCS potential |  | 2055 | 47.2457 | Carbon Sequestration¦CCS
Downscaling[REMIND-MAgPIE 3.2-4.6 IntegratedPhysicalDamages (95th-high)] | Low demand | FRA | Carbon Sequestration¦CCS | Mt CO2/yr | Carbon Sequestration¦CCS | CCS potential |  | 2060 | 50.8839 | Carbon Sequestration¦CCS
Downscaling[REMIND-MAgPIE 3.2-4.6 IntegratedPhysicalDamages (95th-high)] | Low demand | FRA | Carbon Sequestration¦CCS | Mt CO2/yr | Carbon Sequestration¦CCS | CCS potential |  | 2065 | 52.4439 | Carbon Sequestration¦CCS
Downscaling[REMIND-MAgPIE 3.2-4.6 IntegratedPhysicalDamages (95th-high)] | Low demand | FRA | Carbon Sequestration¦CCS | Mt CO2/yr | Carbon Sequestration¦CCS | CCS potential |  | 2070 | 53.9259 | Carbon Sequestration¦CCS
Downscaling[REMIND-MAgPIE 3.2-4.6 IntegratedPhysicalDamages (95th-high)] | Low demand | FRA | Carbon Sequestration¦CCS | Mt CO2/yr | Carbon Sequestration¦CCS | CCS potential |  | 2075 | 56.1323 | Carbon Sequestration¦CCS
Downscaling[REMIND-MAgPIE 3.2-4.6 IntegratedPhysicalDamages (95th-high)] | Low demand | FRA | Carbon Sequestration¦CCS | Mt CO2/yr | Carbon Sequestration¦CCS | CCS potential |  | 2080 | 58.264 | Carbon Sequestration¦CCS
Downscaling[REMIND-MAgPIE 3.2-4.6 IntegratedPhysicalDamages (95th-high)] | Low demand | FRA | Carbon Sequestration¦CCS | Mt CO2/yr | Carbon Sequestration¦CCS | CCS potential |  | 2085 | 60.2467 | Carbon Sequestration¦CCS
Downscaling[REMIND-MAgPIE 3.2-4.6 IntegratedPhysicalDamages (95th-high)] | Low demand | FRA | Carbon Sequestration¦CCS | Mt CO2/yr | Carbon Sequestration¦CCS | CCS potential |  | 2090 | 61.9448 | Carbon Sequestration¦CCS
Downscaling[REMIND-MAgPIE 3.2-4.6 IntegratedPhysicalDamages (95th-high)] | Low demand | FRA | Carbon Sequestration¦CCS | Mt CO2/yr | Carbon Sequestration¦CCS | CCS potential |  | 2095 | 61.0716 | Carbon Sequestration¦CCS
Downscaling[REMIND-MAgPIE 3.2-4.6 IntegratedPhysicalDamages (95th-high)] | Low demand | FRA | Carbon Sequestration¦CCS | Mt CO2/yr | Carbon Sequestration¦CCS | CCS potential |  | 2100 | 59.9853 | Carbon Sequestration¦CCS
Downscaling[REMIND-MAgPIE 3.2-4.6 IntegratedPhysicalDamages (95th-high)] | Low demand | FRA | Final Energy¦Industry¦Electricity | EJ/yr | Final Energy¦Industry¦Electricity | demand_projection | elc_industry | 2020 | 0.452 | Final Energy¦Industry¦Electricity
Downscaling[REMIND-MAgPIE 3.2-4.6 IntegratedPhysicalDamages (95th-high)] | Low demand | FRA | Final Energy¦Industry¦Electricity | EJ/yr | Final Energy¦Industry¦Electricity | demand_projection | elc_industry | 2025 | 0.3829 | Final Energy¦Industry¦Electricity
Downscaling[REMIND-MAgPIE 3.2-4.6 IntegratedPhysicalDamages (95th-high)] | Low demand | FRA | Final Energy¦Industry¦Electricity | EJ/yr | Final Energy¦Industry¦Electricity | demand_projection | elc_industry | 2030 | 0.3196 | Final Energy¦Industry¦Electricity
Downscaling[REMIND-MAgPIE 3.2-4.6 IntegratedPhysicalDamages (95th-high)] | Low demand | FRA | Final Energy¦Industry¦Electricity | EJ/yr | Final Energy¦Industry¦Electricity | demand_projection | elc_industry | 2035 | 0.31 | Final Energy¦Industry¦Electricity
Downscaling[REMIND-MAgPIE 3.2-4.6 IntegratedPhysicalDamages (95th-high)] | Low demand | FRA | Final Energy¦Industry¦Electricity | EJ/yr | Final Energy¦Industry¦Electricity | demand_projection | elc_industry | 2040 | 0.2927 | Final Energy¦Industry¦Electricity
Downscaling[REMIND-MAgPIE 3.2-4.6 IntegratedPhysicalDamages (95th-high)] | Low demand | FRA | Final Energy¦Industry¦Electricity | EJ/yr | Final Energy¦Industry¦Electricity | demand_projection | elc_industry | 2045 | 0.2685 | Final Energy¦Industry¦Electricity
Downscaling[REMIND-MAgPIE 3.2-4.6 IntegratedPhysicalDamages (95th-high)] | Low demand | FRA | Final Energy¦Industry¦Electricity | EJ/yr | Final Energy¦Industry¦Electricity | demand_projection | elc_industry | 2050 | 0.2664 | Final Energy¦Industry¦Electricity
Downscaling[REMIND-MAgPIE 3.2-4.6 IntegratedPhysicalDamages (95th-high)] | Low demand | FRA | Final Energy¦Industry¦Electricity | EJ/yr | Final Energy¦Industry¦Electricity | demand_projection | elc_industry | 2055 | 0.2627 | Final Energy¦Industry¦Electricity
Downscaling[REMIND-MAgPIE 3.2-4.6 IntegratedPhysicalDamages (95th-high)] | Low demand | FRA | Final Energy¦Industry¦Electricity | EJ/yr | Final Energy¦Industry¦Electricity | demand_projection | elc_industry | 2060 | 0.2473 | Final Energy¦Industry¦Electricity
Downscaling[REMIND-MAgPIE 3.2-4.6 IntegratedPhysicalDamages (95th-high)] | Low demand | FRA | Final Energy¦Industry¦Electricity | EJ/yr | Final Energy¦Industry¦Electricity | demand_projection | elc_industry | 2065 | 0.2548 | Final Energy¦Industry¦Electricity
Downscaling[REMIND-MAgPIE 3.2-4.6 IntegratedPhysicalDamages (95th-high)] | Low demand | FRA | Final Energy¦Industry¦Electricity | EJ/yr | Final Energy¦Industry¦Electricity | demand_projection | elc_industry | 2070 | 0.2642 | Final Energy¦Industry¦Electricity
Downscaling[REMIND-MAgPIE 3.2-4.6 IntegratedPhysicalDamages (95th-high)] | Low demand | FRA | Final Energy¦Industry¦Electricity | EJ/yr | Final Energy¦Industry¦Electricity | demand_projection | elc_industry | 2075 | 0.2761 | Final Energy¦Industry¦Electricity
Downscaling[REMIND-MAgPIE 3.2-4.6 IntegratedPhysicalDamages (95th-high)] | Low demand | FRA | Final Energy¦Industry¦Electricity | EJ/yr | Final Energy¦Industry¦Electricity | demand_projection | elc_industry | 2080 | 0.2873 | Final Energy¦Industry¦Electricity
Downscaling[REMIND-MAgPIE 3.2-4.6 IntegratedPhysicalDamages (95th-high)] | Low demand | FRA | Final Energy¦Industry¦Electricity | EJ/yr | Final Energy¦Industry¦Electricity | demand_projection | elc_industry | 2085 | 0.2993 | Final Energy¦Industry¦Electricity
Downscaling[REMIND-MAgPIE 3.2-4.6 IntegratedPhysicalDamages (95th-high)] | Low demand | FRA | Final Energy¦Industry¦Electricity | EJ/yr | Final Energy¦Industry¦Electricity | demand_projection | elc_industry | 2090 | 0.3096 | Final Energy¦Industry¦Electricity
Downscaling[REMIND-MAgPIE 3.2-4.6 IntegratedPhysicalDamages (95th-high)] | Low demand | FRA | Final Energy¦Industry¦Electricity | EJ/yr | Final Energy¦Industry¦Electricity | demand_projection | elc_industry | 2095 | 0.3125 | Final Energy¦Industry¦Electricity
Downscaling[REMIND-MAgPIE 3.2-4.6 IntegratedPhysicalDamages (95th-high)] | Low demand | FRA | Final Energy¦Industry¦Electricity | EJ/yr | Final Energy¦Industry¦Electricity | demand_projection | elc_industry | 2100 | 0.3146 | Final Energy¦Industry¦Electricity
Downscaling[REMIND-MAgPIE 3.2-4.6 IntegratedPhysicalDamages (95th-high)] | Low demand | FRA | Final Energy¦Residential and Commercial¦Electricity | EJ/yr | Final Energy¦Residential and Commercial¦Electricity | demand_projection | elc_buildings | 2020 | 1.077 | Final Energy¦Residential and Commercial¦Electricity
Downscaling[REMIND-MAgPIE 3.2-4.6 IntegratedPhysicalDamages (95th-high)] | Low demand | FRA | Final Energy¦Residential and Commercial¦Electricity | EJ/yr | Final Energy¦Residential and Commercial¦Electricity | demand_projection | elc_buildings | 2025 | 1.224 | Final Energy¦Residential and Commercial¦Electricity
Downscaling[REMIND-MAgPIE 3.2-4.6 IntegratedPhysicalDamages (95th-high)] | Low demand | FRA | Final Energy¦Residential and Commercial¦Electricity | EJ/yr | Final Energy¦Residential and Commercial¦Electricity | demand_projection | elc_buildings | 2030 | 1.152 | Final Energy¦Residential and Commercial¦Electricity
Downscaling[REMIND-MAgPIE 3.2-4.6 IntegratedPhysicalDamages (95th-high)] | Low demand | FRA | Final Energy¦Residential and Commercial¦Electricity | EJ/yr | Final Energy¦Residential and Commercial¦Electricity | demand_projection | elc_buildings | 2035 | 1.2989 | Final Energy¦Residential and Commercial¦Electricity
Downscaling[REMIND-MAgPIE 3.2-4.6 IntegratedPhysicalDamages (95th-high)] | Low demand | FRA | Final Energy¦Residential and Commercial¦Electricity | EJ/yr | Final Energy¦Residential and Commercial¦Electricity | demand_projection | elc_buildings | 2040 | 1.3468 | Final Energy¦Residential and Commercial¦Electricity
Downscaling[REMIND-MAgPIE 3.2-4.6 IntegratedPhysicalDamages (95th-high)] | Low demand | FRA | Final Energy¦Residential and Commercial¦Electricity | EJ/yr | Final Energy¦Residential and Commercial¦Electricity | demand_projection | elc_buildings | 2045 | 1.3798 | Final Energy¦Residential and Commercial¦Electricity
Downscaling[REMIND-MAgPIE 3.2-4.6 IntegratedPhysicalDamages (95th-high)] | Low demand | FRA | Final Energy¦Residential and Commercial¦Electricity | EJ/yr | Final Energy¦Residential and Commercial¦Electricity | demand_projection | elc_buildings | 2050 | 1.396 | Final Energy¦Residential and Commercial¦Electricity
Downscaling[REMIND-MAgPIE 3.2-4.6 IntegratedPhysicalDamages (95th-high)] | Low demand | FRA | Final Energy¦Residential and Commercial¦Electricity | EJ/yr | Final Energy¦Residential and Commercial¦Electricity | demand_projection | elc_buildings | 2055 | 1.3196 | Final Energy¦Residential and Commercial¦Electricity
Downscaling[REMIND-MAgPIE 3.2-4.6 IntegratedPhysicalDamages (95th-high)] | Low demand | FRA | Final Energy¦Residential and Commercial¦Electricity | EJ/yr | Final Energy¦Residential and Commercial¦Electricity | demand_projection | elc_buildings | 2060 | 1.3059 | Final Energy¦Residential and Commercial¦Electricity
Downscaling[REMIND-MAgPIE 3.2-4.6 IntegratedPhysicalDamages (95th-high)] | Low demand | FRA | Final Energy¦Residential and Commercial¦Electricity | EJ/yr | Final Energy¦Residential and Commercial¦Electricity | demand_projection | elc_buildings | 2065 | 1.3172 | Final Energy¦Residential and Commercial¦Electricity
Downscaling[REMIND-MAgPIE 3.2-4.6 IntegratedPhysicalDamages (95th-high)] | Low demand | FRA | Final Energy¦Residential and Commercial¦Electricity | EJ/yr | Final Energy¦Residential and Commercial¦Electricity | demand_projection | elc_buildings | 2070 | 1.3333 | Final Energy¦Residential and Commercial¦Electricity
Downscaling[REMIND-MAgPIE 3.2-4.6 IntegratedPhysicalDamages (95th-high)] | Low demand | FRA | Final Energy¦Residential and Commercial¦Electricity | EJ/yr | Final Energy¦Residential and Commercial¦Electricity | demand_projection | elc_buildings | 2075 | 1.4138 | Final Energy¦Residential and Commercial¦Electricity
Downscaling[REMIND-MAgPIE 3.2-4.6 IntegratedPhysicalDamages (95th-high)] | Low demand | FRA | Final Energy¦Residential and Commercial¦Electricity | EJ/yr | Final Energy¦Residential and Commercial¦Electricity | demand_projection | elc_buildings | 2080 | 1.4985 | Final Energy¦Residential and Commercial¦Electricity
Downscaling[REMIND-MAgPIE 3.2-4.6 IntegratedPhysicalDamages (95th-high)] | Low demand | FRA | Final Energy¦Residential and Commercial¦Electricity | EJ/yr | Final Energy¦Residential and Commercial¦Electricity | demand_projection | elc_buildings | 2085 | 1.5767 | Final Energy¦Residential and Commercial¦Electricity
Downscaling[REMIND-MAgPIE 3.2-4.6 IntegratedPhysicalDamages (95th-high)] | Low demand | FRA | Final Energy¦Residential and Commercial¦Electricity | EJ/yr | Final Energy¦Residential and Commercial¦Electricity | demand_projection | elc_buildings | 2090 | 1.6555 | Final Energy¦Residential and Commercial¦Electricity
Downscaling[REMIND-MAgPIE 3.2-4.6 IntegratedPhysicalDamages (95th-high)] | Low demand | FRA | Final Energy¦Residential and Commercial¦Electricity | EJ/yr | Final Energy¦Residential and Commercial¦Electricity | demand_projection | elc_buildings | 2095 | 1.7229 | Final Energy¦Residential and Commercial¦Electricity
Downscaling[REMIND-MAgPIE 3.2-4.6 IntegratedPhysicalDamages (95th-high)] | Low demand | FRA | Final Energy¦Residential and Commercial¦Electricity | EJ/yr | Final Energy¦Residential and Commercial¦Electricity | demand_projection | elc_buildings | 2100 | 1.7954 | Final Energy¦Residential and Commercial¦Electricity
Downscaling[REMIND-MAgPIE 3.2-4.6 IntegratedPhysicalDamages (95th-high)] | Low demand | FRA | Final Energy¦Transportation¦Electricity | EJ/yr | Final Energy¦Transportation¦Electricity | demand_projection | elc_transport | 2020 | 0.0536 | Final Energy¦Transportation¦Electricity
Downscaling[REMIND-MAgPIE 3.2-4.6 IntegratedPhysicalDamages (95th-high)] | Low demand | FRA | Final Energy¦Transportation¦Electricity | EJ/yr | Final Energy¦Transportation¦Electricity | demand_projection | elc_transport | 2025 | 0.1134 | Final Energy¦Transportation¦Electricity
Downscaling[REMIND-MAgPIE 3.2-4.6 IntegratedPhysicalDamages (95th-high)] | Low demand | FRA | Final Energy¦Transportation¦Electricity | EJ/yr | Final Energy¦Transportation¦Electricity | demand_projection | elc_transport | 2030 | 0.2078 | Final Energy¦Transportation¦Electricity
Downscaling[REMIND-MAgPIE 3.2-4.6 IntegratedPhysicalDamages (95th-high)] | Low demand | FRA | Final Energy¦Transportation¦Electricity | EJ/yr | Final Energy¦Transportation¦Electricity | demand_projection | elc_transport | 2035 | 0.3062 | Final Energy¦Transportation¦Electricity
Downscaling[REMIND-MAgPIE 3.2-4.6 IntegratedPhysicalDamages (95th-high)] | Low demand | FRA | Final Energy¦Transportation¦Electricity | EJ/yr | Final Energy¦Transportation¦Electricity | demand_projection | elc_transport | 2040 | 0.3551 | Final Energy¦Transportation¦Electricity
Downscaling[REMIND-MAgPIE 3.2-4.6 IntegratedPhysicalDamages (95th-high)] | Low demand | FRA | Final Energy¦Transportation¦Electricity | EJ/yr | Final Energy¦Transportation¦Electricity | demand_projection | elc_transport | 2045 | 0.3544 | Final Energy¦Transportation¦Electricity
Downscaling[REMIND-MAgPIE 3.2-4.6 IntegratedPhysicalDamages (95th-high)] | Low demand | FRA | Final Energy¦Transportation¦Electricity | EJ/yr | Final Energy¦Transportation¦Electricity | demand_projection | elc_transport | 2050 | 0.3363 | Final Energy¦Transportation¦Electricity
Downscaling[REMIND-MAgPIE 3.2-4.6 IntegratedPhysicalDamages (95th-high)] | Low demand | FRA | Final Energy¦Transportation¦Electricity | EJ/yr | Final Energy¦Transportation¦Electricity | demand_projection | elc_transport | 2055 | 0.382 | Final Energy¦Transportation¦Electricity
Downscaling[REMIND-MAgPIE 3.2-4.6 IntegratedPhysicalDamages (95th-high)] | Low demand | FRA | Final Energy¦Transportation¦Electricity | EJ/yr | Final Energy¦Transportation¦Electricity | demand_projection | elc_transport | 2060 | 0.3892 | Final Energy¦Transportation¦Electricity
Downscaling[REMIND-MAgPIE 3.2-4.6 IntegratedPhysicalDamages (95th-high)] | Low demand | FRA | Final Energy¦Transportation¦Electricity | EJ/yr | Final Energy¦Transportation¦Electricity | demand_projection | elc_transport | 2065 | 0.3989 | Final Energy¦Transportation¦Electricity
Downscaling[REMIND-MAgPIE 3.2-4.6 IntegratedPhysicalDamages (95th-high)] | Low demand | FRA | Final Energy¦Transportation¦Electricity | EJ/yr | Final Energy¦Transportation¦Electricity | demand_projection | elc_transport | 2070 | 0.4084 | Final Energy¦Transportation¦Electricity
Downscaling[REMIND-MAgPIE 3.2-4.6 IntegratedPhysicalDamages (95th-high)] | Low demand | FRA | Final Energy¦Transportation¦Electricity | EJ/yr | Final Energy¦Transportation¦Electricity | demand_projection | elc_transport | 2075 | 0.4222 | Final Energy¦Transportation¦Electricity
Downscaling[REMIND-MAgPIE 3.2-4.6 IntegratedPhysicalDamages (95th-high)] | Low demand | FRA | Final Energy¦Transportation¦Electricity | EJ/yr | Final Energy¦Transportation¦Electricity | demand_projection | elc_transport | 2080 | 0.4373 | Final Energy¦Transportation¦Electricity
Downscaling[REMIND-MAgPIE 3.2-4.6 IntegratedPhysicalDamages (95th-high)] | Low demand | FRA | Final Energy¦Transportation¦Electricity | EJ/yr | Final Energy¦Transportation¦Electricity | demand_projection | elc_transport | 2085 | 0.4503 | Final Energy¦Transportation¦Electricity
Downscaling[REMIND-MAgPIE 3.2-4.6 IntegratedPhysicalDamages (95th-high)] | Low demand | FRA | Final Energy¦Transportation¦Electricity | EJ/yr | Final Energy¦Transportation¦Electricity | demand_projection | elc_transport | 2090 | 0.4629 | Final Energy¦Transportation¦Electricity
Downscaling[REMIND-MAgPIE 3.2-4.6 IntegratedPhysicalDamages (95th-high)] | Low demand | FRA | Final Energy¦Transportation¦Electricity | EJ/yr | Final Energy¦Transportation¦Electricity | demand_projection | elc_transport | 2095 | 0.4708 | Final Energy¦Transportation¦Electricity
Downscaling[REMIND-MAgPIE 3.2-4.6 IntegratedPhysicalDamages (95th-high)] | Low demand | FRA | Final Energy¦Transportation¦Electricity | EJ/yr | Final Energy¦Transportation¦Electricity | demand_projection | elc_transport | 2100 | 0.4783 | Final Energy¦Transportation¦Electricity
Downscaling[REMIND-MAgPIE 3.2-4.6 IntegratedPhysicalDamages (95th-high)] | Low demand | FRA | Secondary Energy¦Hydrogen | EJ/yr | Secondary Energy¦Hydrogen | demand_projection | hydrogen_allsect | 2020 | 0.0082 | Secondary Energy¦Hydrogen
Downscaling[REMIND-MAgPIE 3.2-4.6 IntegratedPhysicalDamages (95th-high)] | Low demand | FRA | Secondary Energy¦Hydrogen | EJ/yr | Secondary Energy¦Hydrogen | demand_projection | hydrogen_allsect | 2025 | 0.0278 | Secondary Energy¦Hydrogen
Downscaling[REMIND-MAgPIE 3.2-4.6 IntegratedPhysicalDamages (95th-high)] | Low demand | FRA | Secondary Energy¦Hydrogen | EJ/yr | Secondary Energy¦Hydrogen | demand_projection | hydrogen_allsect | 2030 | 0.0476 | Secondary Energy¦Hydrogen
Downscaling[REMIND-MAgPIE 3.2-4.6 IntegratedPhysicalDamages (95th-high)] | Low demand | FRA | Secondary Energy¦Hydrogen | EJ/yr | Secondary Energy¦Hydrogen | demand_projection | hydrogen_allsect | 2035 | 0.0667 | Secondary Energy¦Hydrogen
Downscaling[REMIND-MAgPIE 3.2-4.6 IntegratedPhysicalDamages (95th-high)] | Low demand | FRA | Secondary Energy¦Hydrogen | EJ/yr | Secondary Energy¦Hydrogen | demand_projection | hydrogen_allsect | 2040 | 0.0901 | Secondary Energy¦Hydrogen
Downscaling[REMIND-MAgPIE 3.2-4.6 IntegratedPhysicalDamages (95th-high)] | Low demand | FRA | Secondary Energy¦Hydrogen | EJ/yr | Secondary Energy¦Hydrogen | demand_projection | hydrogen_allsect | 2045 | 0.0955 | Secondary Energy¦Hydrogen
Downscaling[REMIND-MAgPIE 3.2-4.6 IntegratedPhysicalDamages (95th-high)] | Low demand | FRA | Secondary Energy¦Hydrogen | EJ/yr | Secondary Energy¦Hydrogen | demand_projection | hydrogen_allsect | 2050 | 0.0925 | Secondary Energy¦Hydrogen
Downscaling[REMIND-MAgPIE 3.2-4.6 IntegratedPhysicalDamages (95th-high)] | Low demand | FRA | Secondary Energy¦Hydrogen | EJ/yr | Secondary Energy¦Hydrogen | demand_projection | hydrogen_allsect | 2055 | 0.1006 | Secondary Energy¦Hydrogen
Downscaling[REMIND-MAgPIE 3.2-4.6 IntegratedPhysicalDamages (95th-high)] | Low demand | FRA | Secondary Energy¦Hydrogen | EJ/yr | Secondary Energy¦Hydrogen | demand_projection | hydrogen_allsect | 2060 | 0.1361 | Secondary Energy¦Hydrogen
Downscaling[REMIND-MAgPIE 3.2-4.6 IntegratedPhysicalDamages (95th-high)] | Low demand | FRA | Secondary Energy¦Hydrogen | EJ/yr | Secondary Energy¦Hydrogen | demand_projection | hydrogen_allsect | 2065 | 0.155 | Secondary Energy¦Hydrogen
Downscaling[REMIND-MAgPIE 3.2-4.6 IntegratedPhysicalDamages (95th-high)] | Low demand | FRA | Secondary Energy¦Hydrogen | EJ/yr | Secondary Energy¦Hydrogen | demand_projection | hydrogen_allsect | 2070 | 0.1721 | Secondary Energy¦Hydrogen
Downscaling[REMIND-MAgPIE 3.2-4.6 IntegratedPhysicalDamages (95th-high)] | Low demand | FRA | Secondary Energy¦Hydrogen | EJ/yr | Secondary Energy¦Hydrogen | demand_projection | hydrogen_allsect | 2075 | 0.1744 | Secondary Energy¦Hydrogen
Downscaling[REMIND-MAgPIE 3.2-4.6 IntegratedPhysicalDamages (95th-high)] | Low demand | FRA | Secondary Energy¦Hydrogen | EJ/yr | Secondary Energy¦Hydrogen | demand_projection | hydrogen_allsect | 2080 | 0.1762 | Secondary Energy¦Hydrogen
Downscaling[REMIND-MAgPIE 3.2-4.6 IntegratedPhysicalDamages (95th-high)] | Low demand | FRA | Secondary Energy¦Hydrogen | EJ/yr | Secondary Energy¦Hydrogen | demand_projection | hydrogen_allsect | 2085 | 0.1857 | Secondary Energy¦Hydrogen
Downscaling[REMIND-MAgPIE 3.2-4.6 IntegratedPhysicalDamages (95th-high)] | Low demand | FRA | Secondary Energy¦Hydrogen | EJ/yr | Secondary Energy¦Hydrogen | demand_projection | hydrogen_allsect | 2090 | 0.1943 | Secondary Energy¦Hydrogen
Downscaling[REMIND-MAgPIE 3.2-4.6 IntegratedPhysicalDamages (95th-high)] | Low demand | FRA | Secondary Energy¦Hydrogen | EJ/yr | Secondary Energy¦Hydrogen | demand_projection | hydrogen_allsect | 2095 | 0.2162 | Secondary Energy¦Hydrogen
Downscaling[REMIND-MAgPIE 3.2-4.6 IntegratedPhysicalDamages (95th-high)] | Low demand | FRA | Secondary Energy¦Hydrogen | EJ/yr | Secondary Energy¦Hydrogen | demand_projection | hydrogen_allsect | 2100 | 0.237 | Secondary Energy¦Hydrogen
Downscaling[REMIND-MAgPIE 3.2-4.6 IntegratedPhysicalDamages (95th-high)] | Low demand | FRA | Secondary Energy¦Electricity¦Coal | EJ/yr | Secondary Energy¦Electricity¦Coal | elec_co2 |  | 2020 | 0.032 | Secondary Energy¦Electricity¦Coal | 94
Downscaling[REMIND-MAgPIE 3.2-4.6 IntegratedPhysicalDamages (95th-high)] | Low demand | FRA | Secondary Energy¦Electricity¦Coal | EJ/yr | Secondary Energy¦Electricity¦Coal | elec_co2 |  | 2025 | 0.0054 | Secondary Energy¦Electricity¦Coal | 94
Downscaling[REMIND-MAgPIE 3.2-4.6 IntegratedPhysicalDamages (95th-high)] | Low demand | FRA | Secondary Energy¦Electricity¦Coal | EJ/yr | Secondary Energy¦Electricity¦Coal | elec_co2 |  | 2030 | 0 | Secondary Energy¦Electricity¦Coal | 94
Downscaling[REMIND-MAgPIE 3.2-4.6 IntegratedPhysicalDamages (95th-high)] | Low demand | FRA | Secondary Energy¦Electricity¦Coal | EJ/yr | Secondary Energy¦Electricity¦Coal | elec_co2 |  | 2035 | 0 | Secondary Energy¦Electricity¦Coal | 94
Downscaling[REMIND-MAgPIE 3.2-4.6 IntegratedPhysicalDamages (95th-high)] | Low demand | FRA | Secondary Energy¦Electricity¦Coal | EJ/yr | Secondary Energy¦Electricity¦Coal | elec_co2 |  | 2040 | 0 | Secondary Energy¦Electricity¦Coal | 94
Downscaling[REMIND-MAgPIE 3.2-4.6 IntegratedPhysicalDamages (95th-high)] | Low demand | FRA | Secondary Energy¦Electricity¦Coal | EJ/yr | Secondary Energy¦Electricity¦Coal | elec_co2 |  | 2045 | 0 | Secondary Energy¦Electricity¦Coal | 94
Downscaling[REMIND-MAgPIE 3.2-4.6 IntegratedPhysicalDamages (95th-high)] | Low demand | FRA | Secondary Energy¦Electricity¦Coal | EJ/yr | Secondary Energy¦Electricity¦Coal | elec_co2 |  | 2050 | 0 | Secondary Energy¦Electricity¦Coal | 94
Downscaling[REMIND-MAgPIE 3.2-4.6 IntegratedPhysicalDamages (95th-high)] | Low demand | FRA | Secondary Energy¦Electricity¦Coal | EJ/yr | Secondary Energy¦Electricity¦Coal | elec_co2 |  | 2055 | 0 | Secondary Energy¦Electricity¦Coal | 94
Downscaling[REMIND-MAgPIE 3.2-4.6 IntegratedPhysicalDamages (95th-high)] | Low demand | FRA | Secondary Energy¦Electricity¦Coal | EJ/yr | Secondary Energy¦Electricity¦Coal | elec_co2 |  | 2060 | 0 | Secondary Energy¦Electricity¦Coal | 94
Downscaling[REMIND-MAgPIE 3.2-4.6 IntegratedPhysicalDamages (95th-high)] | Low demand | FRA | Secondary Energy¦Electricity¦Coal | EJ/yr | Secondary Energy¦Electricity¦Coal | elec_co2 |  | 2065 | 0 | Secondary Energy¦Electricity¦Coal | 94
Downscaling[REMIND-MAgPIE 3.2-4.6 IntegratedPhysicalDamages (95th-high)] | Low demand | FRA | Secondary Energy¦Electricity¦Coal | EJ/yr | Secondary Energy¦Electricity¦Coal | elec_co2 |  | 2070 | 0 | Secondary Energy¦Electricity¦Coal | 94
Downscaling[REMIND-MAgPIE 3.2-4.6 IntegratedPhysicalDamages (95th-high)] | Low demand | FRA | Secondary Energy¦Electricity¦Coal | EJ/yr | Secondary Energy¦Electricity¦Coal | elec_co2 |  | 2075 | 0 | Secondary Energy¦Electricity¦Coal | 94
Downscaling[REMIND-MAgPIE 3.2-4.6 IntegratedPhysicalDamages (95th-high)] | Low demand | FRA | Secondary Energy¦Electricity¦Coal | EJ/yr | Secondary Energy¦Electricity¦Coal | elec_co2 |  | 2080 | 0 | Secondary Energy¦Electricity¦Coal | 94
Downscaling[REMIND-MAgPIE 3.2-4.6 IntegratedPhysicalDamages (95th-high)] | Low demand | FRA | Secondary Energy¦Electricity¦Coal | EJ/yr | Secondary Energy¦Electricity¦Coal | elec_co2 |  | 2085 | 0 | Secondary Energy¦Electricity¦Coal | 94
Downscaling[REMIND-MAgPIE 3.2-4.6 IntegratedPhysicalDamages (95th-high)] | Low demand | FRA | Secondary Energy¦Electricity¦Coal | EJ/yr | Secondary Energy¦Electricity¦Coal | elec_co2 |  | 2090 | 0 | Secondary Energy¦Electricity¦Coal | 94
Downscaling[REMIND-MAgPIE 3.2-4.6 IntegratedPhysicalDamages (95th-high)] | Low demand | FRA | Secondary Energy¦Electricity¦Coal | EJ/yr | Secondary Energy¦Electricity¦Coal | elec_co2 |  | 2095 | 0 | Secondary Energy¦Electricity¦Coal | 94
Downscaling[REMIND-MAgPIE 3.2-4.6 IntegratedPhysicalDamages (95th-high)] | Low demand | FRA | Secondary Energy¦Electricity¦Coal | EJ/yr | Secondary Energy¦Electricity¦Coal | elec_co2 |  | 2100 | 0 | Secondary Energy¦Electricity¦Coal | 94
Downscaling[REMIND-MAgPIE 3.2-4.6 IntegratedPhysicalDamages (95th-high)] | Low demand | FRA | Secondary Energy¦Electricity¦Gas | EJ/yr | Secondary Energy¦Electricity¦Gas | elec_co2 |  | 2020 | 0.1745 | Secondary Energy¦Electricity¦Gas | 55
Downscaling[REMIND-MAgPIE 3.2-4.6 IntegratedPhysicalDamages (95th-high)] | Low demand | FRA | Secondary Energy¦Electricity¦Gas | EJ/yr | Secondary Energy¦Electricity¦Gas | elec_co2 |  | 2025 | 0.1639 | Secondary Energy¦Electricity¦Gas | 55
Downscaling[REMIND-MAgPIE 3.2-4.6 IntegratedPhysicalDamages (95th-high)] | Low demand | FRA | Secondary Energy¦Electricity¦Gas | EJ/yr | Secondary Energy¦Electricity¦Gas | elec_co2 |  | 2030 | 0.0393 | Secondary Energy¦Electricity¦Gas | 55
Downscaling[REMIND-MAgPIE 3.2-4.6 IntegratedPhysicalDamages (95th-high)] | Low demand | FRA | Secondary Energy¦Electricity¦Gas | EJ/yr | Secondary Energy¦Electricity¦Gas | elec_co2 |  | 2035 | 0.0088 | Secondary Energy¦Electricity¦Gas | 55
Downscaling[REMIND-MAgPIE 3.2-4.6 IntegratedPhysicalDamages (95th-high)] | Low demand | FRA | Secondary Energy¦Electricity¦Gas | EJ/yr | Secondary Energy¦Electricity¦Gas | elec_co2 |  | 2040 | 0.0059 | Secondary Energy¦Electricity¦Gas | 55
Downscaling[REMIND-MAgPIE 3.2-4.6 IntegratedPhysicalDamages (95th-high)] | Low demand | FRA | Secondary Energy¦Electricity¦Gas | EJ/yr | Secondary Energy¦Electricity¦Gas | elec_co2 |  | 2045 | 0.0041 | Secondary Energy¦Electricity¦Gas | 55
Downscaling[REMIND-MAgPIE 3.2-4.6 IntegratedPhysicalDamages (95th-high)] | Low demand | FRA | Secondary Energy¦Electricity¦Gas | EJ/yr | Secondary Energy¦Electricity¦Gas | elec_co2 |  | 2050 | 0.0029 | Secondary Energy¦Electricity¦Gas | 55
Downscaling[REMIND-MAgPIE 3.2-4.6 IntegratedPhysicalDamages (95th-high)] | Low demand | FRA | Secondary Energy¦Electricity¦Gas | EJ/yr | Secondary Energy¦Electricity¦Gas | elec_co2 |  | 2055 | 0.0021 | Secondary Energy¦Electricity¦Gas | 55
Downscaling[REMIND-MAgPIE 3.2-4.6 IntegratedPhysicalDamages (95th-high)] | Low demand | FRA | Secondary Energy¦Electricity¦Gas | EJ/yr | Secondary Energy¦Electricity¦Gas | elec_co2 |  | 2060 | 0.0012 | Secondary Energy¦Electricity¦Gas | 55
Downscaling[REMIND-MAgPIE 3.2-4.6 IntegratedPhysicalDamages (95th-high)] | Low demand | FRA | Secondary Energy¦Electricity¦Gas | EJ/yr | Secondary Energy¦Electricity¦Gas | elec_co2 |  | 2065 | 0.0007 | Secondary Energy¦Electricity¦Gas | 55
Downscaling[REMIND-MAgPIE 3.2-4.6 IntegratedPhysicalDamages (95th-high)] | Low demand | FRA | Secondary Energy¦Electricity¦Gas | EJ/yr | Secondary Energy¦Electricity¦Gas | elec_co2 |  | 2070 | 0 | Secondary Energy¦Electricity¦Gas | 55
Downscaling[REMIND-MAgPIE 3.2-4.6 IntegratedPhysicalDamages (95th-high)] | Low demand | FRA | Secondary Energy¦Electricity¦Gas | EJ/yr | Secondary Energy¦Electricity¦Gas | elec_co2 |  | 2075 | 0 | Secondary Energy¦Electricity¦Gas | 55
Downscaling[REMIND-MAgPIE 3.2-4.6 IntegratedPhysicalDamages (95th-high)] | Low demand | FRA | Secondary Energy¦Electricity¦Gas | EJ/yr | Secondary Energy¦Electricity¦Gas | elec_co2 |  | 2080 | 0 | Secondary Energy¦Electricity¦Gas | 55
Downscaling[REMIND-MAgPIE 3.2-4.6 IntegratedPhysicalDamages (95th-high)] | Low demand | FRA | Secondary Energy¦Electricity¦Gas | EJ/yr | Secondary Energy¦Electricity¦Gas | elec_co2 |  | 2085 | 0 | Secondary Energy¦Electricity¦Gas | 55
Downscaling[REMIND-MAgPIE 3.2-4.6 IntegratedPhysicalDamages (95th-high)] | Low demand | FRA | Secondary Energy¦Electricity¦Gas | EJ/yr | Secondary Energy¦Electricity¦Gas | elec_co2 |  | 2090 | 0 | Secondary Energy¦Electricity¦Gas | 55
Downscaling[REMIND-MAgPIE 3.2-4.6 IntegratedPhysicalDamages (95th-high)] | Low demand | FRA | Secondary Energy¦Electricity¦Gas | EJ/yr | Secondary Energy¦Electricity¦Gas | elec_co2 |  | 2095 | 0 | Secondary Energy¦Electricity¦Gas | 55
Downscaling[REMIND-MAgPIE 3.2-4.6 IntegratedPhysicalDamages (95th-high)] | Low demand | FRA | Secondary Energy¦Electricity¦Gas | EJ/yr | Secondary Energy¦Electricity¦Gas | elec_co2 |  | 2100 | 0 | Secondary Energy¦Electricity¦Gas | 55
Downscaling[REMIND-MAgPIE 3.2-4.6 IntegratedPhysicalDamages (95th-high)] | Low demand | FRA | Secondary Energy¦Electricity¦Oil | EJ/yr | Secondary Energy¦Electricity¦Oil | elec_co2 |  | 2020 | 0.0142 | Secondary Energy¦Electricity¦Oil | 70
Downscaling[REMIND-MAgPIE 3.2-4.6 IntegratedPhysicalDamages (95th-high)] | Low demand | FRA | Secondary Energy¦Electricity¦Oil | EJ/yr | Secondary Energy¦Electricity¦Oil | elec_co2 |  | 2025 | 0.0049 | Secondary Energy¦Electricity¦Oil | 70
Downscaling[REMIND-MAgPIE 3.2-4.6 IntegratedPhysicalDamages (95th-high)] | Low demand | FRA | Secondary Energy¦Electricity¦Oil | EJ/yr | Secondary Energy¦Electricity¦Oil | elec_co2 |  | 2030 | 0.0004 | Secondary Energy¦Electricity¦Oil | 70
Downscaling[REMIND-MAgPIE 3.2-4.6 IntegratedPhysicalDamages (95th-high)] | Low demand | FRA | Secondary Energy¦Electricity¦Oil | EJ/yr | Secondary Energy¦Electricity¦Oil | elec_co2 |  | 2035 | 0 | Secondary Energy¦Electricity¦Oil | 70
Downscaling[REMIND-MAgPIE 3.2-4.6 IntegratedPhysicalDamages (95th-high)] | Low demand | FRA | Secondary Energy¦Electricity¦Oil | EJ/yr | Secondary Energy¦Electricity¦Oil | elec_co2 |  | 2040 | 0 | Secondary Energy¦Electricity¦Oil | 70
Downscaling[REMIND-MAgPIE 3.2-4.6 IntegratedPhysicalDamages (95th-high)] | Low demand | FRA | Secondary Energy¦Electricity¦Oil | EJ/yr | Secondary Energy¦Electricity¦Oil | elec_co2 |  | 2045 | 0 | Secondary Energy¦Electricity¦Oil | 70
Downscaling[REMIND-MAgPIE 3.2-4.6 IntegratedPhysicalDamages (95th-high)] | Low demand | FRA | Secondary Energy¦Electricity¦Oil | EJ/yr | Secondary Energy¦Electricity¦Oil | elec_co2 |  | 2050 | 0 | Secondary Energy¦Electricity¦Oil | 70
Downscaling[REMIND-MAgPIE 3.2-4.6 IntegratedPhysicalDamages (95th-high)] | Low demand | FRA | Secondary Energy¦Electricity¦Oil | EJ/yr | Secondary Energy¦Electricity¦Oil | elec_co2 |  | 2055 | 0 | Secondary Energy¦Electricity¦Oil | 70
Downscaling[REMIND-MAgPIE 3.2-4.6 IntegratedPhysicalDamages (95th-high)] | Low demand | FRA | Secondary Energy¦Electricity¦Oil | EJ/yr | Secondary Energy¦Electricity¦Oil | elec_co2 |  | 2060 | 0 | Secondary Energy¦Electricity¦Oil | 70
Downscaling[REMIND-MAgPIE 3.2-4.6 IntegratedPhysicalDamages (95th-high)] | Low demand | FRA | Secondary Energy¦Electricity¦Oil | EJ/yr | Secondary Energy¦Electricity¦Oil | elec_co2 |  | 2065 | 0 | Secondary Energy¦Electricity¦Oil | 70
Downscaling[REMIND-MAgPIE 3.2-4.6 IntegratedPhysicalDamages (95th-high)] | Low demand | FRA | Secondary Energy¦Electricity¦Oil | EJ/yr | Secondary Energy¦Electricity¦Oil | elec_co2 |  | 2070 | 0 | Secondary Energy¦Electricity¦Oil | 70
Downscaling[REMIND-MAgPIE 3.2-4.6 IntegratedPhysicalDamages (95th-high)] | Low demand | FRA | Secondary Energy¦Electricity¦Oil | EJ/yr | Secondary Energy¦Electricity¦Oil | elec_co2 |  | 2075 | 0 | Secondary Energy¦Electricity¦Oil | 70
Downscaling[REMIND-MAgPIE 3.2-4.6 IntegratedPhysicalDamages (95th-high)] | Low demand | FRA | Secondary Energy¦Electricity¦Oil | EJ/yr | Secondary Energy¦Electricity¦Oil | elec_co2 |  | 2080 | 0 | Secondary Energy¦Electricity¦Oil | 70
Downscaling[REMIND-MAgPIE 3.2-4.6 IntegratedPhysicalDamages (95th-high)] | Low demand | FRA | Secondary Energy¦Electricity¦Oil | EJ/yr | Secondary Energy¦Electricity¦Oil | elec_co2 |  | 2085 | 0 | Secondary Energy¦Electricity¦Oil | 70
Downscaling[REMIND-MAgPIE 3.2-4.6 IntegratedPhysicalDamages (95th-high)] | Low demand | FRA | Secondary Energy¦Electricity¦Oil | EJ/yr | Secondary Energy¦Electricity¦Oil | elec_co2 |  | 2090 | 0 | Secondary Energy¦Electricity¦Oil | 70
Downscaling[REMIND-MAgPIE 3.2-4.6 IntegratedPhysicalDamages (95th-high)] | Low demand | FRA | Secondary Energy¦Electricity¦Oil | EJ/yr | Secondary Energy¦Electricity¦Oil | elec_co2 |  | 2095 | 0 | Secondary Energy¦Electricity¦Oil | 70
Downscaling[REMIND-MAgPIE 3.2-4.6 IntegratedPhysicalDamages (95th-high)] | Low demand | FRA | Secondary Energy¦Electricity¦Oil | EJ/yr | Secondary Energy¦Electricity¦Oil | elec_co2 |  | 2100 | 0 | Secondary Energy¦Electricity¦Oil | 70
Downscaling[REMIND-MAgPIE 3.2-4.6 IntegratedPhysicalDamages (95th-high)] | Low demand | FRA | Price¦Primary Energy¦Biomass | US$2010/GJ | Price¦Primary Energy¦Biomass | fuel_supply | bioenergy | 2020 | 5.3799 | Price¦Primary Energy¦Biomass
Downscaling[REMIND-MAgPIE 3.2-4.6 IntegratedPhysicalDamages (95th-high)] | Low demand | FRA | Price¦Primary Energy¦Biomass | US$2010/GJ | Price¦Primary Energy¦Biomass | fuel_supply | bioenergy | 2025 | 5.3645 | Price¦Primary Energy¦Biomass
Downscaling[REMIND-MAgPIE 3.2-4.6 IntegratedPhysicalDamages (95th-high)] | Low demand | FRA | Price¦Primary Energy¦Biomass | US$2010/GJ | Price¦Primary Energy¦Biomass | fuel_supply | bioenergy | 2030 | 5.3453 | Price¦Primary Energy¦Biomass
Downscaling[REMIND-MAgPIE 3.2-4.6 IntegratedPhysicalDamages (95th-high)] | Low demand | FRA | Price¦Primary Energy¦Biomass | US$2010/GJ | Price¦Primary Energy¦Biomass | fuel_supply | bioenergy | 2035 | 8.2991 | Price¦Primary Energy¦Biomass
Downscaling[REMIND-MAgPIE 3.2-4.6 IntegratedPhysicalDamages (95th-high)] | Low demand | FRA | Price¦Primary Energy¦Biomass | US$2010/GJ | Price¦Primary Energy¦Biomass | fuel_supply | bioenergy | 2040 | 8.782 | Price¦Primary Energy¦Biomass
Downscaling[REMIND-MAgPIE 3.2-4.6 IntegratedPhysicalDamages (95th-high)] | Low demand | FRA | Price¦Primary Energy¦Biomass | US$2010/GJ | Price¦Primary Energy¦Biomass | fuel_supply | bioenergy | 2045 | 9.7775 | Price¦Primary Energy¦Biomass
Downscaling[REMIND-MAgPIE 3.2-4.6 IntegratedPhysicalDamages (95th-high)] | Low demand | FRA | Price¦Primary Energy¦Biomass | US$2010/GJ | Price¦Primary Energy¦Biomass | fuel_supply | bioenergy | 2050 | 10.9387 | Price¦Primary Energy¦Biomass
Downscaling[REMIND-MAgPIE 3.2-4.6 IntegratedPhysicalDamages (95th-high)] | Low demand | FRA | Price¦Primary Energy¦Biomass | US$2010/GJ | Price¦Primary Energy¦Biomass | fuel_supply | bioenergy | 2055 | 10.3997 | Price¦Primary Energy¦Biomass
Downscaling[REMIND-MAgPIE 3.2-4.6 IntegratedPhysicalDamages (95th-high)] | Low demand | FRA | Price¦Primary Energy¦Biomass | US$2010/GJ | Price¦Primary Energy¦Biomass | fuel_supply | bioenergy | 2060 | 17.9086 | Price¦Primary Energy¦Biomass
Downscaling[REMIND-MAgPIE 3.2-4.6 IntegratedPhysicalDamages (95th-high)] | Low demand | FRA | Price¦Primary Energy¦Biomass | US$2010/GJ | Price¦Primary Energy¦Biomass | fuel_supply | bioenergy | 2065 | 16.743 | Price¦Primary Energy¦Biomass
Downscaling[REMIND-MAgPIE 3.2-4.6 IntegratedPhysicalDamages (95th-high)] | Low demand | FRA | Price¦Primary Energy¦Biomass | US$2010/GJ | Price¦Primary Energy¦Biomass | fuel_supply | bioenergy | 2070 | 15.5774 | Price¦Primary Energy¦Biomass
Downscaling[REMIND-MAgPIE 3.2-4.6 IntegratedPhysicalDamages (95th-high)] | Low demand | FRA | Price¦Primary Energy¦Biomass | US$2010/GJ | Price¦Primary Energy¦Biomass | fuel_supply | bioenergy | 2075 | 15.9048 | Price¦Primary Energy¦Biomass
Downscaling[REMIND-MAgPIE 3.2-4.6 IntegratedPhysicalDamages (95th-high)] | Low demand | FRA | Price¦Primary Energy¦Biomass | US$2010/GJ | Price¦Primary Energy¦Biomass | fuel_supply | bioenergy | 2080 | 16.2321 | Price¦Primary Energy¦Biomass
Downscaling[REMIND-MAgPIE 3.2-4.6 IntegratedPhysicalDamages (95th-high)] | Low demand | FRA | Price¦Primary Energy¦Biomass | US$2010/GJ | Price¦Primary Energy¦Biomass | fuel_supply | bioenergy | 2085 | 16.3771 | Price¦Primary Energy¦Biomass
Downscaling[REMIND-MAgPIE 3.2-4.6 IntegratedPhysicalDamages (95th-high)] | Low demand | FRA | Price¦Primary Energy¦Biomass | US$2010/GJ | Price¦Primary Energy¦Biomass | fuel_supply | bioenergy | 2090 | 16.522 | Price¦Primary Energy¦Biomass
Downscaling[REMIND-MAgPIE 3.2-4.6 IntegratedPhysicalDamages (95th-high)] | Low demand | FRA | Price¦Primary Energy¦Biomass | US$2010/GJ | Price¦Primary Energy¦Biomass | fuel_supply | bioenergy | 2095 | 15.9357 | Price¦Primary Energy¦Biomass
Downscaling[REMIND-MAgPIE 3.2-4.6 IntegratedPhysicalDamages (95th-high)] | Low demand | FRA | Price¦Primary Energy¦Biomass | US$2010/GJ | Price¦Primary Energy¦Biomass | fuel_supply | bioenergy | 2100 | 15.3493 | Price¦Primary Energy¦Biomass
Downscaling[REMIND-MAgPIE 3.2-4.6 IntegratedPhysicalDamages (95th-high)] | Low demand | FRA | Price¦Primary Energy¦Coal | US$2010/GJ | Price¦Primary Energy¦Coal | fuel_supply | coal | 2020 | 2.0344 | Price¦Primary Energy¦Coal
Downscaling[REMIND-MAgPIE 3.2-4.6 IntegratedPhysicalDamages (95th-high)] | Low demand | FRA | Price¦Primary Energy¦Coal | US$2010/GJ | Price¦Primary Energy¦Coal | fuel_supply | coal | 2025 | 2.4289 | Price¦Primary Energy¦Coal
Downscaling[REMIND-MAgPIE 3.2-4.6 IntegratedPhysicalDamages (95th-high)] | Low demand | FRA | Price¦Primary Energy¦Coal | US$2010/GJ | Price¦Primary Energy¦Coal | fuel_supply | coal | 2030 | 1.6077 | Price¦Primary Energy¦Coal
Downscaling[REMIND-MAgPIE 3.2-4.6 IntegratedPhysicalDamages (95th-high)] | Low demand | FRA | Price¦Primary Energy¦Coal | US$2010/GJ | Price¦Primary Energy¦Coal | fuel_supply | coal | 2035 | 1.1381 | Price¦Primary Energy¦Coal
Downscaling[REMIND-MAgPIE 3.2-4.6 IntegratedPhysicalDamages (95th-high)] | Low demand | FRA | Price¦Primary Energy¦Coal | US$2010/GJ | Price¦Primary Energy¦Coal | fuel_supply | coal | 2040 | 1.2927 | Price¦Primary Energy¦Coal
Downscaling[REMIND-MAgPIE 3.2-4.6 IntegratedPhysicalDamages (95th-high)] | Low demand | FRA | Price¦Primary Energy¦Coal | US$2010/GJ | Price¦Primary Energy¦Coal | fuel_supply | coal | 2045 | 1.1973 | Price¦Primary Energy¦Coal
Downscaling[REMIND-MAgPIE 3.2-4.6 IntegratedPhysicalDamages (95th-high)] | Low demand | FRA | Price¦Primary Energy¦Coal | US$2010/GJ | Price¦Primary Energy¦Coal | fuel_supply | coal | 2050 | 1.5204 | Price¦Primary Energy¦Coal
Downscaling[REMIND-MAgPIE 3.2-4.6 IntegratedPhysicalDamages (95th-high)] | Low demand | FRA | Price¦Primary Energy¦Coal | US$2010/GJ | Price¦Primary Energy¦Coal | fuel_supply | coal | 2055 | 1.4461 | Price¦Primary Energy¦Coal
Downscaling[REMIND-MAgPIE 3.2-4.6 IntegratedPhysicalDamages (95th-high)] | Low demand | FRA | Price¦Primary Energy¦Coal | US$2010/GJ | Price¦Primary Energy¦Coal | fuel_supply | coal | 2060 | 1.4734 | Price¦Primary Energy¦Coal
Downscaling[REMIND-MAgPIE 3.2-4.6 IntegratedPhysicalDamages (95th-high)] | Low demand | FRA | Price¦Primary Energy¦Coal | US$2010/GJ | Price¦Primary Energy¦Coal | fuel_supply | coal | 2065 | 1.5733 | Price¦Primary Energy¦Coal
Downscaling[REMIND-MAgPIE 3.2-4.6 IntegratedPhysicalDamages (95th-high)] | Low demand | FRA | Price¦Primary Energy¦Coal | US$2010/GJ | Price¦Primary Energy¦Coal | fuel_supply | coal | 2070 | 1.6733 | Price¦Primary Energy¦Coal
Downscaling[REMIND-MAgPIE 3.2-4.6 IntegratedPhysicalDamages (95th-high)] | Low demand | FRA | Price¦Primary Energy¦Coal | US$2010/GJ | Price¦Primary Energy¦Coal | fuel_supply | coal | 2075 | 1.7679 | Price¦Primary Energy¦Coal
Downscaling[REMIND-MAgPIE 3.2-4.6 IntegratedPhysicalDamages (95th-high)] | Low demand | FRA | Price¦Primary Energy¦Coal | US$2010/GJ | Price¦Primary Energy¦Coal | fuel_supply | coal | 2080 | 1.8624 | Price¦Primary Energy¦Coal
Downscaling[REMIND-MAgPIE 3.2-4.6 IntegratedPhysicalDamages (95th-high)] | Low demand | FRA | Price¦Primary Energy¦Coal | US$2010/GJ | Price¦Primary Energy¦Coal | fuel_supply | coal | 2085 | 1.8462 | Price¦Primary Energy¦Coal
Downscaling[REMIND-MAgPIE 3.2-4.6 IntegratedPhysicalDamages (95th-high)] | Low demand | FRA | Price¦Primary Energy¦Coal | US$2010/GJ | Price¦Primary Energy¦Coal | fuel_supply | coal | 2090 | 1.83 | Price¦Primary Energy¦Coal
Downscaling[REMIND-MAgPIE 3.2-4.6 IntegratedPhysicalDamages (95th-high)] | Low demand | FRA | Price¦Primary Energy¦Coal | US$2010/GJ | Price¦Primary Energy¦Coal | fuel_supply | coal | 2095 | 1.652 | Price¦Primary Energy¦Coal
Downscaling[REMIND-MAgPIE 3.2-4.6 IntegratedPhysicalDamages (95th-high)] | Low demand | FRA | Price¦Primary Energy¦Coal | US$2010/GJ | Price¦Primary Energy¦Coal | fuel_supply | coal | 2100 | 1.4741 | Price¦Primary Energy¦Coal
Downscaling[REMIND-MAgPIE 3.2-4.6 IntegratedPhysicalDamages (95th-high)] | Low demand | FRA | Price¦Primary Energy¦Gas | US$2010/GJ | Price¦Primary Energy¦Gas | fuel_supply | gas | 2020 | 3.9711 | Price¦Primary Energy¦Gas
Downscaling[REMIND-MAgPIE 3.2-4.6 IntegratedPhysicalDamages (95th-high)] | Low demand | FRA | Price¦Primary Energy¦Gas | US$2010/GJ | Price¦Primary Energy¦Gas | fuel_supply | gas | 2025 | 4.8572 | Price¦Primary Energy¦Gas
Downscaling[REMIND-MAgPIE 3.2-4.6 IntegratedPhysicalDamages (95th-high)] | Low demand | FRA | Price¦Primary Energy¦Gas | US$2010/GJ | Price¦Primary Energy¦Gas | fuel_supply | gas | 2030 | 4.538 | Price¦Primary Energy¦Gas
Downscaling[REMIND-MAgPIE 3.2-4.6 IntegratedPhysicalDamages (95th-high)] | Low demand | FRA | Price¦Primary Energy¦Gas | US$2010/GJ | Price¦Primary Energy¦Gas | fuel_supply | gas | 2035 | 5.2093 | Price¦Primary Energy¦Gas
Downscaling[REMIND-MAgPIE 3.2-4.6 IntegratedPhysicalDamages (95th-high)] | Low demand | FRA | Price¦Primary Energy¦Gas | US$2010/GJ | Price¦Primary Energy¦Gas | fuel_supply | gas | 2040 | 4.5601 | Price¦Primary Energy¦Gas
Downscaling[REMIND-MAgPIE 3.2-4.6 IntegratedPhysicalDamages (95th-high)] | Low demand | FRA | Price¦Primary Energy¦Gas | US$2010/GJ | Price¦Primary Energy¦Gas | fuel_supply | gas | 2045 | 3.8973 | Price¦Primary Energy¦Gas
Downscaling[REMIND-MAgPIE 3.2-4.6 IntegratedPhysicalDamages (95th-high)] | Low demand | FRA | Price¦Primary Energy¦Gas | US$2010/GJ | Price¦Primary Energy¦Gas | fuel_supply | gas | 2050 | 4.1547 | Price¦Primary Energy¦Gas
Downscaling[REMIND-MAgPIE 3.2-4.6 IntegratedPhysicalDamages (95th-high)] | Low demand | FRA | Price¦Primary Energy¦Gas | US$2010/GJ | Price¦Primary Energy¦Gas | fuel_supply | gas | 2055 | 4.016 | Price¦Primary Energy¦Gas
Downscaling[REMIND-MAgPIE 3.2-4.6 IntegratedPhysicalDamages (95th-high)] | Low demand | FRA | Price¦Primary Energy¦Gas | US$2010/GJ | Price¦Primary Energy¦Gas | fuel_supply | gas | 2060 | 5.0439 | Price¦Primary Energy¦Gas
Downscaling[REMIND-MAgPIE 3.2-4.6 IntegratedPhysicalDamages (95th-high)] | Low demand | FRA | Price¦Primary Energy¦Gas | US$2010/GJ | Price¦Primary Energy¦Gas | fuel_supply | gas | 2065 | 5.1523 | Price¦Primary Energy¦Gas
Downscaling[REMIND-MAgPIE 3.2-4.6 IntegratedPhysicalDamages (95th-high)] | Low demand | FRA | Price¦Primary Energy¦Gas | US$2010/GJ | Price¦Primary Energy¦Gas | fuel_supply | gas | 2070 | 5.2607 | Price¦Primary Energy¦Gas
Downscaling[REMIND-MAgPIE 3.2-4.6 IntegratedPhysicalDamages (95th-high)] | Low demand | FRA | Price¦Primary Energy¦Gas | US$2010/GJ | Price¦Primary Energy¦Gas | fuel_supply | gas | 2075 | 5.0119 | Price¦Primary Energy¦Gas
Downscaling[REMIND-MAgPIE 3.2-4.6 IntegratedPhysicalDamages (95th-high)] | Low demand | FRA | Price¦Primary Energy¦Gas | US$2010/GJ | Price¦Primary Energy¦Gas | fuel_supply | gas | 2080 | 4.763 | Price¦Primary Energy¦Gas
Downscaling[REMIND-MAgPIE 3.2-4.6 IntegratedPhysicalDamages (95th-high)] | Low demand | FRA | Price¦Primary Energy¦Gas | US$2010/GJ | Price¦Primary Energy¦Gas | fuel_supply | gas | 2085 | 4.7706 | Price¦Primary Energy¦Gas
Downscaling[REMIND-MAgPIE 3.2-4.6 IntegratedPhysicalDamages (95th-high)] | Low demand | FRA | Price¦Primary Energy¦Gas | US$2010/GJ | Price¦Primary Energy¦Gas | fuel_supply | gas | 2090 | 4.7782 | Price¦Primary Energy¦Gas
Downscaling[REMIND-MAgPIE 3.2-4.6 IntegratedPhysicalDamages (95th-high)] | Low demand | FRA | Price¦Primary Energy¦Gas | US$2010/GJ | Price¦Primary Energy¦Gas | fuel_supply | gas | 2095 | 4.2566 | Price¦Primary Energy¦Gas
Downscaling[REMIND-MAgPIE 3.2-4.6 IntegratedPhysicalDamages (95th-high)] | Low demand | FRA | Price¦Primary Energy¦Gas | US$2010/GJ | Price¦Primary Energy¦Gas | fuel_supply | gas | 2100 | 3.735 | Price¦Primary Energy¦Gas
Downscaling[REMIND-MAgPIE 3.2-4.6 IntegratedPhysicalDamages (95th-high)] | Low demand | FRA | Price¦Secondary Energy¦Liquids¦Oil | US$2010/GJ | Price¦Secondary Energy¦Liquids¦Oil | fuel_supply | oil | 2020 | 82.2847 | Price¦Secondary Energy¦Liquids¦Oil
Downscaling[REMIND-MAgPIE 3.2-4.6 IntegratedPhysicalDamages (95th-high)] | Low demand | FRA | Price¦Secondary Energy¦Liquids¦Oil | US$2010/GJ | Price¦Secondary Energy¦Liquids¦Oil | fuel_supply | oil | 2025 | 42.1672 | Price¦Secondary Energy¦Liquids¦Oil
Downscaling[REMIND-MAgPIE 3.2-4.6 IntegratedPhysicalDamages (95th-high)] | Low demand | FRA | Price¦Secondary Energy¦Liquids¦Oil | US$2010/GJ | Price¦Secondary Energy¦Liquids¦Oil | fuel_supply | oil | 2030 | 79.3369 | Price¦Secondary Energy¦Liquids¦Oil
Downscaling[REMIND-MAgPIE 3.2-4.6 IntegratedPhysicalDamages (95th-high)] | Low demand | FRA | Price¦Secondary Energy¦Liquids¦Oil | US$2010/GJ | Price¦Secondary Energy¦Liquids¦Oil | fuel_supply | oil | 2035 | 85.0279 | Price¦Secondary Energy¦Liquids¦Oil
Downscaling[REMIND-MAgPIE 3.2-4.6 IntegratedPhysicalDamages (95th-high)] | Low demand | FRA | Price¦Secondary Energy¦Liquids¦Oil | US$2010/GJ | Price¦Secondary Energy¦Liquids¦Oil | fuel_supply | oil | 2040 | 98.5073 | Price¦Secondary Energy¦Liquids¦Oil
Downscaling[REMIND-MAgPIE 3.2-4.6 IntegratedPhysicalDamages (95th-high)] | Low demand | FRA | Price¦Secondary Energy¦Liquids¦Oil | US$2010/GJ | Price¦Secondary Energy¦Liquids¦Oil | fuel_supply | oil | 2045 | 91.827 | Price¦Secondary Energy¦Liquids¦Oil
Downscaling[REMIND-MAgPIE 3.2-4.6 IntegratedPhysicalDamages (95th-high)] | Low demand | FRA | Price¦Secondary Energy¦Liquids¦Oil | US$2010/GJ | Price¦Secondary Energy¦Liquids¦Oil | fuel_supply | oil | 2050 | 121.332 | Price¦Secondary Energy¦Liquids¦Oil
Downscaling[REMIND-MAgPIE 3.2-4.6 IntegratedPhysicalDamages (95th-high)] | Low demand | FRA | Price¦Secondary Energy¦Liquids¦Oil | US$2010/GJ | Price¦Secondary Energy¦Liquids¦Oil | fuel_supply | oil | 2055 | 134.0939 | Price¦Secondary Energy¦Liquids¦Oil
Downscaling[REMIND-MAgPIE 3.2-4.6 IntegratedPhysicalDamages (95th-high)] | Low demand | FRA | Price¦Secondary Energy¦Liquids¦Oil | US$2010/GJ | Price¦Secondary Energy¦Liquids¦Oil | fuel_supply | oil | 2060 | 206.8753 | Price¦Secondary Energy¦Liquids¦Oil
Downscaling[REMIND-MAgPIE 3.2-4.6 IntegratedPhysicalDamages (95th-high)] | Low demand | FRA | Price¦Secondary Energy¦Liquids¦Oil | US$2010/GJ | Price¦Secondary Energy¦Liquids¦Oil | fuel_supply | oil | 2065 | 250.3121 | Price¦Secondary Energy¦Liquids¦Oil
Downscaling[REMIND-MAgPIE 3.2-4.6 IntegratedPhysicalDamages (95th-high)] | Low demand | FRA | Price¦Secondary Energy¦Liquids¦Oil | US$2010/GJ | Price¦Secondary Energy¦Liquids¦Oil | fuel_supply | oil | 2070 | 293.7489 | Price¦Secondary Energy¦Liquids¦Oil
Downscaling[REMIND-MAgPIE 3.2-4.6 IntegratedPhysicalDamages (95th-high)] | Low demand | FRA | Price¦Secondary Energy¦Liquids¦Oil | US$2010/GJ | Price¦Secondary Energy¦Liquids¦Oil | fuel_supply | oil | 2075 | 287.7397 | Price¦Secondary Energy¦Liquids¦Oil
Downscaling[REMIND-MAgPIE 3.2-4.6 IntegratedPhysicalDamages (95th-high)] | Low demand | FRA | Price¦Secondary Energy¦Liquids¦Oil | US$2010/GJ | Price¦Secondary Energy¦Liquids¦Oil | fuel_supply | oil | 2080 | 281.7304 | Price¦Secondary Energy¦Liquids¦Oil
Downscaling[REMIND-MAgPIE 3.2-4.6 IntegratedPhysicalDamages (95th-high)] | Low demand | FRA | Price¦Secondary Energy¦Liquids¦Oil | US$2010/GJ | Price¦Secondary Energy¦Liquids¦Oil | fuel_supply | oil | 2085 | 278.1346 | Price¦Secondary Energy¦Liquids¦Oil
Downscaling[REMIND-MAgPIE 3.2-4.6 IntegratedPhysicalDamages (95th-high)] | Low demand | FRA | Price¦Secondary Energy¦Liquids¦Oil | US$2010/GJ | Price¦Secondary Energy¦Liquids¦Oil | fuel_supply | oil | 2090 | 274.5388 | Price¦Secondary Energy¦Liquids¦Oil
Downscaling[REMIND-MAgPIE 3.2-4.6 IntegratedPhysicalDamages (95th-high)] | Low demand | FRA | Price¦Secondary Energy¦Liquids¦Oil | US$2010/GJ | Price¦Secondary Energy¦Liquids¦Oil | fuel_supply | oil | 2095 | 294.9841 | Price¦Secondary Energy¦Liquids¦Oil
Downscaling[REMIND-MAgPIE 3.2-4.6 IntegratedPhysicalDamages (95th-high)] | Low demand | FRA | Price¦Secondary Energy¦Liquids¦Oil | US$2010/GJ | Price¦Secondary Energy¦Liquids¦Oil | fuel_supply | oil | 2100 | 315.4293 | Price¦Secondary Energy¦Liquids¦Oil
Downscaling[REMIND-MAgPIE 3.2-4.6 IntegratedPhysicalDamages (95th-high)] | Low demand | FRA | Emissions¦CO2 | Mt CO2/yr | Emissions¦CO2 | scenarios - CO2 abatement | CO2 | 2020 | 246.1201 | Emissions¦CO2
Downscaling[REMIND-MAgPIE 3.2-4.6 IntegratedPhysicalDamages (95th-high)] | Low demand | FRA | Emissions¦CO2 | Mt CO2/yr | Emissions¦CO2 | scenarios - CO2 abatement | CO2 | 2025 | 216.2215 | Emissions¦CO2
Downscaling[REMIND-MAgPIE 3.2-4.6 IntegratedPhysicalDamages (95th-high)] | Low demand | FRA | Emissions¦CO2 | Mt CO2/yr | Emissions¦CO2 | scenarios - CO2 abatement | CO2 | 2030 | 83.7318 | Emissions¦CO2
Downscaling[REMIND-MAgPIE 3.2-4.6 IntegratedPhysicalDamages (95th-high)] | Low demand | FRA | Emissions¦CO2 | Mt CO2/yr | Emissions¦CO2 | scenarios - CO2 abatement | CO2 | 2035 | 19.3079 | Emissions¦CO2
Downscaling[REMIND-MAgPIE 3.2-4.6 IntegratedPhysicalDamages (95th-high)] | Low demand | FRA | Emissions¦CO2 | Mt CO2/yr | Emissions¦CO2 | scenarios - CO2 abatement | CO2 | 2040 | -32.3701 | Emissions¦CO2
Downscaling[REMIND-MAgPIE 3.2-4.6 IntegratedPhysicalDamages (95th-high)] | Low demand | FRA | Emissions¦CO2 | Mt CO2/yr | Emissions¦CO2 | scenarios - CO2 abatement | CO2 | 2045 | -63.8288 | Emissions¦CO2
Downscaling[REMIND-MAgPIE 3.2-4.6 IntegratedPhysicalDamages (95th-high)] | Low demand | FRA | Emissions¦CO2 | Mt CO2/yr | Emissions¦CO2 | scenarios - CO2 abatement | CO2 | 2050 | -78.5284 | Emissions¦CO2
Downscaling[REMIND-MAgPIE 3.2-4.6 IntegratedPhysicalDamages (95th-high)] | Low demand | FRA | Emissions¦CO2 | Mt CO2/yr | Emissions¦CO2 | scenarios - CO2 abatement | CO2 | 2055 | -84.1447 | Emissions¦CO2
Downscaling[REMIND-MAgPIE 3.2-4.6 IntegratedPhysicalDamages (95th-high)] | Low demand | FRA | Emissions¦CO2 | Mt CO2/yr | Emissions¦CO2 | scenarios - CO2 abatement | CO2 | 2060 | -87.0128 | Emissions¦CO2
Downscaling[REMIND-MAgPIE 3.2-4.6 IntegratedPhysicalDamages (95th-high)] | Low demand | FRA | Emissions¦CO2 | Mt CO2/yr | Emissions¦CO2 | scenarios - CO2 abatement | CO2 | 2065 | -82.1902 | Emissions¦CO2
Downscaling[REMIND-MAgPIE 3.2-4.6 IntegratedPhysicalDamages (95th-high)] | Low demand | FRA | Emissions¦CO2 | Mt CO2/yr | Emissions¦CO2 | scenarios - CO2 abatement | CO2 | 2070 | -77.2453 | Emissions¦CO2
Downscaling[REMIND-MAgPIE 3.2-4.6 IntegratedPhysicalDamages (95th-high)] | Low demand | FRA | Emissions¦CO2 | Mt CO2/yr | Emissions¦CO2 | scenarios - CO2 abatement | CO2 | 2075 | -86.7473 | Emissions¦CO2
Downscaling[REMIND-MAgPIE 3.2-4.6 IntegratedPhysicalDamages (95th-high)] | Low demand | FRA | Emissions¦CO2 | Mt CO2/yr | Emissions¦CO2 | scenarios - CO2 abatement | CO2 | 2080 | -96.3641 | Emissions¦CO2
Downscaling[REMIND-MAgPIE 3.2-4.6 IntegratedPhysicalDamages (95th-high)] | Low demand | FRA | Emissions¦CO2 | Mt CO2/yr | Emissions¦CO2 | scenarios - CO2 abatement | CO2 | 2085 | -94.8354 | Emissions¦CO2
Downscaling[REMIND-MAgPIE 3.2-4.6 IntegratedPhysicalDamages (95th-high)] | Low demand | FRA | Emissions¦CO2 | Mt CO2/yr | Emissions¦CO2 | scenarios - CO2 abatement | CO2 | 2090 | -93.1226 | Emissions¦CO2
Downscaling[REMIND-MAgPIE 3.2-4.6 IntegratedPhysicalDamages (95th-high)] | Low demand | FRA | Emissions¦CO2 | Mt CO2/yr | Emissions¦CO2 | scenarios - CO2 abatement | CO2 | 2095 | -96.6834 | Emissions¦CO2
Downscaling[REMIND-MAgPIE 3.2-4.6 IntegratedPhysicalDamages (95th-high)] | Low demand | FRA | Emissions¦CO2 | Mt CO2/yr | Emissions¦CO2 | scenarios - CO2 abatement | CO2 | 2100 | -100.1924 | Emissions¦CO2
Downscaling[REMIND-MAgPIE 3.2-4.6 IntegratedPhysicalDamages (95th-high)] | Low demand | FRA | Emissions¦CO2¦Energy | Mt CO2/yr | Emissions¦CO2¦Energy | scenarios - CO2 abatement | CO2 | 2020 | 305.3384 | Emissions¦CO2¦Energy
Downscaling[REMIND-MAgPIE 3.2-4.6 IntegratedPhysicalDamages (95th-high)] | Low demand | FRA | Emissions¦CO2¦Energy | Mt CO2/yr | Emissions¦CO2¦Energy | scenarios - CO2 abatement | CO2 | 2025 | 251.4468 | Emissions¦CO2¦Energy
Downscaling[REMIND-MAgPIE 3.2-4.6 IntegratedPhysicalDamages (95th-high)] | Low demand | FRA | Emissions¦CO2¦Energy | Mt CO2/yr | Emissions¦CO2¦Energy | scenarios - CO2 abatement | CO2 | 2030 | 128.4788 | Emissions¦CO2¦Energy
Downscaling[REMIND-MAgPIE 3.2-4.6 IntegratedPhysicalDamages (95th-high)] | Low demand | FRA | Emissions¦CO2¦Energy | Mt CO2/yr | Emissions¦CO2¦Energy | scenarios - CO2 abatement | CO2 | 2035 | 68.6073 | Emissions¦CO2¦Energy
Downscaling[REMIND-MAgPIE 3.2-4.6 IntegratedPhysicalDamages (95th-high)] | Low demand | FRA | Emissions¦CO2¦Energy | Mt CO2/yr | Emissions¦CO2¦Energy | scenarios - CO2 abatement | CO2 | 2040 | 19.9958 | Emissions¦CO2¦Energy
Downscaling[REMIND-MAgPIE 3.2-4.6 IntegratedPhysicalDamages (95th-high)] | Low demand | FRA | Emissions¦CO2¦Energy | Mt CO2/yr | Emissions¦CO2¦Energy | scenarios - CO2 abatement | CO2 | 2045 | -8.4779 | Emissions¦CO2¦Energy
Downscaling[REMIND-MAgPIE 3.2-4.6 IntegratedPhysicalDamages (95th-high)] | Low demand | FRA | Emissions¦CO2¦Energy | Mt CO2/yr | Emissions¦CO2¦Energy | scenarios - CO2 abatement | CO2 | 2050 | -21.6588 | Emissions¦CO2¦Energy
Downscaling[REMIND-MAgPIE 3.2-4.6 IntegratedPhysicalDamages (95th-high)] | Low demand | FRA | Emissions¦CO2¦Energy | Mt CO2/yr | Emissions¦CO2¦Energy | scenarios - CO2 abatement | CO2 | 2055 | -26.9369 | Emissions¦CO2¦Energy
Downscaling[REMIND-MAgPIE 3.2-4.6 IntegratedPhysicalDamages (95th-high)] | Low demand | FRA | Emissions¦CO2¦Energy | Mt CO2/yr | Emissions¦CO2¦Energy | scenarios - CO2 abatement | CO2 | 2060 | -31.8983 | Emissions¦CO2¦Energy
Downscaling[REMIND-MAgPIE 3.2-4.6 IntegratedPhysicalDamages (95th-high)] | Low demand | FRA | Emissions¦CO2¦Energy | Mt CO2/yr | Emissions¦CO2¦Energy | scenarios - CO2 abatement | CO2 | 2065 | -33.9436 | Emissions¦CO2¦Energy
Downscaling[REMIND-MAgPIE 3.2-4.6 IntegratedPhysicalDamages (95th-high)] | Low demand | FRA | Emissions¦CO2¦Energy | Mt CO2/yr | Emissions¦CO2¦Energy | scenarios - CO2 abatement | CO2 | 2070 | -35.9163 | Emissions¦CO2¦Energy
Downscaling[REMIND-MAgPIE 3.2-4.6 IntegratedPhysicalDamages (95th-high)] | Low demand | FRA | Emissions¦CO2¦Energy | Mt CO2/yr | Emissions¦CO2¦Energy | scenarios - CO2 abatement | CO2 | 2075 | -40.2829 | Emissions¦CO2¦Energy
Downscaling[REMIND-MAgPIE 3.2-4.6 IntegratedPhysicalDamages (95th-high)] | Low demand | FRA | Emissions¦CO2¦Energy | Mt CO2/yr | Emissions¦CO2¦Energy | scenarios - CO2 abatement | CO2 | 2080 | -44.7873 | Emissions¦CO2¦Energy
Downscaling[REMIND-MAgPIE 3.2-4.6 IntegratedPhysicalDamages (95th-high)] | Low demand | FRA | Emissions¦CO2¦Energy | Mt CO2/yr | Emissions¦CO2¦Energy | scenarios - CO2 abatement | CO2 | 2085 | -46.9447 | Emissions¦CO2¦Energy
Downscaling[REMIND-MAgPIE 3.2-4.6 IntegratedPhysicalDamages (95th-high)] | Low demand | FRA | Emissions¦CO2¦Energy | Mt CO2/yr | Emissions¦CO2¦Energy | scenarios - CO2 abatement | CO2 | 2090 | -48.9246 | Emissions¦CO2¦Energy
Downscaling[REMIND-MAgPIE 3.2-4.6 IntegratedPhysicalDamages (95th-high)] | Low demand | FRA | Emissions¦CO2¦Energy | Mt CO2/yr | Emissions¦CO2¦Energy | scenarios - CO2 abatement | CO2 | 2095 | -50.4299 | Emissions¦CO2¦Energy
Downscaling[REMIND-MAgPIE 3.2-4.6 IntegratedPhysicalDamages (95th-high)] | Low demand | FRA | Emissions¦CO2¦Energy | Mt CO2/yr | Emissions¦CO2¦Energy | scenarios - CO2 abatement | CO2 | 2100 | -51.9098 | Emissions¦CO2¦Energy
Downscaling[REMIND-MAgPIE 3.2-4.6 IntegratedPhysicalDamages (95th-high)] | Nationally Determined Contributions (NDCs) | FRA | Carbon Sequestration¦CCS | Mt CO2/yr | Carbon Sequestration¦CCS | CCS potential |  | 2020 | 0 | Carbon Sequestration¦CCS
Downscaling[REMIND-MAgPIE 3.2-4.6 IntegratedPhysicalDamages (95th-high)] | Nationally Determined Contributions (NDCs) | FRA | Carbon Sequestration¦CCS | Mt CO2/yr | Carbon Sequestration¦CCS | CCS potential |  | 2025 | 0.4292 | Carbon Sequestration¦CCS
Downscaling[REMIND-MAgPIE 3.2-4.6 IntegratedPhysicalDamages (95th-high)] | Nationally Determined Contributions (NDCs) | FRA | Carbon Sequestration¦CCS | Mt CO2/yr | Carbon Sequestration¦CCS | CCS potential |  | 2030 | 3.0986 | Carbon Sequestration¦CCS
Downscaling[REMIND-MAgPIE 3.2-4.6 IntegratedPhysicalDamages (95th-high)] | Nationally Determined Contributions (NDCs) | FRA | Carbon Sequestration¦CCS | Mt CO2/yr | Carbon Sequestration¦CCS | CCS potential |  | 2035 | 7.8591 | Carbon Sequestration¦CCS
Downscaling[REMIND-MAgPIE 3.2-4.6 IntegratedPhysicalDamages (95th-high)] | Nationally Determined Contributions (NDCs) | FRA | Carbon Sequestration¦CCS | Mt CO2/yr | Carbon Sequestration¦CCS | CCS potential |  | 2040 | 14 | Carbon Sequestration¦CCS
Downscaling[REMIND-MAgPIE 3.2-4.6 IntegratedPhysicalDamages (95th-high)] | Nationally Determined Contributions (NDCs) | FRA | Carbon Sequestration¦CCS | Mt CO2/yr | Carbon Sequestration¦CCS | CCS potential |  | 2045 | 16.941 | Carbon Sequestration¦CCS
Downscaling[REMIND-MAgPIE 3.2-4.6 IntegratedPhysicalDamages (95th-high)] | Nationally Determined Contributions (NDCs) | FRA | Carbon Sequestration¦CCS | Mt CO2/yr | Carbon Sequestration¦CCS | CCS potential |  | 2050 | 19.3067 | Carbon Sequestration¦CCS
Downscaling[REMIND-MAgPIE 3.2-4.6 IntegratedPhysicalDamages (95th-high)] | Nationally Determined Contributions (NDCs) | FRA | Carbon Sequestration¦CCS | Mt CO2/yr | Carbon Sequestration¦CCS | CCS potential |  | 2055 | 20.6003 | Carbon Sequestration¦CCS
Downscaling[REMIND-MAgPIE 3.2-4.6 IntegratedPhysicalDamages (95th-high)] | Nationally Determined Contributions (NDCs) | FRA | Carbon Sequestration¦CCS | Mt CO2/yr | Carbon Sequestration¦CCS | CCS potential |  | 2060 | 20.8399 | Carbon Sequestration¦CCS
Downscaling[REMIND-MAgPIE 3.2-4.6 IntegratedPhysicalDamages (95th-high)] | Nationally Determined Contributions (NDCs) | FRA | Carbon Sequestration¦CCS | Mt CO2/yr | Carbon Sequestration¦CCS | CCS potential |  | 2065 | 19.3838 | Carbon Sequestration¦CCS
Downscaling[REMIND-MAgPIE 3.2-4.6 IntegratedPhysicalDamages (95th-high)] | Nationally Determined Contributions (NDCs) | FRA | Carbon Sequestration¦CCS | Mt CO2/yr | Carbon Sequestration¦CCS | CCS potential |  | 2070 | 17.7171 | Carbon Sequestration¦CCS
Downscaling[REMIND-MAgPIE 3.2-4.6 IntegratedPhysicalDamages (95th-high)] | Nationally Determined Contributions (NDCs) | FRA | Carbon Sequestration¦CCS | Mt CO2/yr | Carbon Sequestration¦CCS | CCS potential |  | 2075 | 14.4079 | Carbon Sequestration¦CCS
Downscaling[REMIND-MAgPIE 3.2-4.6 IntegratedPhysicalDamages (95th-high)] | Nationally Determined Contributions (NDCs) | FRA | Carbon Sequestration¦CCS | Mt CO2/yr | Carbon Sequestration¦CCS | CCS potential |  | 2080 | 10.9446 | Carbon Sequestration¦CCS
Downscaling[REMIND-MAgPIE 3.2-4.6 IntegratedPhysicalDamages (95th-high)] | Nationally Determined Contributions (NDCs) | FRA | Carbon Sequestration¦CCS | Mt CO2/yr | Carbon Sequestration¦CCS | CCS potential |  | 2085 | 11.3251 | Carbon Sequestration¦CCS
Downscaling[REMIND-MAgPIE 3.2-4.6 IntegratedPhysicalDamages (95th-high)] | Nationally Determined Contributions (NDCs) | FRA | Carbon Sequestration¦CCS | Mt CO2/yr | Carbon Sequestration¦CCS | CCS potential |  | 2090 | 11.669 | Carbon Sequestration¦CCS
Downscaling[REMIND-MAgPIE 3.2-4.6 IntegratedPhysicalDamages (95th-high)] | Nationally Determined Contributions (NDCs) | FRA | Carbon Sequestration¦CCS | Mt CO2/yr | Carbon Sequestration¦CCS | CCS potential |  | 2095 | 13.9469 | Carbon Sequestration¦CCS
Downscaling[REMIND-MAgPIE 3.2-4.6 IntegratedPhysicalDamages (95th-high)] | Nationally Determined Contributions (NDCs) | FRA | Carbon Sequestration¦CCS | Mt CO2/yr | Carbon Sequestration¦CCS | CCS potential |  | 2100 | 16.312 | Carbon Sequestration¦CCS
Downscaling[REMIND-MAgPIE 3.2-4.6 IntegratedPhysicalDamages (95th-high)] | Nationally Determined Contributions (NDCs) | FRA | Final Energy¦Industry¦Electricity | EJ/yr | Final Energy¦Industry¦Electricity | demand_projection | elc_industry | 2020 | 0.4599 | Final Energy¦Industry¦Electricity
Downscaling[REMIND-MAgPIE 3.2-4.6 IntegratedPhysicalDamages (95th-high)] | Nationally Determined Contributions (NDCs) | FRA | Final Energy¦Industry¦Electricity | EJ/yr | Final Energy¦Industry¦Electricity | demand_projection | elc_industry | 2025 | 0.542 | Final Energy¦Industry¦Electricity
Downscaling[REMIND-MAgPIE 3.2-4.6 IntegratedPhysicalDamages (95th-high)] | Nationally Determined Contributions (NDCs) | FRA | Final Energy¦Industry¦Electricity | EJ/yr | Final Energy¦Industry¦Electricity | demand_projection | elc_industry | 2030 | 0.5546 | Final Energy¦Industry¦Electricity
Downscaling[REMIND-MAgPIE 3.2-4.6 IntegratedPhysicalDamages (95th-high)] | Nationally Determined Contributions (NDCs) | FRA | Final Energy¦Industry¦Electricity | EJ/yr | Final Energy¦Industry¦Electricity | demand_projection | elc_industry | 2035 | 0.5841 | Final Energy¦Industry¦Electricity
Downscaling[REMIND-MAgPIE 3.2-4.6 IntegratedPhysicalDamages (95th-high)] | Nationally Determined Contributions (NDCs) | FRA | Final Energy¦Industry¦Electricity | EJ/yr | Final Energy¦Industry¦Electricity | demand_projection | elc_industry | 2040 | 0.6168 | Final Energy¦Industry¦Electricity
Downscaling[REMIND-MAgPIE 3.2-4.6 IntegratedPhysicalDamages (95th-high)] | Nationally Determined Contributions (NDCs) | FRA | Final Energy¦Industry¦Electricity | EJ/yr | Final Energy¦Industry¦Electricity | demand_projection | elc_industry | 2045 | 0.6343 | Final Energy¦Industry¦Electricity
Downscaling[REMIND-MAgPIE 3.2-4.6 IntegratedPhysicalDamages (95th-high)] | Nationally Determined Contributions (NDCs) | FRA | Final Energy¦Industry¦Electricity | EJ/yr | Final Energy¦Industry¦Electricity | demand_projection | elc_industry | 2050 | 0.6226 | Final Energy¦Industry¦Electricity
Downscaling[REMIND-MAgPIE 3.2-4.6 IntegratedPhysicalDamages (95th-high)] | Nationally Determined Contributions (NDCs) | FRA | Final Energy¦Industry¦Electricity | EJ/yr | Final Energy¦Industry¦Electricity | demand_projection | elc_industry | 2055 | 0.6157 | Final Energy¦Industry¦Electricity
Downscaling[REMIND-MAgPIE 3.2-4.6 IntegratedPhysicalDamages (95th-high)] | Nationally Determined Contributions (NDCs) | FRA | Final Energy¦Industry¦Electricity | EJ/yr | Final Energy¦Industry¦Electricity | demand_projection | elc_industry | 2060 | 0.5696 | Final Energy¦Industry¦Electricity
Downscaling[REMIND-MAgPIE 3.2-4.6 IntegratedPhysicalDamages (95th-high)] | Nationally Determined Contributions (NDCs) | FRA | Final Energy¦Industry¦Electricity | EJ/yr | Final Energy¦Industry¦Electricity | demand_projection | elc_industry | 2065 | 0.5713 | Final Energy¦Industry¦Electricity
Downscaling[REMIND-MAgPIE 3.2-4.6 IntegratedPhysicalDamages (95th-high)] | Nationally Determined Contributions (NDCs) | FRA | Final Energy¦Industry¦Electricity | EJ/yr | Final Energy¦Industry¦Electricity | demand_projection | elc_industry | 2070 | 0.5758 | Final Energy¦Industry¦Electricity
Downscaling[REMIND-MAgPIE 3.2-4.6 IntegratedPhysicalDamages (95th-high)] | Nationally Determined Contributions (NDCs) | FRA | Final Energy¦Industry¦Electricity | EJ/yr | Final Energy¦Industry¦Electricity | demand_projection | elc_industry | 2075 | 0.5717 | Final Energy¦Industry¦Electricity
Downscaling[REMIND-MAgPIE 3.2-4.6 IntegratedPhysicalDamages (95th-high)] | Nationally Determined Contributions (NDCs) | FRA | Final Energy¦Industry¦Electricity | EJ/yr | Final Energy¦Industry¦Electricity | demand_projection | elc_industry | 2080 | 0.5594 | Final Energy¦Industry¦Electricity
Downscaling[REMIND-MAgPIE 3.2-4.6 IntegratedPhysicalDamages (95th-high)] | Nationally Determined Contributions (NDCs) | FRA | Final Energy¦Industry¦Electricity | EJ/yr | Final Energy¦Industry¦Electricity | demand_projection | elc_industry | 2085 | 0.5417 | Final Energy¦Industry¦Electricity
Downscaling[REMIND-MAgPIE 3.2-4.6 IntegratedPhysicalDamages (95th-high)] | Nationally Determined Contributions (NDCs) | FRA | Final Energy¦Industry¦Electricity | EJ/yr | Final Energy¦Industry¦Electricity | demand_projection | elc_industry | 2090 | 0.5217 | Final Energy¦Industry¦Electricity
Downscaling[REMIND-MAgPIE 3.2-4.6 IntegratedPhysicalDamages (95th-high)] | Nationally Determined Contributions (NDCs) | FRA | Final Energy¦Industry¦Electricity | EJ/yr | Final Energy¦Industry¦Electricity | demand_projection | elc_industry | 2095 | 0.5016 | Final Energy¦Industry¦Electricity
Downscaling[REMIND-MAgPIE 3.2-4.6 IntegratedPhysicalDamages (95th-high)] | Nationally Determined Contributions (NDCs) | FRA | Final Energy¦Industry¦Electricity | EJ/yr | Final Energy¦Industry¦Electricity | demand_projection | elc_industry | 2100 | 0.4805 | Final Energy¦Industry¦Electricity
Downscaling[REMIND-MAgPIE 3.2-4.6 IntegratedPhysicalDamages (95th-high)] | Nationally Determined Contributions (NDCs) | FRA | Final Energy¦Residential and Commercial¦Electricity | EJ/yr | Final Energy¦Residential and Commercial¦Electricity | demand_projection | elc_buildings | 2020 | 1.0992 | Final Energy¦Residential and Commercial¦Electricity
Downscaling[REMIND-MAgPIE 3.2-4.6 IntegratedPhysicalDamages (95th-high)] | Nationally Determined Contributions (NDCs) | FRA | Final Energy¦Residential and Commercial¦Electricity | EJ/yr | Final Energy¦Residential and Commercial¦Electricity | demand_projection | elc_buildings | 2025 | 1.2198 | Final Energy¦Residential and Commercial¦Electricity
Downscaling[REMIND-MAgPIE 3.2-4.6 IntegratedPhysicalDamages (95th-high)] | Nationally Determined Contributions (NDCs) | FRA | Final Energy¦Residential and Commercial¦Electricity | EJ/yr | Final Energy¦Residential and Commercial¦Electricity | demand_projection | elc_buildings | 2030 | 1.2546 | Final Energy¦Residential and Commercial¦Electricity
Downscaling[REMIND-MAgPIE 3.2-4.6 IntegratedPhysicalDamages (95th-high)] | Nationally Determined Contributions (NDCs) | FRA | Final Energy¦Residential and Commercial¦Electricity | EJ/yr | Final Energy¦Residential and Commercial¦Electricity | demand_projection | elc_buildings | 2035 | 1.3312 | Final Energy¦Residential and Commercial¦Electricity
Downscaling[REMIND-MAgPIE 3.2-4.6 IntegratedPhysicalDamages (95th-high)] | Nationally Determined Contributions (NDCs) | FRA | Final Energy¦Residential and Commercial¦Electricity | EJ/yr | Final Energy¦Residential and Commercial¦Electricity | demand_projection | elc_buildings | 2040 | 1.3703 | Final Energy¦Residential and Commercial¦Electricity
Downscaling[REMIND-MAgPIE 3.2-4.6 IntegratedPhysicalDamages (95th-high)] | Nationally Determined Contributions (NDCs) | FRA | Final Energy¦Residential and Commercial¦Electricity | EJ/yr | Final Energy¦Residential and Commercial¦Electricity | demand_projection | elc_buildings | 2045 | 1.3992 | Final Energy¦Residential and Commercial¦Electricity
Downscaling[REMIND-MAgPIE 3.2-4.6 IntegratedPhysicalDamages (95th-high)] | Nationally Determined Contributions (NDCs) | FRA | Final Energy¦Residential and Commercial¦Electricity | EJ/yr | Final Energy¦Residential and Commercial¦Electricity | demand_projection | elc_buildings | 2050 | 1.3926 | Final Energy¦Residential and Commercial¦Electricity
Downscaling[REMIND-MAgPIE 3.2-4.6 IntegratedPhysicalDamages (95th-high)] | Nationally Determined Contributions (NDCs) | FRA | Final Energy¦Residential and Commercial¦Electricity | EJ/yr | Final Energy¦Residential and Commercial¦Electricity | demand_projection | elc_buildings | 2055 | 1.3423 | Final Energy¦Residential and Commercial¦Electricity
Downscaling[REMIND-MAgPIE 3.2-4.6 IntegratedPhysicalDamages (95th-high)] | Nationally Determined Contributions (NDCs) | FRA | Final Energy¦Residential and Commercial¦Electricity | EJ/yr | Final Energy¦Residential and Commercial¦Electricity | demand_projection | elc_buildings | 2060 | 1.3629 | Final Energy¦Residential and Commercial¦Electricity
Downscaling[REMIND-MAgPIE 3.2-4.6 IntegratedPhysicalDamages (95th-high)] | Nationally Determined Contributions (NDCs) | FRA | Final Energy¦Residential and Commercial¦Electricity | EJ/yr | Final Energy¦Residential and Commercial¦Electricity | demand_projection | elc_buildings | 2065 | 1.3698 | Final Energy¦Residential and Commercial¦Electricity
Downscaling[REMIND-MAgPIE 3.2-4.6 IntegratedPhysicalDamages (95th-high)] | Nationally Determined Contributions (NDCs) | FRA | Final Energy¦Residential and Commercial¦Electricity | EJ/yr | Final Energy¦Residential and Commercial¦Electricity | demand_projection | elc_buildings | 2070 | 1.3793 | Final Energy¦Residential and Commercial¦Electricity
Downscaling[REMIND-MAgPIE 3.2-4.6 IntegratedPhysicalDamages (95th-high)] | Nationally Determined Contributions (NDCs) | FRA | Final Energy¦Residential and Commercial¦Electricity | EJ/yr | Final Energy¦Residential and Commercial¦Electricity | demand_projection | elc_buildings | 2075 | 1.4283 | Final Energy¦Residential and Commercial¦Electricity
Downscaling[REMIND-MAgPIE 3.2-4.6 IntegratedPhysicalDamages (95th-high)] | Nationally Determined Contributions (NDCs) | FRA | Final Energy¦Residential and Commercial¦Electricity | EJ/yr | Final Energy¦Residential and Commercial¦Electricity | demand_projection | elc_buildings | 2080 | 1.4764 | Final Energy¦Residential and Commercial¦Electricity
Downscaling[REMIND-MAgPIE 3.2-4.6 IntegratedPhysicalDamages (95th-high)] | Nationally Determined Contributions (NDCs) | FRA | Final Energy¦Residential and Commercial¦Electricity | EJ/yr | Final Energy¦Residential and Commercial¦Electricity | demand_projection | elc_buildings | 2085 | 1.5284 | Final Energy¦Residential and Commercial¦Electricity
Downscaling[REMIND-MAgPIE 3.2-4.6 IntegratedPhysicalDamages (95th-high)] | Nationally Determined Contributions (NDCs) | FRA | Final Energy¦Residential and Commercial¦Electricity | EJ/yr | Final Energy¦Residential and Commercial¦Electricity | demand_projection | elc_buildings | 2090 | 1.5803 | Final Energy¦Residential and Commercial¦Electricity
Downscaling[REMIND-MAgPIE 3.2-4.6 IntegratedPhysicalDamages (95th-high)] | Nationally Determined Contributions (NDCs) | FRA | Final Energy¦Residential and Commercial¦Electricity | EJ/yr | Final Energy¦Residential and Commercial¦Electricity | demand_projection | elc_buildings | 2095 | 1.6377 | Final Energy¦Residential and Commercial¦Electricity
Downscaling[REMIND-MAgPIE 3.2-4.6 IntegratedPhysicalDamages (95th-high)] | Nationally Determined Contributions (NDCs) | FRA | Final Energy¦Residential and Commercial¦Electricity | EJ/yr | Final Energy¦Residential and Commercial¦Electricity | demand_projection | elc_buildings | 2100 | 1.6991 | Final Energy¦Residential and Commercial¦Electricity
Downscaling[REMIND-MAgPIE 3.2-4.6 IntegratedPhysicalDamages (95th-high)] | Nationally Determined Contributions (NDCs) | FRA | Final Energy¦Transportation¦Electricity | EJ/yr | Final Energy¦Transportation¦Electricity | demand_projection | elc_transport | 2020 | 0.0528 | Final Energy¦Transportation¦Electricity
Downscaling[REMIND-MAgPIE 3.2-4.6 IntegratedPhysicalDamages (95th-high)] | Nationally Determined Contributions (NDCs) | FRA | Final Energy¦Transportation¦Electricity | EJ/yr | Final Energy¦Transportation¦Electricity | demand_projection | elc_transport | 2025 | 0.1205 | Final Energy¦Transportation¦Electricity
Downscaling[REMIND-MAgPIE 3.2-4.6 IntegratedPhysicalDamages (95th-high)] | Nationally Determined Contributions (NDCs) | FRA | Final Energy¦Transportation¦Electricity | EJ/yr | Final Energy¦Transportation¦Electricity | demand_projection | elc_transport | 2030 | 0.2103 | Final Energy¦Transportation¦Electricity
Downscaling[REMIND-MAgPIE 3.2-4.6 IntegratedPhysicalDamages (95th-high)] | Nationally Determined Contributions (NDCs) | FRA | Final Energy¦Transportation¦Electricity | EJ/yr | Final Energy¦Transportation¦Electricity | demand_projection | elc_transport | 2035 | 0.295 | Final Energy¦Transportation¦Electricity
Downscaling[REMIND-MAgPIE 3.2-4.6 IntegratedPhysicalDamages (95th-high)] | Nationally Determined Contributions (NDCs) | FRA | Final Energy¦Transportation¦Electricity | EJ/yr | Final Energy¦Transportation¦Electricity | demand_projection | elc_transport | 2040 | 0.3454 | Final Energy¦Transportation¦Electricity
Downscaling[REMIND-MAgPIE 3.2-4.6 IntegratedPhysicalDamages (95th-high)] | Nationally Determined Contributions (NDCs) | FRA | Final Energy¦Transportation¦Electricity | EJ/yr | Final Energy¦Transportation¦Electricity | demand_projection | elc_transport | 2045 | 0.3658 | Final Energy¦Transportation¦Electricity
Downscaling[REMIND-MAgPIE 3.2-4.6 IntegratedPhysicalDamages (95th-high)] | Nationally Determined Contributions (NDCs) | FRA | Final Energy¦Transportation¦Electricity | EJ/yr | Final Energy¦Transportation¦Electricity | demand_projection | elc_transport | 2050 | 0.3807 | Final Energy¦Transportation¦Electricity
Downscaling[REMIND-MAgPIE 3.2-4.6 IntegratedPhysicalDamages (95th-high)] | Nationally Determined Contributions (NDCs) | FRA | Final Energy¦Transportation¦Electricity | EJ/yr | Final Energy¦Transportation¦Electricity | demand_projection | elc_transport | 2055 | 0.4039 | Final Energy¦Transportation¦Electricity
Downscaling[REMIND-MAgPIE 3.2-4.6 IntegratedPhysicalDamages (95th-high)] | Nationally Determined Contributions (NDCs) | FRA | Final Energy¦Transportation¦Electricity | EJ/yr | Final Energy¦Transportation¦Electricity | demand_projection | elc_transport | 2060 | 0.4109 | Final Energy¦Transportation¦Electricity
Downscaling[REMIND-MAgPIE 3.2-4.6 IntegratedPhysicalDamages (95th-high)] | Nationally Determined Contributions (NDCs) | FRA | Final Energy¦Transportation¦Electricity | EJ/yr | Final Energy¦Transportation¦Electricity | demand_projection | elc_transport | 2065 | 0.4255 | Final Energy¦Transportation¦Electricity
Downscaling[REMIND-MAgPIE 3.2-4.6 IntegratedPhysicalDamages (95th-high)] | Nationally Determined Contributions (NDCs) | FRA | Final Energy¦Transportation¦Electricity | EJ/yr | Final Energy¦Transportation¦Electricity | demand_projection | elc_transport | 2070 | 0.4395 | Final Energy¦Transportation¦Electricity
Downscaling[REMIND-MAgPIE 3.2-4.6 IntegratedPhysicalDamages (95th-high)] | Nationally Determined Contributions (NDCs) | FRA | Final Energy¦Transportation¦Electricity | EJ/yr | Final Energy¦Transportation¦Electricity | demand_projection | elc_transport | 2075 | 0.4532 | Final Energy¦Transportation¦Electricity
Downscaling[REMIND-MAgPIE 3.2-4.6 IntegratedPhysicalDamages (95th-high)] | Nationally Determined Contributions (NDCs) | FRA | Final Energy¦Transportation¦Electricity | EJ/yr | Final Energy¦Transportation¦Electricity | demand_projection | elc_transport | 2080 | 0.4628 | Final Energy¦Transportation¦Electricity
Downscaling[REMIND-MAgPIE 3.2-4.6 IntegratedPhysicalDamages (95th-high)] | Nationally Determined Contributions (NDCs) | FRA | Final Energy¦Transportation¦Electricity | EJ/yr | Final Energy¦Transportation¦Electricity | demand_projection | elc_transport | 2085 | 0.4678 | Final Energy¦Transportation¦Electricity
Downscaling[REMIND-MAgPIE 3.2-4.6 IntegratedPhysicalDamages (95th-high)] | Nationally Determined Contributions (NDCs) | FRA | Final Energy¦Transportation¦Electricity | EJ/yr | Final Energy¦Transportation¦Electricity | demand_projection | elc_transport | 2090 | 0.4726 | Final Energy¦Transportation¦Electricity
Downscaling[REMIND-MAgPIE 3.2-4.6 IntegratedPhysicalDamages (95th-high)] | Nationally Determined Contributions (NDCs) | FRA | Final Energy¦Transportation¦Electricity | EJ/yr | Final Energy¦Transportation¦Electricity | demand_projection | elc_transport | 2095 | 0.4759 | Final Energy¦Transportation¦Electricity
Downscaling[REMIND-MAgPIE 3.2-4.6 IntegratedPhysicalDamages (95th-high)] | Nationally Determined Contributions (NDCs) | FRA | Final Energy¦Transportation¦Electricity | EJ/yr | Final Energy¦Transportation¦Electricity | demand_projection | elc_transport | 2100 | 0.4788 | Final Energy¦Transportation¦Electricity
Downscaling[REMIND-MAgPIE 3.2-4.6 IntegratedPhysicalDamages (95th-high)] | Nationally Determined Contributions (NDCs) | FRA | Secondary Energy¦Hydrogen | EJ/yr | Secondary Energy¦Hydrogen | demand_projection | hydrogen_allsect | 2020 | 0.0085 | Secondary Energy¦Hydrogen
Downscaling[REMIND-MAgPIE 3.2-4.6 IntegratedPhysicalDamages (95th-high)] | Nationally Determined Contributions (NDCs) | FRA | Secondary Energy¦Hydrogen | EJ/yr | Secondary Energy¦Hydrogen | demand_projection | hydrogen_allsect | 2025 | 0.038 | Secondary Energy¦Hydrogen
Downscaling[REMIND-MAgPIE 3.2-4.6 IntegratedPhysicalDamages (95th-high)] | Nationally Determined Contributions (NDCs) | FRA | Secondary Energy¦Hydrogen | EJ/yr | Secondary Energy¦Hydrogen | demand_projection | hydrogen_allsect | 2030 | 0.0709 | Secondary Energy¦Hydrogen
Downscaling[REMIND-MAgPIE 3.2-4.6 IntegratedPhysicalDamages (95th-high)] | Nationally Determined Contributions (NDCs) | FRA | Secondary Energy¦Hydrogen | EJ/yr | Secondary Energy¦Hydrogen | demand_projection | hydrogen_allsect | 2035 | 0.0978 | Secondary Energy¦Hydrogen
Downscaling[REMIND-MAgPIE 3.2-4.6 IntegratedPhysicalDamages (95th-high)] | Nationally Determined Contributions (NDCs) | FRA | Secondary Energy¦Hydrogen | EJ/yr | Secondary Energy¦Hydrogen | demand_projection | hydrogen_allsect | 2040 | 0.1449 | Secondary Energy¦Hydrogen
Downscaling[REMIND-MAgPIE 3.2-4.6 IntegratedPhysicalDamages (95th-high)] | Nationally Determined Contributions (NDCs) | FRA | Secondary Energy¦Hydrogen | EJ/yr | Secondary Energy¦Hydrogen | demand_projection | hydrogen_allsect | 2045 | 0.223 | Secondary Energy¦Hydrogen
Downscaling[REMIND-MAgPIE 3.2-4.6 IntegratedPhysicalDamages (95th-high)] | Nationally Determined Contributions (NDCs) | FRA | Secondary Energy¦Hydrogen | EJ/yr | Secondary Energy¦Hydrogen | demand_projection | hydrogen_allsect | 2050 | 0.2985 | Secondary Energy¦Hydrogen
Downscaling[REMIND-MAgPIE 3.2-4.6 IntegratedPhysicalDamages (95th-high)] | Nationally Determined Contributions (NDCs) | FRA | Secondary Energy¦Hydrogen | EJ/yr | Secondary Energy¦Hydrogen | demand_projection | hydrogen_allsect | 2055 | 0.3607 | Secondary Energy¦Hydrogen
Downscaling[REMIND-MAgPIE 3.2-4.6 IntegratedPhysicalDamages (95th-high)] | Nationally Determined Contributions (NDCs) | FRA | Secondary Energy¦Hydrogen | EJ/yr | Secondary Energy¦Hydrogen | demand_projection | hydrogen_allsect | 2060 | 0.4418 | Secondary Energy¦Hydrogen
Downscaling[REMIND-MAgPIE 3.2-4.6 IntegratedPhysicalDamages (95th-high)] | Nationally Determined Contributions (NDCs) | FRA | Secondary Energy¦Hydrogen | EJ/yr | Secondary Energy¦Hydrogen | demand_projection | hydrogen_allsect | 2065 | 0.4476 | Secondary Energy¦Hydrogen
Downscaling[REMIND-MAgPIE 3.2-4.6 IntegratedPhysicalDamages (95th-high)] | Nationally Determined Contributions (NDCs) | FRA | Secondary Energy¦Hydrogen | EJ/yr | Secondary Energy¦Hydrogen | demand_projection | hydrogen_allsect | 2070 | 0.4443 | Secondary Energy¦Hydrogen
Downscaling[REMIND-MAgPIE 3.2-4.6 IntegratedPhysicalDamages (95th-high)] | Nationally Determined Contributions (NDCs) | FRA | Secondary Energy¦Hydrogen | EJ/yr | Secondary Energy¦Hydrogen | demand_projection | hydrogen_allsect | 2075 | 0.4482 | Secondary Energy¦Hydrogen
Downscaling[REMIND-MAgPIE 3.2-4.6 IntegratedPhysicalDamages (95th-high)] | Nationally Determined Contributions (NDCs) | FRA | Secondary Energy¦Hydrogen | EJ/yr | Secondary Energy¦Hydrogen | demand_projection | hydrogen_allsect | 2080 | 0.4488 | Secondary Energy¦Hydrogen
Downscaling[REMIND-MAgPIE 3.2-4.6 IntegratedPhysicalDamages (95th-high)] | Nationally Determined Contributions (NDCs) | FRA | Secondary Energy¦Hydrogen | EJ/yr | Secondary Energy¦Hydrogen | demand_projection | hydrogen_allsect | 2085 | 0.467 | Secondary Energy¦Hydrogen
Downscaling[REMIND-MAgPIE 3.2-4.6 IntegratedPhysicalDamages (95th-high)] | Nationally Determined Contributions (NDCs) | FRA | Secondary Energy¦Hydrogen | EJ/yr | Secondary Energy¦Hydrogen | demand_projection | hydrogen_allsect | 2090 | 0.4837 | Secondary Energy¦Hydrogen
Downscaling[REMIND-MAgPIE 3.2-4.6 IntegratedPhysicalDamages (95th-high)] | Nationally Determined Contributions (NDCs) | FRA | Secondary Energy¦Hydrogen | EJ/yr | Secondary Energy¦Hydrogen | demand_projection | hydrogen_allsect | 2095 | 0.4874 | Secondary Energy¦Hydrogen
Downscaling[REMIND-MAgPIE 3.2-4.6 IntegratedPhysicalDamages (95th-high)] | Nationally Determined Contributions (NDCs) | FRA | Secondary Energy¦Hydrogen | EJ/yr | Secondary Energy¦Hydrogen | demand_projection | hydrogen_allsect | 2100 | 0.4906 | Secondary Energy¦Hydrogen
Downscaling[REMIND-MAgPIE 3.2-4.6 IntegratedPhysicalDamages (95th-high)] | Nationally Determined Contributions (NDCs) | FRA | Secondary Energy¦Electricity¦Coal | EJ/yr | Secondary Energy¦Electricity¦Coal | elec_co2 |  | 2020 | 0.0326 | Secondary Energy¦Electricity¦Coal | 94
Downscaling[REMIND-MAgPIE 3.2-4.6 IntegratedPhysicalDamages (95th-high)] | Nationally Determined Contributions (NDCs) | FRA | Secondary Energy¦Electricity¦Coal | EJ/yr | Secondary Energy¦Electricity¦Coal | elec_co2 |  | 2025 | 0.0057 | Secondary Energy¦Electricity¦Coal | 94
Downscaling[REMIND-MAgPIE 3.2-4.6 IntegratedPhysicalDamages (95th-high)] | Nationally Determined Contributions (NDCs) | FRA | Secondary Energy¦Electricity¦Coal | EJ/yr | Secondary Energy¦Electricity¦Coal | elec_co2 |  | 2030 | 0 | Secondary Energy¦Electricity¦Coal | 94
Downscaling[REMIND-MAgPIE 3.2-4.6 IntegratedPhysicalDamages (95th-high)] | Nationally Determined Contributions (NDCs) | FRA | Secondary Energy¦Electricity¦Coal | EJ/yr | Secondary Energy¦Electricity¦Coal | elec_co2 |  | 2035 | 0 | Secondary Energy¦Electricity¦Coal | 94
Downscaling[REMIND-MAgPIE 3.2-4.6 IntegratedPhysicalDamages (95th-high)] | Nationally Determined Contributions (NDCs) | FRA | Secondary Energy¦Electricity¦Coal | EJ/yr | Secondary Energy¦Electricity¦Coal | elec_co2 |  | 2040 | 0 | Secondary Energy¦Electricity¦Coal | 94
Downscaling[REMIND-MAgPIE 3.2-4.6 IntegratedPhysicalDamages (95th-high)] | Nationally Determined Contributions (NDCs) | FRA | Secondary Energy¦Electricity¦Coal | EJ/yr | Secondary Energy¦Electricity¦Coal | elec_co2 |  | 2045 | 0 | Secondary Energy¦Electricity¦Coal | 94
Downscaling[REMIND-MAgPIE 3.2-4.6 IntegratedPhysicalDamages (95th-high)] | Nationally Determined Contributions (NDCs) | FRA | Secondary Energy¦Electricity¦Coal | EJ/yr | Secondary Energy¦Electricity¦Coal | elec_co2 |  | 2050 | 0 | Secondary Energy¦Electricity¦Coal | 94
Downscaling[REMIND-MAgPIE 3.2-4.6 IntegratedPhysicalDamages (95th-high)] | Nationally Determined Contributions (NDCs) | FRA | Secondary Energy¦Electricity¦Coal | EJ/yr | Secondary Energy¦Electricity¦Coal | elec_co2 |  | 2055 | 0 | Secondary Energy¦Electricity¦Coal | 94
Downscaling[REMIND-MAgPIE 3.2-4.6 IntegratedPhysicalDamages (95th-high)] | Nationally Determined Contributions (NDCs) | FRA | Secondary Energy¦Electricity¦Coal | EJ/yr | Secondary Energy¦Electricity¦Coal | elec_co2 |  | 2060 | 0 | Secondary Energy¦Electricity¦Coal | 94
Downscaling[REMIND-MAgPIE 3.2-4.6 IntegratedPhysicalDamages (95th-high)] | Nationally Determined Contributions (NDCs) | FRA | Secondary Energy¦Electricity¦Coal | EJ/yr | Secondary Energy¦Electricity¦Coal | elec_co2 |  | 2065 | 0 | Secondary Energy¦Electricity¦Coal | 94
Downscaling[REMIND-MAgPIE 3.2-4.6 IntegratedPhysicalDamages (95th-high)] | Nationally Determined Contributions (NDCs) | FRA | Secondary Energy¦Electricity¦Coal | EJ/yr | Secondary Energy¦Electricity¦Coal | elec_co2 |  | 2070 | 0 | Secondary Energy¦Electricity¦Coal | 94
Downscaling[REMIND-MAgPIE 3.2-4.6 IntegratedPhysicalDamages (95th-high)] | Nationally Determined Contributions (NDCs) | FRA | Secondary Energy¦Electricity¦Coal | EJ/yr | Secondary Energy¦Electricity¦Coal | elec_co2 |  | 2075 | 0 | Secondary Energy¦Electricity¦Coal | 94
Downscaling[REMIND-MAgPIE 3.2-4.6 IntegratedPhysicalDamages (95th-high)] | Nationally Determined Contributions (NDCs) | FRA | Secondary Energy¦Electricity¦Coal | EJ/yr | Secondary Energy¦Electricity¦Coal | elec_co2 |  | 2080 | 0 | Secondary Energy¦Electricity¦Coal | 94
Downscaling[REMIND-MAgPIE 3.2-4.6 IntegratedPhysicalDamages (95th-high)] | Nationally Determined Contributions (NDCs) | FRA | Secondary Energy¦Electricity¦Coal | EJ/yr | Secondary Energy¦Electricity¦Coal | elec_co2 |  | 2085 | 0 | Secondary Energy¦Electricity¦Coal | 94
Downscaling[REMIND-MAgPIE 3.2-4.6 IntegratedPhysicalDamages (95th-high)] | Nationally Determined Contributions (NDCs) | FRA | Secondary Energy¦Electricity¦Coal | EJ/yr | Secondary Energy¦Electricity¦Coal | elec_co2 |  | 2090 | 0 | Secondary Energy¦Electricity¦Coal | 94
Downscaling[REMIND-MAgPIE 3.2-4.6 IntegratedPhysicalDamages (95th-high)] | Nationally Determined Contributions (NDCs) | FRA | Secondary Energy¦Electricity¦Coal | EJ/yr | Secondary Energy¦Electricity¦Coal | elec_co2 |  | 2095 | 0 | Secondary Energy¦Electricity¦Coal | 94
Downscaling[REMIND-MAgPIE 3.2-4.6 IntegratedPhysicalDamages (95th-high)] | Nationally Determined Contributions (NDCs) | FRA | Secondary Energy¦Electricity¦Coal | EJ/yr | Secondary Energy¦Electricity¦Coal | elec_co2 |  | 2100 | 0 | Secondary Energy¦Electricity¦Coal | 94
Downscaling[REMIND-MAgPIE 3.2-4.6 IntegratedPhysicalDamages (95th-high)] | Nationally Determined Contributions (NDCs) | FRA | Secondary Energy¦Electricity¦Gas | EJ/yr | Secondary Energy¦Electricity¦Gas | elec_co2 |  | 2020 | 0.1753 | Secondary Energy¦Electricity¦Gas | 55
Downscaling[REMIND-MAgPIE 3.2-4.6 IntegratedPhysicalDamages (95th-high)] | Nationally Determined Contributions (NDCs) | FRA | Secondary Energy¦Electricity¦Gas | EJ/yr | Secondary Energy¦Electricity¦Gas | elec_co2 |  | 2025 | 0.1888 | Secondary Energy¦Electricity¦Gas | 55
Downscaling[REMIND-MAgPIE 3.2-4.6 IntegratedPhysicalDamages (95th-high)] | Nationally Determined Contributions (NDCs) | FRA | Secondary Energy¦Electricity¦Gas | EJ/yr | Secondary Energy¦Electricity¦Gas | elec_co2 |  | 2030 | 0.0858 | Secondary Energy¦Electricity¦Gas | 55
Downscaling[REMIND-MAgPIE 3.2-4.6 IntegratedPhysicalDamages (95th-high)] | Nationally Determined Contributions (NDCs) | FRA | Secondary Energy¦Electricity¦Gas | EJ/yr | Secondary Energy¦Electricity¦Gas | elec_co2 |  | 2035 | 0.0485 | Secondary Energy¦Electricity¦Gas | 55
Downscaling[REMIND-MAgPIE 3.2-4.6 IntegratedPhysicalDamages (95th-high)] | Nationally Determined Contributions (NDCs) | FRA | Secondary Energy¦Electricity¦Gas | EJ/yr | Secondary Energy¦Electricity¦Gas | elec_co2 |  | 2040 | 0.0162 | Secondary Energy¦Electricity¦Gas | 55
Downscaling[REMIND-MAgPIE 3.2-4.6 IntegratedPhysicalDamages (95th-high)] | Nationally Determined Contributions (NDCs) | FRA | Secondary Energy¦Electricity¦Gas | EJ/yr | Secondary Energy¦Electricity¦Gas | elec_co2 |  | 2045 | 0.0159 | Secondary Energy¦Electricity¦Gas | 55
Downscaling[REMIND-MAgPIE 3.2-4.6 IntegratedPhysicalDamages (95th-high)] | Nationally Determined Contributions (NDCs) | FRA | Secondary Energy¦Electricity¦Gas | EJ/yr | Secondary Energy¦Electricity¦Gas | elec_co2 |  | 2050 | 0.0138 | Secondary Energy¦Electricity¦Gas | 55
Downscaling[REMIND-MAgPIE 3.2-4.6 IntegratedPhysicalDamages (95th-high)] | Nationally Determined Contributions (NDCs) | FRA | Secondary Energy¦Electricity¦Gas | EJ/yr | Secondary Energy¦Electricity¦Gas | elec_co2 |  | 2055 | 0.0117 | Secondary Energy¦Electricity¦Gas | 55
Downscaling[REMIND-MAgPIE 3.2-4.6 IntegratedPhysicalDamages (95th-high)] | Nationally Determined Contributions (NDCs) | FRA | Secondary Energy¦Electricity¦Gas | EJ/yr | Secondary Energy¦Electricity¦Gas | elec_co2 |  | 2060 | 0.0085 | Secondary Energy¦Electricity¦Gas | 55
Downscaling[REMIND-MAgPIE 3.2-4.6 IntegratedPhysicalDamages (95th-high)] | Nationally Determined Contributions (NDCs) | FRA | Secondary Energy¦Electricity¦Gas | EJ/yr | Secondary Energy¦Electricity¦Gas | elec_co2 |  | 2065 | 0.0048 | Secondary Energy¦Electricity¦Gas | 55
Downscaling[REMIND-MAgPIE 3.2-4.6 IntegratedPhysicalDamages (95th-high)] | Nationally Determined Contributions (NDCs) | FRA | Secondary Energy¦Electricity¦Gas | EJ/yr | Secondary Energy¦Electricity¦Gas | elec_co2 |  | 2070 | 0.001 | Secondary Energy¦Electricity¦Gas | 55
Downscaling[REMIND-MAgPIE 3.2-4.6 IntegratedPhysicalDamages (95th-high)] | Nationally Determined Contributions (NDCs) | FRA | Secondary Energy¦Electricity¦Gas | EJ/yr | Secondary Energy¦Electricity¦Gas | elec_co2 |  | 2075 | 0.0005 | Secondary Energy¦Electricity¦Gas | 55
Downscaling[REMIND-MAgPIE 3.2-4.6 IntegratedPhysicalDamages (95th-high)] | Nationally Determined Contributions (NDCs) | FRA | Secondary Energy¦Electricity¦Gas | EJ/yr | Secondary Energy¦Electricity¦Gas | elec_co2 |  | 2080 | 0 | Secondary Energy¦Electricity¦Gas | 55
Downscaling[REMIND-MAgPIE 3.2-4.6 IntegratedPhysicalDamages (95th-high)] | Nationally Determined Contributions (NDCs) | FRA | Secondary Energy¦Electricity¦Gas | EJ/yr | Secondary Energy¦Electricity¦Gas | elec_co2 |  | 2085 | 0 | Secondary Energy¦Electricity¦Gas | 55
Downscaling[REMIND-MAgPIE 3.2-4.6 IntegratedPhysicalDamages (95th-high)] | Nationally Determined Contributions (NDCs) | FRA | Secondary Energy¦Electricity¦Gas | EJ/yr | Secondary Energy¦Electricity¦Gas | elec_co2 |  | 2090 | 0 | Secondary Energy¦Electricity¦Gas | 55
Downscaling[REMIND-MAgPIE 3.2-4.6 IntegratedPhysicalDamages (95th-high)] | Nationally Determined Contributions (NDCs) | FRA | Secondary Energy¦Electricity¦Gas | EJ/yr | Secondary Energy¦Electricity¦Gas | elec_co2 |  | 2095 | 0 | Secondary Energy¦Electricity¦Gas | 55
Downscaling[REMIND-MAgPIE 3.2-4.6 IntegratedPhysicalDamages (95th-high)] | Nationally Determined Contributions (NDCs) | FRA | Secondary Energy¦Electricity¦Gas | EJ/yr | Secondary Energy¦Electricity¦Gas | elec_co2 |  | 2100 | 0 | Secondary Energy¦Electricity¦Gas | 55
Downscaling[REMIND-MAgPIE 3.2-4.6 IntegratedPhysicalDamages (95th-high)] | Nationally Determined Contributions (NDCs) | FRA | Secondary Energy¦Electricity¦Oil | EJ/yr | Secondary Energy¦Electricity¦Oil | elec_co2 |  | 2020 | 0.0143 | Secondary Energy¦Electricity¦Oil | 70
Downscaling[REMIND-MAgPIE 3.2-4.6 IntegratedPhysicalDamages (95th-high)] | Nationally Determined Contributions (NDCs) | FRA | Secondary Energy¦Electricity¦Oil | EJ/yr | Secondary Energy¦Electricity¦Oil | elec_co2 |  | 2025 | 0.0053 | Secondary Energy¦Electricity¦Oil | 70
Downscaling[REMIND-MAgPIE 3.2-4.6 IntegratedPhysicalDamages (95th-high)] | Nationally Determined Contributions (NDCs) | FRA | Secondary Energy¦Electricity¦Oil | EJ/yr | Secondary Energy¦Electricity¦Oil | elec_co2 |  | 2030 | 0.0004 | Secondary Energy¦Electricity¦Oil | 70
Downscaling[REMIND-MAgPIE 3.2-4.6 IntegratedPhysicalDamages (95th-high)] | Nationally Determined Contributions (NDCs) | FRA | Secondary Energy¦Electricity¦Oil | EJ/yr | Secondary Energy¦Electricity¦Oil | elec_co2 |  | 2035 | 0 | Secondary Energy¦Electricity¦Oil | 70
Downscaling[REMIND-MAgPIE 3.2-4.6 IntegratedPhysicalDamages (95th-high)] | Nationally Determined Contributions (NDCs) | FRA | Secondary Energy¦Electricity¦Oil | EJ/yr | Secondary Energy¦Electricity¦Oil | elec_co2 |  | 2040 | 0 | Secondary Energy¦Electricity¦Oil | 70
Downscaling[REMIND-MAgPIE 3.2-4.6 IntegratedPhysicalDamages (95th-high)] | Nationally Determined Contributions (NDCs) | FRA | Secondary Energy¦Electricity¦Oil | EJ/yr | Secondary Energy¦Electricity¦Oil | elec_co2 |  | 2045 | 0 | Secondary Energy¦Electricity¦Oil | 70
Downscaling[REMIND-MAgPIE 3.2-4.6 IntegratedPhysicalDamages (95th-high)] | Nationally Determined Contributions (NDCs) | FRA | Secondary Energy¦Electricity¦Oil | EJ/yr | Secondary Energy¦Electricity¦Oil | elec_co2 |  | 2050 | 0 | Secondary Energy¦Electricity¦Oil | 70
Downscaling[REMIND-MAgPIE 3.2-4.6 IntegratedPhysicalDamages (95th-high)] | Nationally Determined Contributions (NDCs) | FRA | Secondary Energy¦Electricity¦Oil | EJ/yr | Secondary Energy¦Electricity¦Oil | elec_co2 |  | 2055 | 0 | Secondary Energy¦Electricity¦Oil | 70
Downscaling[REMIND-MAgPIE 3.2-4.6 IntegratedPhysicalDamages (95th-high)] | Nationally Determined Contributions (NDCs) | FRA | Secondary Energy¦Electricity¦Oil | EJ/yr | Secondary Energy¦Electricity¦Oil | elec_co2 |  | 2060 | 0 | Secondary Energy¦Electricity¦Oil | 70
Downscaling[REMIND-MAgPIE 3.2-4.6 IntegratedPhysicalDamages (95th-high)] | Nationally Determined Contributions (NDCs) | FRA | Secondary Energy¦Electricity¦Oil | EJ/yr | Secondary Energy¦Electricity¦Oil | elec_co2 |  | 2065 | 0 | Secondary Energy¦Electricity¦Oil | 70
Downscaling[REMIND-MAgPIE 3.2-4.6 IntegratedPhysicalDamages (95th-high)] | Nationally Determined Contributions (NDCs) | FRA | Secondary Energy¦Electricity¦Oil | EJ/yr | Secondary Energy¦Electricity¦Oil | elec_co2 |  | 2070 | 0 | Secondary Energy¦Electricity¦Oil | 70
Downscaling[REMIND-MAgPIE 3.2-4.6 IntegratedPhysicalDamages (95th-high)] | Nationally Determined Contributions (NDCs) | FRA | Secondary Energy¦Electricity¦Oil | EJ/yr | Secondary Energy¦Electricity¦Oil | elec_co2 |  | 2075 | 0 | Secondary Energy¦Electricity¦Oil | 70
Downscaling[REMIND-MAgPIE 3.2-4.6 IntegratedPhysicalDamages (95th-high)] | Nationally Determined Contributions (NDCs) | FRA | Secondary Energy¦Electricity¦Oil | EJ/yr | Secondary Energy¦Electricity¦Oil | elec_co2 |  | 2080 | 0 | Secondary Energy¦Electricity¦Oil | 70
Downscaling[REMIND-MAgPIE 3.2-4.6 IntegratedPhysicalDamages (95th-high)] | Nationally Determined Contributions (NDCs) | FRA | Secondary Energy¦Electricity¦Oil | EJ/yr | Secondary Energy¦Electricity¦Oil | elec_co2 |  | 2085 | 0 | Secondary Energy¦Electricity¦Oil | 70
Downscaling[REMIND-MAgPIE 3.2-4.6 IntegratedPhysicalDamages (95th-high)] | Nationally Determined Contributions (NDCs) | FRA | Secondary Energy¦Electricity¦Oil | EJ/yr | Secondary Energy¦Electricity¦Oil | elec_co2 |  | 2090 | 0 | Secondary Energy¦Electricity¦Oil | 70
Downscaling[REMIND-MAgPIE 3.2-4.6 IntegratedPhysicalDamages (95th-high)] | Nationally Determined Contributions (NDCs) | FRA | Secondary Energy¦Electricity¦Oil | EJ/yr | Secondary Energy¦Electricity¦Oil | elec_co2 |  | 2095 | 0 | Secondary Energy¦Electricity¦Oil | 70
Downscaling[REMIND-MAgPIE 3.2-4.6 IntegratedPhysicalDamages (95th-high)] | Nationally Determined Contributions (NDCs) | FRA | Secondary Energy¦Electricity¦Oil | EJ/yr | Secondary Energy¦Electricity¦Oil | elec_co2 |  | 2100 | 0 | Secondary Energy¦Electricity¦Oil | 70
Downscaling[REMIND-MAgPIE 3.2-4.6 IntegratedPhysicalDamages (95th-high)] | Nationally Determined Contributions (NDCs) | FRA | Price¦Primary Energy¦Biomass | US$2010/GJ | Price¦Primary Energy¦Biomass | fuel_supply | bioenergy | 2020 | 5.3799 | Price¦Primary Energy¦Biomass
Downscaling[REMIND-MAgPIE 3.2-4.6 IntegratedPhysicalDamages (95th-high)] | Nationally Determined Contributions (NDCs) | FRA | Price¦Primary Energy¦Biomass | US$2010/GJ | Price¦Primary Energy¦Biomass | fuel_supply | bioenergy | 2025 | 5.4732 | Price¦Primary Energy¦Biomass
Downscaling[REMIND-MAgPIE 3.2-4.6 IntegratedPhysicalDamages (95th-high)] | Nationally Determined Contributions (NDCs) | FRA | Price¦Primary Energy¦Biomass | US$2010/GJ | Price¦Primary Energy¦Biomass | fuel_supply | bioenergy | 2030 | 5.391 | Price¦Primary Energy¦Biomass
Downscaling[REMIND-MAgPIE 3.2-4.6 IntegratedPhysicalDamages (95th-high)] | Nationally Determined Contributions (NDCs) | FRA | Price¦Primary Energy¦Biomass | US$2010/GJ | Price¦Primary Energy¦Biomass | fuel_supply | bioenergy | 2035 | 5.7076 | Price¦Primary Energy¦Biomass
Downscaling[REMIND-MAgPIE 3.2-4.6 IntegratedPhysicalDamages (95th-high)] | Nationally Determined Contributions (NDCs) | FRA | Price¦Primary Energy¦Biomass | US$2010/GJ | Price¦Primary Energy¦Biomass | fuel_supply | bioenergy | 2040 | 5.6372 | Price¦Primary Energy¦Biomass
Downscaling[REMIND-MAgPIE 3.2-4.6 IntegratedPhysicalDamages (95th-high)] | Nationally Determined Contributions (NDCs) | FRA | Price¦Primary Energy¦Biomass | US$2010/GJ | Price¦Primary Energy¦Biomass | fuel_supply | bioenergy | 2045 | 6.6077 | Price¦Primary Energy¦Biomass
Downscaling[REMIND-MAgPIE 3.2-4.6 IntegratedPhysicalDamages (95th-high)] | Nationally Determined Contributions (NDCs) | FRA | Price¦Primary Energy¦Biomass | US$2010/GJ | Price¦Primary Energy¦Biomass | fuel_supply | bioenergy | 2050 | 7.8355 | Price¦Primary Energy¦Biomass
Downscaling[REMIND-MAgPIE 3.2-4.6 IntegratedPhysicalDamages (95th-high)] | Nationally Determined Contributions (NDCs) | FRA | Price¦Primary Energy¦Biomass | US$2010/GJ | Price¦Primary Energy¦Biomass | fuel_supply | bioenergy | 2055 | 6.8446 | Price¦Primary Energy¦Biomass
Downscaling[REMIND-MAgPIE 3.2-4.6 IntegratedPhysicalDamages (95th-high)] | Nationally Determined Contributions (NDCs) | FRA | Price¦Primary Energy¦Biomass | US$2010/GJ | Price¦Primary Energy¦Biomass | fuel_supply | bioenergy | 2060 | 13.0395 | Price¦Primary Energy¦Biomass
Downscaling[REMIND-MAgPIE 3.2-4.6 IntegratedPhysicalDamages (95th-high)] | Nationally Determined Contributions (NDCs) | FRA | Price¦Primary Energy¦Biomass | US$2010/GJ | Price¦Primary Energy¦Biomass | fuel_supply | bioenergy | 2065 | 12.2774 | Price¦Primary Energy¦Biomass
Downscaling[REMIND-MAgPIE 3.2-4.6 IntegratedPhysicalDamages (95th-high)] | Nationally Determined Contributions (NDCs) | FRA | Price¦Primary Energy¦Biomass | US$2010/GJ | Price¦Primary Energy¦Biomass | fuel_supply | bioenergy | 2070 | 11.5153 | Price¦Primary Energy¦Biomass
Downscaling[REMIND-MAgPIE 3.2-4.6 IntegratedPhysicalDamages (95th-high)] | Nationally Determined Contributions (NDCs) | FRA | Price¦Primary Energy¦Biomass | US$2010/GJ | Price¦Primary Energy¦Biomass | fuel_supply | bioenergy | 2075 | 11.0821 | Price¦Primary Energy¦Biomass
Downscaling[REMIND-MAgPIE 3.2-4.6 IntegratedPhysicalDamages (95th-high)] | Nationally Determined Contributions (NDCs) | FRA | Price¦Primary Energy¦Biomass | US$2010/GJ | Price¦Primary Energy¦Biomass | fuel_supply | bioenergy | 2080 | 10.6488 | Price¦Primary Energy¦Biomass
Downscaling[REMIND-MAgPIE 3.2-4.6 IntegratedPhysicalDamages (95th-high)] | Nationally Determined Contributions (NDCs) | FRA | Price¦Primary Energy¦Biomass | US$2010/GJ | Price¦Primary Energy¦Biomass | fuel_supply | bioenergy | 2085 | 9.9703 | Price¦Primary Energy¦Biomass
Downscaling[REMIND-MAgPIE 3.2-4.6 IntegratedPhysicalDamages (95th-high)] | Nationally Determined Contributions (NDCs) | FRA | Price¦Primary Energy¦Biomass | US$2010/GJ | Price¦Primary Energy¦Biomass | fuel_supply | bioenergy | 2090 | 9.2917 | Price¦Primary Energy¦Biomass
Downscaling[REMIND-MAgPIE 3.2-4.6 IntegratedPhysicalDamages (95th-high)] | Nationally Determined Contributions (NDCs) | FRA | Price¦Primary Energy¦Biomass | US$2010/GJ | Price¦Primary Energy¦Biomass | fuel_supply | bioenergy | 2095 | 10.1034 | Price¦Primary Energy¦Biomass
Downscaling[REMIND-MAgPIE 3.2-4.6 IntegratedPhysicalDamages (95th-high)] | Nationally Determined Contributions (NDCs) | FRA | Price¦Primary Energy¦Biomass | US$2010/GJ | Price¦Primary Energy¦Biomass | fuel_supply | bioenergy | 2100 | 10.9151 | Price¦Primary Energy¦Biomass
Downscaling[REMIND-MAgPIE 3.2-4.6 IntegratedPhysicalDamages (95th-high)] | Nationally Determined Contributions (NDCs) | FRA | Price¦Primary Energy¦Coal | US$2010/GJ | Price¦Primary Energy¦Coal | fuel_supply | coal | 2020 | 2.0344 | Price¦Primary Energy¦Coal
Downscaling[REMIND-MAgPIE 3.2-4.6 IntegratedPhysicalDamages (95th-high)] | Nationally Determined Contributions (NDCs) | FRA | Price¦Primary Energy¦Coal | US$2010/GJ | Price¦Primary Energy¦Coal | fuel_supply | coal | 2025 | 2.1207 | Price¦Primary Energy¦Coal
Downscaling[REMIND-MAgPIE 3.2-4.6 IntegratedPhysicalDamages (95th-high)] | Nationally Determined Contributions (NDCs) | FRA | Price¦Primary Energy¦Coal | US$2010/GJ | Price¦Primary Energy¦Coal | fuel_supply | coal | 2030 | 2.0808 | Price¦Primary Energy¦Coal
Downscaling[REMIND-MAgPIE 3.2-4.6 IntegratedPhysicalDamages (95th-high)] | Nationally Determined Contributions (NDCs) | FRA | Price¦Primary Energy¦Coal | US$2010/GJ | Price¦Primary Energy¦Coal | fuel_supply | coal | 2035 | 2.0582 | Price¦Primary Energy¦Coal
Downscaling[REMIND-MAgPIE 3.2-4.6 IntegratedPhysicalDamages (95th-high)] | Nationally Determined Contributions (NDCs) | FRA | Price¦Primary Energy¦Coal | US$2010/GJ | Price¦Primary Energy¦Coal | fuel_supply | coal | 2040 | 1.9161 | Price¦Primary Energy¦Coal
Downscaling[REMIND-MAgPIE 3.2-4.6 IntegratedPhysicalDamages (95th-high)] | Nationally Determined Contributions (NDCs) | FRA | Price¦Primary Energy¦Coal | US$2010/GJ | Price¦Primary Energy¦Coal | fuel_supply | coal | 2045 | 1.8178 | Price¦Primary Energy¦Coal
Downscaling[REMIND-MAgPIE 3.2-4.6 IntegratedPhysicalDamages (95th-high)] | Nationally Determined Contributions (NDCs) | FRA | Price¦Primary Energy¦Coal | US$2010/GJ | Price¦Primary Energy¦Coal | fuel_supply | coal | 2050 | 1.855 | Price¦Primary Energy¦Coal
Downscaling[REMIND-MAgPIE 3.2-4.6 IntegratedPhysicalDamages (95th-high)] | Nationally Determined Contributions (NDCs) | FRA | Price¦Primary Energy¦Coal | US$2010/GJ | Price¦Primary Energy¦Coal | fuel_supply | coal | 2055 | 1.8419 | Price¦Primary Energy¦Coal
Downscaling[REMIND-MAgPIE 3.2-4.6 IntegratedPhysicalDamages (95th-high)] | Nationally Determined Contributions (NDCs) | FRA | Price¦Primary Energy¦Coal | US$2010/GJ | Price¦Primary Energy¦Coal | fuel_supply | coal | 2060 | 2.3182 | Price¦Primary Energy¦Coal
Downscaling[REMIND-MAgPIE 3.2-4.6 IntegratedPhysicalDamages (95th-high)] | Nationally Determined Contributions (NDCs) | FRA | Price¦Primary Energy¦Coal | US$2010/GJ | Price¦Primary Energy¦Coal | fuel_supply | coal | 2065 | 2.1818 | Price¦Primary Energy¦Coal
Downscaling[REMIND-MAgPIE 3.2-4.6 IntegratedPhysicalDamages (95th-high)] | Nationally Determined Contributions (NDCs) | FRA | Price¦Primary Energy¦Coal | US$2010/GJ | Price¦Primary Energy¦Coal | fuel_supply | coal | 2070 | 2.0454 | Price¦Primary Energy¦Coal
Downscaling[REMIND-MAgPIE 3.2-4.6 IntegratedPhysicalDamages (95th-high)] | Nationally Determined Contributions (NDCs) | FRA | Price¦Primary Energy¦Coal | US$2010/GJ | Price¦Primary Energy¦Coal | fuel_supply | coal | 2075 | 2.1514 | Price¦Primary Energy¦Coal
Downscaling[REMIND-MAgPIE 3.2-4.6 IntegratedPhysicalDamages (95th-high)] | Nationally Determined Contributions (NDCs) | FRA | Price¦Primary Energy¦Coal | US$2010/GJ | Price¦Primary Energy¦Coal | fuel_supply | coal | 2080 | 2.2574 | Price¦Primary Energy¦Coal
Downscaling[REMIND-MAgPIE 3.2-4.6 IntegratedPhysicalDamages (95th-high)] | Nationally Determined Contributions (NDCs) | FRA | Price¦Primary Energy¦Coal | US$2010/GJ | Price¦Primary Energy¦Coal | fuel_supply | coal | 2085 | 2.2583 | Price¦Primary Energy¦Coal
Downscaling[REMIND-MAgPIE 3.2-4.6 IntegratedPhysicalDamages (95th-high)] | Nationally Determined Contributions (NDCs) | FRA | Price¦Primary Energy¦Coal | US$2010/GJ | Price¦Primary Energy¦Coal | fuel_supply | coal | 2090 | 2.2592 | Price¦Primary Energy¦Coal
Downscaling[REMIND-MAgPIE 3.2-4.6 IntegratedPhysicalDamages (95th-high)] | Nationally Determined Contributions (NDCs) | FRA | Price¦Primary Energy¦Coal | US$2010/GJ | Price¦Primary Energy¦Coal | fuel_supply | coal | 2095 | 2.2905 | Price¦Primary Energy¦Coal
Downscaling[REMIND-MAgPIE 3.2-4.6 IntegratedPhysicalDamages (95th-high)] | Nationally Determined Contributions (NDCs) | FRA | Price¦Primary Energy¦Coal | US$2010/GJ | Price¦Primary Energy¦Coal | fuel_supply | coal | 2100 | 2.3217 | Price¦Primary Energy¦Coal
Downscaling[REMIND-MAgPIE 3.2-4.6 IntegratedPhysicalDamages (95th-high)] | Nationally Determined Contributions (NDCs) | FRA | Price¦Primary Energy¦Gas | US$2010/GJ | Price¦Primary Energy¦Gas | fuel_supply | gas | 2020 | 3.9711 | Price¦Primary Energy¦Gas
Downscaling[REMIND-MAgPIE 3.2-4.6 IntegratedPhysicalDamages (95th-high)] | Nationally Determined Contributions (NDCs) | FRA | Price¦Primary Energy¦Gas | US$2010/GJ | Price¦Primary Energy¦Gas | fuel_supply | gas | 2025 | 4.5195 | Price¦Primary Energy¦Gas
Downscaling[REMIND-MAgPIE 3.2-4.6 IntegratedPhysicalDamages (95th-high)] | Nationally Determined Contributions (NDCs) | FRA | Price¦Primary Energy¦Gas | US$2010/GJ | Price¦Primary Energy¦Gas | fuel_supply | gas | 2030 | 4.272 | Price¦Primary Energy¦Gas
Downscaling[REMIND-MAgPIE 3.2-4.6 IntegratedPhysicalDamages (95th-high)] | Nationally Determined Contributions (NDCs) | FRA | Price¦Primary Energy¦Gas | US$2010/GJ | Price¦Primary Energy¦Gas | fuel_supply | gas | 2035 | 4.7199 | Price¦Primary Energy¦Gas
Downscaling[REMIND-MAgPIE 3.2-4.6 IntegratedPhysicalDamages (95th-high)] | Nationally Determined Contributions (NDCs) | FRA | Price¦Primary Energy¦Gas | US$2010/GJ | Price¦Primary Energy¦Gas | fuel_supply | gas | 2040 | 5.0235 | Price¦Primary Energy¦Gas
Downscaling[REMIND-MAgPIE 3.2-4.6 IntegratedPhysicalDamages (95th-high)] | Nationally Determined Contributions (NDCs) | FRA | Price¦Primary Energy¦Gas | US$2010/GJ | Price¦Primary Energy¦Gas | fuel_supply | gas | 2045 | 5.3296 | Price¦Primary Energy¦Gas
Downscaling[REMIND-MAgPIE 3.2-4.6 IntegratedPhysicalDamages (95th-high)] | Nationally Determined Contributions (NDCs) | FRA | Price¦Primary Energy¦Gas | US$2010/GJ | Price¦Primary Energy¦Gas | fuel_supply | gas | 2050 | 5.2874 | Price¦Primary Energy¦Gas
Downscaling[REMIND-MAgPIE 3.2-4.6 IntegratedPhysicalDamages (95th-high)] | Nationally Determined Contributions (NDCs) | FRA | Price¦Primary Energy¦Gas | US$2010/GJ | Price¦Primary Energy¦Gas | fuel_supply | gas | 2055 | 4.995 | Price¦Primary Energy¦Gas
Downscaling[REMIND-MAgPIE 3.2-4.6 IntegratedPhysicalDamages (95th-high)] | Nationally Determined Contributions (NDCs) | FRA | Price¦Primary Energy¦Gas | US$2010/GJ | Price¦Primary Energy¦Gas | fuel_supply | gas | 2060 | 6.0853 | Price¦Primary Energy¦Gas
Downscaling[REMIND-MAgPIE 3.2-4.6 IntegratedPhysicalDamages (95th-high)] | Nationally Determined Contributions (NDCs) | FRA | Price¦Primary Energy¦Gas | US$2010/GJ | Price¦Primary Energy¦Gas | fuel_supply | gas | 2065 | 5.9015 | Price¦Primary Energy¦Gas
Downscaling[REMIND-MAgPIE 3.2-4.6 IntegratedPhysicalDamages (95th-high)] | Nationally Determined Contributions (NDCs) | FRA | Price¦Primary Energy¦Gas | US$2010/GJ | Price¦Primary Energy¦Gas | fuel_supply | gas | 2070 | 5.7178 | Price¦Primary Energy¦Gas
Downscaling[REMIND-MAgPIE 3.2-4.6 IntegratedPhysicalDamages (95th-high)] | Nationally Determined Contributions (NDCs) | FRA | Price¦Primary Energy¦Gas | US$2010/GJ | Price¦Primary Energy¦Gas | fuel_supply | gas | 2075 | 5.7191 | Price¦Primary Energy¦Gas
Downscaling[REMIND-MAgPIE 3.2-4.6 IntegratedPhysicalDamages (95th-high)] | Nationally Determined Contributions (NDCs) | FRA | Price¦Primary Energy¦Gas | US$2010/GJ | Price¦Primary Energy¦Gas | fuel_supply | gas | 2080 | 5.7204 | Price¦Primary Energy¦Gas
Downscaling[REMIND-MAgPIE 3.2-4.6 IntegratedPhysicalDamages (95th-high)] | Nationally Determined Contributions (NDCs) | FRA | Price¦Primary Energy¦Gas | US$2010/GJ | Price¦Primary Energy¦Gas | fuel_supply | gas | 2085 | 5.7714 | Price¦Primary Energy¦Gas
Downscaling[REMIND-MAgPIE 3.2-4.6 IntegratedPhysicalDamages (95th-high)] | Nationally Determined Contributions (NDCs) | FRA | Price¦Primary Energy¦Gas | US$2010/GJ | Price¦Primary Energy¦Gas | fuel_supply | gas | 2090 | 5.8225 | Price¦Primary Energy¦Gas
Downscaling[REMIND-MAgPIE 3.2-4.6 IntegratedPhysicalDamages (95th-high)] | Nationally Determined Contributions (NDCs) | FRA | Price¦Primary Energy¦Gas | US$2010/GJ | Price¦Primary Energy¦Gas | fuel_supply | gas | 2095 | 5.8514 | Price¦Primary Energy¦Gas
Downscaling[REMIND-MAgPIE 3.2-4.6 IntegratedPhysicalDamages (95th-high)] | Nationally Determined Contributions (NDCs) | FRA | Price¦Primary Energy¦Gas | US$2010/GJ | Price¦Primary Energy¦Gas | fuel_supply | gas | 2100 | 5.8804 | Price¦Primary Energy¦Gas
Downscaling[REMIND-MAgPIE 3.2-4.6 IntegratedPhysicalDamages (95th-high)] | Nationally Determined Contributions (NDCs) | FRA | Price¦Secondary Energy¦Liquids¦Oil | US$2010/GJ | Price¦Secondary Energy¦Liquids¦Oil | fuel_supply | oil | 2020 | 82.2847 | Price¦Secondary Energy¦Liquids¦Oil
Downscaling[REMIND-MAgPIE 3.2-4.6 IntegratedPhysicalDamages (95th-high)] | Nationally Determined Contributions (NDCs) | FRA | Price¦Secondary Energy¦Liquids¦Oil | US$2010/GJ | Price¦Secondary Energy¦Liquids¦Oil | fuel_supply | oil | 2025 | 90.3748 | Price¦Secondary Energy¦Liquids¦Oil
Downscaling[REMIND-MAgPIE 3.2-4.6 IntegratedPhysicalDamages (95th-high)] | Nationally Determined Contributions (NDCs) | FRA | Price¦Secondary Energy¦Liquids¦Oil | US$2010/GJ | Price¦Secondary Energy¦Liquids¦Oil | fuel_supply | oil | 2030 | 91.6186 | Price¦Secondary Energy¦Liquids¦Oil
Downscaling[REMIND-MAgPIE 3.2-4.6 IntegratedPhysicalDamages (95th-high)] | Nationally Determined Contributions (NDCs) | FRA | Price¦Secondary Energy¦Liquids¦Oil | US$2010/GJ | Price¦Secondary Energy¦Liquids¦Oil | fuel_supply | oil | 2035 | 84.6094 | Price¦Secondary Energy¦Liquids¦Oil
Downscaling[REMIND-MAgPIE 3.2-4.6 IntegratedPhysicalDamages (95th-high)] | Nationally Determined Contributions (NDCs) | FRA | Price¦Secondary Energy¦Liquids¦Oil | US$2010/GJ | Price¦Secondary Energy¦Liquids¦Oil | fuel_supply | oil | 2040 | 101.1498 | Price¦Secondary Energy¦Liquids¦Oil
Downscaling[REMIND-MAgPIE 3.2-4.6 IntegratedPhysicalDamages (95th-high)] | Nationally Determined Contributions (NDCs) | FRA | Price¦Secondary Energy¦Liquids¦Oil | US$2010/GJ | Price¦Secondary Energy¦Liquids¦Oil | fuel_supply | oil | 2045 | 118.9663 | Price¦Secondary Energy¦Liquids¦Oil
Downscaling[REMIND-MAgPIE 3.2-4.6 IntegratedPhysicalDamages (95th-high)] | Nationally Determined Contributions (NDCs) | FRA | Price¦Secondary Energy¦Liquids¦Oil | US$2010/GJ | Price¦Secondary Energy¦Liquids¦Oil | fuel_supply | oil | 2050 | 134.0035 | Price¦Secondary Energy¦Liquids¦Oil
Downscaling[REMIND-MAgPIE 3.2-4.6 IntegratedPhysicalDamages (95th-high)] | Nationally Determined Contributions (NDCs) | FRA | Price¦Secondary Energy¦Liquids¦Oil | US$2010/GJ | Price¦Secondary Energy¦Liquids¦Oil | fuel_supply | oil | 2055 | 142.4309 | Price¦Secondary Energy¦Liquids¦Oil
Downscaling[REMIND-MAgPIE 3.2-4.6 IntegratedPhysicalDamages (95th-high)] | Nationally Determined Contributions (NDCs) | FRA | Price¦Secondary Energy¦Liquids¦Oil | US$2010/GJ | Price¦Secondary Energy¦Liquids¦Oil | fuel_supply | oil | 2060 | 230.5649 | Price¦Secondary Energy¦Liquids¦Oil
Downscaling[REMIND-MAgPIE 3.2-4.6 IntegratedPhysicalDamages (95th-high)] | Nationally Determined Contributions (NDCs) | FRA | Price¦Secondary Energy¦Liquids¦Oil | US$2010/GJ | Price¦Secondary Energy¦Liquids¦Oil | fuel_supply | oil | 2065 | 273.8092 | Price¦Secondary Energy¦Liquids¦Oil
Downscaling[REMIND-MAgPIE 3.2-4.6 IntegratedPhysicalDamages (95th-high)] | Nationally Determined Contributions (NDCs) | FRA | Price¦Secondary Energy¦Liquids¦Oil | US$2010/GJ | Price¦Secondary Energy¦Liquids¦Oil | fuel_supply | oil | 2070 | 317.0534 | Price¦Secondary Energy¦Liquids¦Oil
Downscaling[REMIND-MAgPIE 3.2-4.6 IntegratedPhysicalDamages (95th-high)] | Nationally Determined Contributions (NDCs) | FRA | Price¦Secondary Energy¦Liquids¦Oil | US$2010/GJ | Price¦Secondary Energy¦Liquids¦Oil | fuel_supply | oil | 2075 | 303.6771 | Price¦Secondary Energy¦Liquids¦Oil
Downscaling[REMIND-MAgPIE 3.2-4.6 IntegratedPhysicalDamages (95th-high)] | Nationally Determined Contributions (NDCs) | FRA | Price¦Secondary Energy¦Liquids¦Oil | US$2010/GJ | Price¦Secondary Energy¦Liquids¦Oil | fuel_supply | oil | 2080 | 290.3008 | Price¦Secondary Energy¦Liquids¦Oil
Downscaling[REMIND-MAgPIE 3.2-4.6 IntegratedPhysicalDamages (95th-high)] | Nationally Determined Contributions (NDCs) | FRA | Price¦Secondary Energy¦Liquids¦Oil | US$2010/GJ | Price¦Secondary Energy¦Liquids¦Oil | fuel_supply | oil | 2085 | 276.3341 | Price¦Secondary Energy¦Liquids¦Oil
Downscaling[REMIND-MAgPIE 3.2-4.6 IntegratedPhysicalDamages (95th-high)] | Nationally Determined Contributions (NDCs) | FRA | Price¦Secondary Energy¦Liquids¦Oil | US$2010/GJ | Price¦Secondary Energy¦Liquids¦Oil | fuel_supply | oil | 2090 | 262.3673 | Price¦Secondary Energy¦Liquids¦Oil
Downscaling[REMIND-MAgPIE 3.2-4.6 IntegratedPhysicalDamages (95th-high)] | Nationally Determined Contributions (NDCs) | FRA | Price¦Secondary Energy¦Liquids¦Oil | US$2010/GJ | Price¦Secondary Energy¦Liquids¦Oil | fuel_supply | oil | 2095 | 277.7423 | Price¦Secondary Energy¦Liquids¦Oil
Downscaling[REMIND-MAgPIE 3.2-4.6 IntegratedPhysicalDamages (95th-high)] | Nationally Determined Contributions (NDCs) | FRA | Price¦Secondary Energy¦Liquids¦Oil | US$2010/GJ | Price¦Secondary Energy¦Liquids¦Oil | fuel_supply | oil | 2100 | 293.1173 | Price¦Secondary Energy¦Liquids¦Oil
Downscaling[REMIND-MAgPIE 3.2-4.6 IntegratedPhysicalDamages (95th-high)] | Nationally Determined Contributions (NDCs) | FRA | Emissions¦CO2 | Mt CO2/yr | Emissions¦CO2 | scenarios - CO2 abatement | CO2 | 2020 | 244.6971 | Emissions¦CO2
Downscaling[REMIND-MAgPIE 3.2-4.6 IntegratedPhysicalDamages (95th-high)] | Nationally Determined Contributions (NDCs) | FRA | Emissions¦CO2 | Mt CO2/yr | Emissions¦CO2 | scenarios - CO2 abatement | CO2 | 2025 | 235.2874 | Emissions¦CO2
Downscaling[REMIND-MAgPIE 3.2-4.6 IntegratedPhysicalDamages (95th-high)] | Nationally Determined Contributions (NDCs) | FRA | Emissions¦CO2 | Mt CO2/yr | Emissions¦CO2 | scenarios - CO2 abatement | CO2 | 2030 | 168.8856 | Emissions¦CO2
Downscaling[REMIND-MAgPIE 3.2-4.6 IntegratedPhysicalDamages (95th-high)] | Nationally Determined Contributions (NDCs) | FRA | Emissions¦CO2 | Mt CO2/yr | Emissions¦CO2 | scenarios - CO2 abatement | CO2 | 2035 | 93.0717 | Emissions¦CO2
Downscaling[REMIND-MAgPIE 3.2-4.6 IntegratedPhysicalDamages (95th-high)] | Nationally Determined Contributions (NDCs) | FRA | Emissions¦CO2 | Mt CO2/yr | Emissions¦CO2 | scenarios - CO2 abatement | CO2 | 2040 | 33.0233 | Emissions¦CO2
Downscaling[REMIND-MAgPIE 3.2-4.6 IntegratedPhysicalDamages (95th-high)] | Nationally Determined Contributions (NDCs) | FRA | Emissions¦CO2 | Mt CO2/yr | Emissions¦CO2 | scenarios - CO2 abatement | CO2 | 2045 | -0.4598 | Emissions¦CO2
Downscaling[REMIND-MAgPIE 3.2-4.6 IntegratedPhysicalDamages (95th-high)] | Nationally Determined Contributions (NDCs) | FRA | Emissions¦CO2 | Mt CO2/yr | Emissions¦CO2 | scenarios - CO2 abatement | CO2 | 2050 | -22.0267 | Emissions¦CO2
Downscaling[REMIND-MAgPIE 3.2-4.6 IntegratedPhysicalDamages (95th-high)] | Nationally Determined Contributions (NDCs) | FRA | Emissions¦CO2 | Mt CO2/yr | Emissions¦CO2 | scenarios - CO2 abatement | CO2 | 2055 | -32.3176 | Emissions¦CO2
Downscaling[REMIND-MAgPIE 3.2-4.6 IntegratedPhysicalDamages (95th-high)] | Nationally Determined Contributions (NDCs) | FRA | Emissions¦CO2 | Mt CO2/yr | Emissions¦CO2 | scenarios - CO2 abatement | CO2 | 2060 | -38.9396 | Emissions¦CO2
Downscaling[REMIND-MAgPIE 3.2-4.6 IntegratedPhysicalDamages (95th-high)] | Nationally Determined Contributions (NDCs) | FRA | Emissions¦CO2 | Mt CO2/yr | Emissions¦CO2 | scenarios - CO2 abatement | CO2 | 2065 | -39.5857 | Emissions¦CO2
Downscaling[REMIND-MAgPIE 3.2-4.6 IntegratedPhysicalDamages (95th-high)] | Nationally Determined Contributions (NDCs) | FRA | Emissions¦CO2 | Mt CO2/yr | Emissions¦CO2 | scenarios - CO2 abatement | CO2 | 2070 | -40.0806 | Emissions¦CO2
Downscaling[REMIND-MAgPIE 3.2-4.6 IntegratedPhysicalDamages (95th-high)] | Nationally Determined Contributions (NDCs) | FRA | Emissions¦CO2 | Mt CO2/yr | Emissions¦CO2 | scenarios - CO2 abatement | CO2 | 2075 | -38.9126 | Emissions¦CO2
Downscaling[REMIND-MAgPIE 3.2-4.6 IntegratedPhysicalDamages (95th-high)] | Nationally Determined Contributions (NDCs) | FRA | Emissions¦CO2 | Mt CO2/yr | Emissions¦CO2 | scenarios - CO2 abatement | CO2 | 2080 | -37.591 | Emissions¦CO2
Downscaling[REMIND-MAgPIE 3.2-4.6 IntegratedPhysicalDamages (95th-high)] | Nationally Determined Contributions (NDCs) | FRA | Emissions¦CO2 | Mt CO2/yr | Emissions¦CO2 | scenarios - CO2 abatement | CO2 | 2085 | -36.431 | Emissions¦CO2
Downscaling[REMIND-MAgPIE 3.2-4.6 IntegratedPhysicalDamages (95th-high)] | Nationally Determined Contributions (NDCs) | FRA | Emissions¦CO2 | Mt CO2/yr | Emissions¦CO2 | scenarios - CO2 abatement | CO2 | 2090 | -35.3836 | Emissions¦CO2
Downscaling[REMIND-MAgPIE 3.2-4.6 IntegratedPhysicalDamages (95th-high)] | Nationally Determined Contributions (NDCs) | FRA | Emissions¦CO2 | Mt CO2/yr | Emissions¦CO2 | scenarios - CO2 abatement | CO2 | 2095 | -31.458 | Emissions¦CO2
Downscaling[REMIND-MAgPIE 3.2-4.6 IntegratedPhysicalDamages (95th-high)] | Nationally Determined Contributions (NDCs) | FRA | Emissions¦CO2 | Mt CO2/yr | Emissions¦CO2 | scenarios - CO2 abatement | CO2 | 2100 | -27.7171 | Emissions¦CO2
Downscaling[REMIND-MAgPIE 3.2-4.6 IntegratedPhysicalDamages (95th-high)] | Nationally Determined Contributions (NDCs) | FRA | Emissions¦CO2¦Energy | Mt CO2/yr | Emissions¦CO2¦Energy | scenarios - CO2 abatement | CO2 | 2020 | 303.6753 | Emissions¦CO2¦Energy
Downscaling[REMIND-MAgPIE 3.2-4.6 IntegratedPhysicalDamages (95th-high)] | Nationally Determined Contributions (NDCs) | FRA | Emissions¦CO2¦Energy | Mt CO2/yr | Emissions¦CO2¦Energy | scenarios - CO2 abatement | CO2 | 2025 | 269.2598 | Emissions¦CO2¦Energy
Downscaling[REMIND-MAgPIE 3.2-4.6 IntegratedPhysicalDamages (95th-high)] | Nationally Determined Contributions (NDCs) | FRA | Emissions¦CO2¦Energy | Mt CO2/yr | Emissions¦CO2¦Energy | scenarios - CO2 abatement | CO2 | 2030 | 208.9523 | Emissions¦CO2¦Energy
Downscaling[REMIND-MAgPIE 3.2-4.6 IntegratedPhysicalDamages (95th-high)] | Nationally Determined Contributions (NDCs) | FRA | Emissions¦CO2¦Energy | Mt CO2/yr | Emissions¦CO2¦Energy | scenarios - CO2 abatement | CO2 | 2035 | 138.6018 | Emissions¦CO2¦Energy
Downscaling[REMIND-MAgPIE 3.2-4.6 IntegratedPhysicalDamages (95th-high)] | Nationally Determined Contributions (NDCs) | FRA | Emissions¦CO2¦Energy | Mt CO2/yr | Emissions¦CO2¦Energy | scenarios - CO2 abatement | CO2 | 2040 | 83.7072 | Emissions¦CO2¦Energy
Downscaling[REMIND-MAgPIE 3.2-4.6 IntegratedPhysicalDamages (95th-high)] | Nationally Determined Contributions (NDCs) | FRA | Emissions¦CO2¦Energy | Mt CO2/yr | Emissions¦CO2¦Energy | scenarios - CO2 abatement | CO2 | 2045 | 53.4574 | Emissions¦CO2¦Energy
Downscaling[REMIND-MAgPIE 3.2-4.6 IntegratedPhysicalDamages (95th-high)] | Nationally Determined Contributions (NDCs) | FRA | Emissions¦CO2¦Energy | Mt CO2/yr | Emissions¦CO2¦Energy | scenarios - CO2 abatement | CO2 | 2050 | 34.887 | Emissions¦CO2¦Energy
Downscaling[REMIND-MAgPIE 3.2-4.6 IntegratedPhysicalDamages (95th-high)] | Nationally Determined Contributions (NDCs) | FRA | Emissions¦CO2¦Energy | Mt CO2/yr | Emissions¦CO2¦Energy | scenarios - CO2 abatement | CO2 | 2055 | 21.7294 | Emissions¦CO2¦Energy
Downscaling[REMIND-MAgPIE 3.2-4.6 IntegratedPhysicalDamages (95th-high)] | Nationally Determined Contributions (NDCs) | FRA | Emissions¦CO2¦Energy | Mt CO2/yr | Emissions¦CO2¦Energy | scenarios - CO2 abatement | CO2 | 2060 | 10.4643 | Emissions¦CO2¦Energy
Downscaling[REMIND-MAgPIE 3.2-4.6 IntegratedPhysicalDamages (95th-high)] | Nationally Determined Contributions (NDCs) | FRA | Emissions¦CO2¦Energy | Mt CO2/yr | Emissions¦CO2¦Energy | scenarios - CO2 abatement | CO2 | 2065 | 6.8739 | Emissions¦CO2¦Energy
Downscaling[REMIND-MAgPIE 3.2-4.6 IntegratedPhysicalDamages (95th-high)] | Nationally Determined Contributions (NDCs) | FRA | Emissions¦CO2¦Energy | Mt CO2/yr | Emissions¦CO2¦Energy | scenarios - CO2 abatement | CO2 | 2070 | 3.3895 | Emissions¦CO2¦Energy
Downscaling[REMIND-MAgPIE 3.2-4.6 IntegratedPhysicalDamages (95th-high)] | Nationally Determined Contributions (NDCs) | FRA | Emissions¦CO2¦Energy | Mt CO2/yr | Emissions¦CO2¦Energy | scenarios - CO2 abatement | CO2 | 2075 | 5.1494 | Emissions¦CO2¦Energy
Downscaling[REMIND-MAgPIE 3.2-4.6 IntegratedPhysicalDamages (95th-high)] | Nationally Determined Contributions (NDCs) | FRA | Emissions¦CO2¦Energy | Mt CO2/yr | Emissions¦CO2¦Energy | scenarios - CO2 abatement | CO2 | 2080 | 7.0402 | Emissions¦CO2¦Energy
Downscaling[REMIND-MAgPIE 3.2-4.6 IntegratedPhysicalDamages (95th-high)] | Nationally Determined Contributions (NDCs) | FRA | Emissions¦CO2¦Energy | Mt CO2/yr | Emissions¦CO2¦Energy | scenarios - CO2 abatement | CO2 | 2085 | 6.77 | Emissions¦CO2¦Energy
Downscaling[REMIND-MAgPIE 3.2-4.6 IntegratedPhysicalDamages (95th-high)] | Nationally Determined Contributions (NDCs) | FRA | Emissions¦CO2¦Energy | Mt CO2/yr | Emissions¦CO2¦Energy | scenarios - CO2 abatement | CO2 | 2090 | 6.4083 | Emissions¦CO2¦Energy
Downscaling[REMIND-MAgPIE 3.2-4.6 IntegratedPhysicalDamages (95th-high)] | Nationally Determined Contributions (NDCs) | FRA | Emissions¦CO2¦Energy | Mt CO2/yr | Emissions¦CO2¦Energy | scenarios - CO2 abatement | CO2 | 2095 | 3.4566 | Emissions¦CO2¦Energy
Downscaling[REMIND-MAgPIE 3.2-4.6 IntegratedPhysicalDamages (95th-high)] | Nationally Determined Contributions (NDCs) | FRA | Emissions¦CO2¦Energy | Mt CO2/yr | Emissions¦CO2¦Energy | scenarios - CO2 abatement | CO2 | 2100 | 0.3311 | Emissions¦CO2¦Energy
Downscaling[REMIND-MAgPIE 3.2-4.6 IntegratedPhysicalDamages (95th-high)] | Net Zero 2050 | FRA | Carbon Sequestration¦CCS | Mt CO2/yr | Carbon Sequestration¦CCS | CCS potential |  | 2020 | 0 | Carbon Sequestration¦CCS
Downscaling[REMIND-MAgPIE 3.2-4.6 IntegratedPhysicalDamages (95th-high)] | Net Zero 2050 | FRA | Carbon Sequestration¦CCS | Mt CO2/yr | Carbon Sequestration¦CCS | CCS potential |  | 2025 | 0.4328 | Carbon Sequestration¦CCS
Downscaling[REMIND-MAgPIE 3.2-4.6 IntegratedPhysicalDamages (95th-high)] | Net Zero 2050 | FRA | Carbon Sequestration¦CCS | Mt CO2/yr | Carbon Sequestration¦CCS | CCS potential |  | 2030 | 13.8048 | Carbon Sequestration¦CCS
Downscaling[REMIND-MAgPIE 3.2-4.6 IntegratedPhysicalDamages (95th-high)] | Net Zero 2050 | FRA | Carbon Sequestration¦CCS | Mt CO2/yr | Carbon Sequestration¦CCS | CCS potential |  | 2035 | 38.8965 | Carbon Sequestration¦CCS
Downscaling[REMIND-MAgPIE 3.2-4.6 IntegratedPhysicalDamages (95th-high)] | Net Zero 2050 | FRA | Carbon Sequestration¦CCS | Mt CO2/yr | Carbon Sequestration¦CCS | CCS potential |  | 2040 | 67.1193 | Carbon Sequestration¦CCS
Downscaling[REMIND-MAgPIE 3.2-4.6 IntegratedPhysicalDamages (95th-high)] | Net Zero 2050 | FRA | Carbon Sequestration¦CCS | Mt CO2/yr | Carbon Sequestration¦CCS | CCS potential |  | 2045 | 76.9009 | Carbon Sequestration¦CCS
Downscaling[REMIND-MAgPIE 3.2-4.6 IntegratedPhysicalDamages (95th-high)] | Net Zero 2050 | FRA | Carbon Sequestration¦CCS | Mt CO2/yr | Carbon Sequestration¦CCS | CCS potential |  | 2050 | 79.4577 | Carbon Sequestration¦CCS
Downscaling[REMIND-MAgPIE 3.2-4.6 IntegratedPhysicalDamages (95th-high)] | Net Zero 2050 | FRA | Carbon Sequestration¦CCS | Mt CO2/yr | Carbon Sequestration¦CCS | CCS potential |  | 2055 | 80.0846 | Carbon Sequestration¦CCS
Downscaling[REMIND-MAgPIE 3.2-4.6 IntegratedPhysicalDamages (95th-high)] | Net Zero 2050 | FRA | Carbon Sequestration¦CCS | Mt CO2/yr | Carbon Sequestration¦CCS | CCS potential |  | 2060 | 77.0375 | Carbon Sequestration¦CCS
Downscaling[REMIND-MAgPIE 3.2-4.6 IntegratedPhysicalDamages (95th-high)] | Net Zero 2050 | FRA | Carbon Sequestration¦CCS | Mt CO2/yr | Carbon Sequestration¦CCS | CCS potential |  | 2065 | 69.7765 | Carbon Sequestration¦CCS
Downscaling[REMIND-MAgPIE 3.2-4.6 IntegratedPhysicalDamages (95th-high)] | Net Zero 2050 | FRA | Carbon Sequestration¦CCS | Mt CO2/yr | Carbon Sequestration¦CCS | CCS potential |  | 2070 | 61.5882 | Carbon Sequestration¦CCS
Downscaling[REMIND-MAgPIE 3.2-4.6 IntegratedPhysicalDamages (95th-high)] | Net Zero 2050 | FRA | Carbon Sequestration¦CCS | Mt CO2/yr | Carbon Sequestration¦CCS | CCS potential |  | 2075 | 55.3915 | Carbon Sequestration¦CCS
Downscaling[REMIND-MAgPIE 3.2-4.6 IntegratedPhysicalDamages (95th-high)] | Net Zero 2050 | FRA | Carbon Sequestration¦CCS | Mt CO2/yr | Carbon Sequestration¦CCS | CCS potential |  | 2080 | 48.7533 | Carbon Sequestration¦CCS
Downscaling[REMIND-MAgPIE 3.2-4.6 IntegratedPhysicalDamages (95th-high)] | Net Zero 2050 | FRA | Carbon Sequestration¦CCS | Mt CO2/yr | Carbon Sequestration¦CCS | CCS potential |  | 2085 | 52.0615 | Carbon Sequestration¦CCS
Downscaling[REMIND-MAgPIE 3.2-4.6 IntegratedPhysicalDamages (95th-high)] | Net Zero 2050 | FRA | Carbon Sequestration¦CCS | Mt CO2/yr | Carbon Sequestration¦CCS | CCS potential |  | 2090 | 56.0889 | Carbon Sequestration¦CCS
Downscaling[REMIND-MAgPIE 3.2-4.6 IntegratedPhysicalDamages (95th-high)] | Net Zero 2050 | FRA | Carbon Sequestration¦CCS | Mt CO2/yr | Carbon Sequestration¦CCS | CCS potential |  | 2095 | 59.3682 | Carbon Sequestration¦CCS
Downscaling[REMIND-MAgPIE 3.2-4.6 IntegratedPhysicalDamages (95th-high)] | Net Zero 2050 | FRA | Carbon Sequestration¦CCS | Mt CO2/yr | Carbon Sequestration¦CCS | CCS potential |  | 2100 | 62.7802 | Carbon Sequestration¦CCS
Downscaling[REMIND-MAgPIE 3.2-4.6 IntegratedPhysicalDamages (95th-high)] | Net Zero 2050 | FRA | Final Energy¦Industry¦Electricity | EJ/yr | Final Energy¦Industry¦Electricity | demand_projection | elc_industry | 2020 | 0.4617 | Final Energy¦Industry¦Electricity
Downscaling[REMIND-MAgPIE 3.2-4.6 IntegratedPhysicalDamages (95th-high)] | Net Zero 2050 | FRA | Final Energy¦Industry¦Electricity | EJ/yr | Final Energy¦Industry¦Electricity | demand_projection | elc_industry | 2025 | 0.5425 | Final Energy¦Industry¦Electricity
Downscaling[REMIND-MAgPIE 3.2-4.6 IntegratedPhysicalDamages (95th-high)] | Net Zero 2050 | FRA | Final Energy¦Industry¦Electricity | EJ/yr | Final Energy¦Industry¦Electricity | demand_projection | elc_industry | 2030 | 0.5534 | Final Energy¦Industry¦Electricity
Downscaling[REMIND-MAgPIE 3.2-4.6 IntegratedPhysicalDamages (95th-high)] | Net Zero 2050 | FRA | Final Energy¦Industry¦Electricity | EJ/yr | Final Energy¦Industry¦Electricity | demand_projection | elc_industry | 2035 | 0.5786 | Final Energy¦Industry¦Electricity
Downscaling[REMIND-MAgPIE 3.2-4.6 IntegratedPhysicalDamages (95th-high)] | Net Zero 2050 | FRA | Final Energy¦Industry¦Electricity | EJ/yr | Final Energy¦Industry¦Electricity | demand_projection | elc_industry | 2040 | 0.6346 | Final Energy¦Industry¦Electricity
Downscaling[REMIND-MAgPIE 3.2-4.6 IntegratedPhysicalDamages (95th-high)] | Net Zero 2050 | FRA | Final Energy¦Industry¦Electricity | EJ/yr | Final Energy¦Industry¦Electricity | demand_projection | elc_industry | 2045 | 0.6335 | Final Energy¦Industry¦Electricity
Downscaling[REMIND-MAgPIE 3.2-4.6 IntegratedPhysicalDamages (95th-high)] | Net Zero 2050 | FRA | Final Energy¦Industry¦Electricity | EJ/yr | Final Energy¦Industry¦Electricity | demand_projection | elc_industry | 2050 | 0.6262 | Final Energy¦Industry¦Electricity
Downscaling[REMIND-MAgPIE 3.2-4.6 IntegratedPhysicalDamages (95th-high)] | Net Zero 2050 | FRA | Final Energy¦Industry¦Electricity | EJ/yr | Final Energy¦Industry¦Electricity | demand_projection | elc_industry | 2055 | 0.6254 | Final Energy¦Industry¦Electricity
Downscaling[REMIND-MAgPIE 3.2-4.6 IntegratedPhysicalDamages (95th-high)] | Net Zero 2050 | FRA | Final Energy¦Industry¦Electricity | EJ/yr | Final Energy¦Industry¦Electricity | demand_projection | elc_industry | 2060 | 0.5985 | Final Energy¦Industry¦Electricity
Downscaling[REMIND-MAgPIE 3.2-4.6 IntegratedPhysicalDamages (95th-high)] | Net Zero 2050 | FRA | Final Energy¦Industry¦Electricity | EJ/yr | Final Energy¦Industry¦Electricity | demand_projection | elc_industry | 2065 | 0.6072 | Final Energy¦Industry¦Electricity
Downscaling[REMIND-MAgPIE 3.2-4.6 IntegratedPhysicalDamages (95th-high)] | Net Zero 2050 | FRA | Final Energy¦Industry¦Electricity | EJ/yr | Final Energy¦Industry¦Electricity | demand_projection | elc_industry | 2070 | 0.6171 | Final Energy¦Industry¦Electricity
Downscaling[REMIND-MAgPIE 3.2-4.6 IntegratedPhysicalDamages (95th-high)] | Net Zero 2050 | FRA | Final Energy¦Industry¦Electricity | EJ/yr | Final Energy¦Industry¦Electricity | demand_projection | elc_industry | 2075 | 0.6212 | Final Energy¦Industry¦Electricity
Downscaling[REMIND-MAgPIE 3.2-4.6 IntegratedPhysicalDamages (95th-high)] | Net Zero 2050 | FRA | Final Energy¦Industry¦Electricity | EJ/yr | Final Energy¦Industry¦Electricity | demand_projection | elc_industry | 2080 | 0.6224 | Final Energy¦Industry¦Electricity
Downscaling[REMIND-MAgPIE 3.2-4.6 IntegratedPhysicalDamages (95th-high)] | Net Zero 2050 | FRA | Final Energy¦Industry¦Electricity | EJ/yr | Final Energy¦Industry¦Electricity | demand_projection | elc_industry | 2085 | 0.6183 | Final Energy¦Industry¦Electricity
Downscaling[REMIND-MAgPIE 3.2-4.6 IntegratedPhysicalDamages (95th-high)] | Net Zero 2050 | FRA | Final Energy¦Industry¦Electricity | EJ/yr | Final Energy¦Industry¦Electricity | demand_projection | elc_industry | 2090 | 0.6107 | Final Energy¦Industry¦Electricity
Downscaling[REMIND-MAgPIE 3.2-4.6 IntegratedPhysicalDamages (95th-high)] | Net Zero 2050 | FRA | Final Energy¦Industry¦Electricity | EJ/yr | Final Energy¦Industry¦Electricity | demand_projection | elc_industry | 2095 | 0.5841 | Final Energy¦Industry¦Electricity
Downscaling[REMIND-MAgPIE 3.2-4.6 IntegratedPhysicalDamages (95th-high)] | Net Zero 2050 | FRA | Final Energy¦Industry¦Electricity | EJ/yr | Final Energy¦Industry¦Electricity | demand_projection | elc_industry | 2100 | 0.5549 | Final Energy¦Industry¦Electricity
Downscaling[REMIND-MAgPIE 3.2-4.6 IntegratedPhysicalDamages (95th-high)] | Net Zero 2050 | FRA | Final Energy¦Residential and Commercial¦Electricity | EJ/yr | Final Energy¦Residential and Commercial¦Electricity | demand_projection | elc_buildings | 2020 | 1.0922 | Final Energy¦Residential and Commercial¦Electricity
Downscaling[REMIND-MAgPIE 3.2-4.6 IntegratedPhysicalDamages (95th-high)] | Net Zero 2050 | FRA | Final Energy¦Residential and Commercial¦Electricity | EJ/yr | Final Energy¦Residential and Commercial¦Electricity | demand_projection | elc_buildings | 2025 | 1.2218 | Final Energy¦Residential and Commercial¦Electricity
Downscaling[REMIND-MAgPIE 3.2-4.6 IntegratedPhysicalDamages (95th-high)] | Net Zero 2050 | FRA | Final Energy¦Residential and Commercial¦Electricity | EJ/yr | Final Energy¦Residential and Commercial¦Electricity | demand_projection | elc_buildings | 2030 | 1.2649 | Final Energy¦Residential and Commercial¦Electricity
Downscaling[REMIND-MAgPIE 3.2-4.6 IntegratedPhysicalDamages (95th-high)] | Net Zero 2050 | FRA | Final Energy¦Residential and Commercial¦Electricity | EJ/yr | Final Energy¦Residential and Commercial¦Electricity | demand_projection | elc_buildings | 2035 | 1.4506 | Final Energy¦Residential and Commercial¦Electricity
Downscaling[REMIND-MAgPIE 3.2-4.6 IntegratedPhysicalDamages (95th-high)] | Net Zero 2050 | FRA | Final Energy¦Residential and Commercial¦Electricity | EJ/yr | Final Energy¦Residential and Commercial¦Electricity | demand_projection | elc_buildings | 2040 | 1.5423 | Final Energy¦Residential and Commercial¦Electricity
Downscaling[REMIND-MAgPIE 3.2-4.6 IntegratedPhysicalDamages (95th-high)] | Net Zero 2050 | FRA | Final Energy¦Residential and Commercial¦Electricity | EJ/yr | Final Energy¦Residential and Commercial¦Electricity | demand_projection | elc_buildings | 2045 | 1.5258 | Final Energy¦Residential and Commercial¦Electricity
Downscaling[REMIND-MAgPIE 3.2-4.6 IntegratedPhysicalDamages (95th-high)] | Net Zero 2050 | FRA | Final Energy¦Residential and Commercial¦Electricity | EJ/yr | Final Energy¦Residential and Commercial¦Electricity | demand_projection | elc_buildings | 2050 | 1.4648 | Final Energy¦Residential and Commercial¦Electricity
Downscaling[REMIND-MAgPIE 3.2-4.6 IntegratedPhysicalDamages (95th-high)] | Net Zero 2050 | FRA | Final Energy¦Residential and Commercial¦Electricity | EJ/yr | Final Energy¦Residential and Commercial¦Electricity | demand_projection | elc_buildings | 2055 | 1.3898 | Final Energy¦Residential and Commercial¦Electricity
Downscaling[REMIND-MAgPIE 3.2-4.6 IntegratedPhysicalDamages (95th-high)] | Net Zero 2050 | FRA | Final Energy¦Residential and Commercial¦Electricity | EJ/yr | Final Energy¦Residential and Commercial¦Electricity | demand_projection | elc_buildings | 2060 | 1.438 | Final Energy¦Residential and Commercial¦Electricity
Downscaling[REMIND-MAgPIE 3.2-4.6 IntegratedPhysicalDamages (95th-high)] | Net Zero 2050 | FRA | Final Energy¦Residential and Commercial¦Electricity | EJ/yr | Final Energy¦Residential and Commercial¦Electricity | demand_projection | elc_buildings | 2065 | 1.4375 | Final Energy¦Residential and Commercial¦Electricity
Downscaling[REMIND-MAgPIE 3.2-4.6 IntegratedPhysicalDamages (95th-high)] | Net Zero 2050 | FRA | Final Energy¦Residential and Commercial¦Electricity | EJ/yr | Final Energy¦Residential and Commercial¦Electricity | demand_projection | elc_buildings | 2070 | 1.4402 | Final Energy¦Residential and Commercial¦Electricity
Downscaling[REMIND-MAgPIE 3.2-4.6 IntegratedPhysicalDamages (95th-high)] | Net Zero 2050 | FRA | Final Energy¦Residential and Commercial¦Electricity | EJ/yr | Final Energy¦Residential and Commercial¦Electricity | demand_projection | elc_buildings | 2075 | 1.5023 | Final Energy¦Residential and Commercial¦Electricity
Downscaling[REMIND-MAgPIE 3.2-4.6 IntegratedPhysicalDamages (95th-high)] | Net Zero 2050 | FRA | Final Energy¦Residential and Commercial¦Electricity | EJ/yr | Final Energy¦Residential and Commercial¦Electricity | demand_projection | elc_buildings | 2080 | 1.5666 | Final Energy¦Residential and Commercial¦Electricity
Downscaling[REMIND-MAgPIE 3.2-4.6 IntegratedPhysicalDamages (95th-high)] | Net Zero 2050 | FRA | Final Energy¦Residential and Commercial¦Electricity | EJ/yr | Final Energy¦Residential and Commercial¦Electricity | demand_projection | elc_buildings | 2085 | 1.6391 | Final Energy¦Residential and Commercial¦Electricity
Downscaling[REMIND-MAgPIE 3.2-4.6 IntegratedPhysicalDamages (95th-high)] | Net Zero 2050 | FRA | Final Energy¦Residential and Commercial¦Electricity | EJ/yr | Final Energy¦Residential and Commercial¦Electricity | demand_projection | elc_buildings | 2090 | 1.7113 | Final Energy¦Residential and Commercial¦Electricity
Downscaling[REMIND-MAgPIE 3.2-4.6 IntegratedPhysicalDamages (95th-high)] | Net Zero 2050 | FRA | Final Energy¦Residential and Commercial¦Electricity | EJ/yr | Final Energy¦Residential and Commercial¦Electricity | demand_projection | elc_buildings | 2095 | 1.7884 | Final Energy¦Residential and Commercial¦Electricity
Downscaling[REMIND-MAgPIE 3.2-4.6 IntegratedPhysicalDamages (95th-high)] | Net Zero 2050 | FRA | Final Energy¦Residential and Commercial¦Electricity | EJ/yr | Final Energy¦Residential and Commercial¦Electricity | demand_projection | elc_buildings | 2100 | 1.8703 | Final Energy¦Residential and Commercial¦Electricity
Downscaling[REMIND-MAgPIE 3.2-4.6 IntegratedPhysicalDamages (95th-high)] | Net Zero 2050 | FRA | Final Energy¦Transportation¦Electricity | EJ/yr | Final Energy¦Transportation¦Electricity | demand_projection | elc_transport | 2020 | 0.0538 | Final Energy¦Transportation¦Electricity
Downscaling[REMIND-MAgPIE 3.2-4.6 IntegratedPhysicalDamages (95th-high)] | Net Zero 2050 | FRA | Final Energy¦Transportation¦Electricity | EJ/yr | Final Energy¦Transportation¦Electricity | demand_projection | elc_transport | 2025 | 0.1243 | Final Energy¦Transportation¦Electricity
Downscaling[REMIND-MAgPIE 3.2-4.6 IntegratedPhysicalDamages (95th-high)] | Net Zero 2050 | FRA | Final Energy¦Transportation¦Electricity | EJ/yr | Final Energy¦Transportation¦Electricity | demand_projection | elc_transport | 2030 | 0.2299 | Final Energy¦Transportation¦Electricity
Downscaling[REMIND-MAgPIE 3.2-4.6 IntegratedPhysicalDamages (95th-high)] | Net Zero 2050 | FRA | Final Energy¦Transportation¦Electricity | EJ/yr | Final Energy¦Transportation¦Electricity | demand_projection | elc_transport | 2035 | 0.3409 | Final Energy¦Transportation¦Electricity
Downscaling[REMIND-MAgPIE 3.2-4.6 IntegratedPhysicalDamages (95th-high)] | Net Zero 2050 | FRA | Final Energy¦Transportation¦Electricity | EJ/yr | Final Energy¦Transportation¦Electricity | demand_projection | elc_transport | 2040 | 0.4011 | Final Energy¦Transportation¦Electricity
Downscaling[REMIND-MAgPIE 3.2-4.6 IntegratedPhysicalDamages (95th-high)] | Net Zero 2050 | FRA | Final Energy¦Transportation¦Electricity | EJ/yr | Final Energy¦Transportation¦Electricity | demand_projection | elc_transport | 2045 | 0.4361 | Final Energy¦Transportation¦Electricity
Downscaling[REMIND-MAgPIE 3.2-4.6 IntegratedPhysicalDamages (95th-high)] | Net Zero 2050 | FRA | Final Energy¦Transportation¦Electricity | EJ/yr | Final Energy¦Transportation¦Electricity | demand_projection | elc_transport | 2050 | 0.4541 | Final Energy¦Transportation¦Electricity
Downscaling[REMIND-MAgPIE 3.2-4.6 IntegratedPhysicalDamages (95th-high)] | Net Zero 2050 | FRA | Final Energy¦Transportation¦Electricity | EJ/yr | Final Energy¦Transportation¦Electricity | demand_projection | elc_transport | 2055 | 0.4769 | Final Energy¦Transportation¦Electricity
Downscaling[REMIND-MAgPIE 3.2-4.6 IntegratedPhysicalDamages (95th-high)] | Net Zero 2050 | FRA | Final Energy¦Transportation¦Electricity | EJ/yr | Final Energy¦Transportation¦Electricity | demand_projection | elc_transport | 2060 | 0.4899 | Final Energy¦Transportation¦Electricity
Downscaling[REMIND-MAgPIE 3.2-4.6 IntegratedPhysicalDamages (95th-high)] | Net Zero 2050 | FRA | Final Energy¦Transportation¦Electricity | EJ/yr | Final Energy¦Transportation¦Electricity | demand_projection | elc_transport | 2065 | 0.5049 | Final Energy¦Transportation¦Electricity
Downscaling[REMIND-MAgPIE 3.2-4.6 IntegratedPhysicalDamages (95th-high)] | Net Zero 2050 | FRA | Final Energy¦Transportation¦Electricity | EJ/yr | Final Energy¦Transportation¦Electricity | demand_projection | elc_transport | 2070 | 0.5185 | Final Energy¦Transportation¦Electricity
Downscaling[REMIND-MAgPIE 3.2-4.6 IntegratedPhysicalDamages (95th-high)] | Net Zero 2050 | FRA | Final Energy¦Transportation¦Electricity | EJ/yr | Final Energy¦Transportation¦Electricity | demand_projection | elc_transport | 2075 | 0.5338 | Final Energy¦Transportation¦Electricity
Downscaling[REMIND-MAgPIE 3.2-4.6 IntegratedPhysicalDamages (95th-high)] | Net Zero 2050 | FRA | Final Energy¦Transportation¦Electricity | EJ/yr | Final Energy¦Transportation¦Electricity | demand_projection | elc_transport | 2080 | 0.55 | Final Energy¦Transportation¦Electricity
Downscaling[REMIND-MAgPIE 3.2-4.6 IntegratedPhysicalDamages (95th-high)] | Net Zero 2050 | FRA | Final Energy¦Transportation¦Electricity | EJ/yr | Final Energy¦Transportation¦Electricity | demand_projection | elc_transport | 2085 | 0.5632 | Final Energy¦Transportation¦Electricity
Downscaling[REMIND-MAgPIE 3.2-4.6 IntegratedPhysicalDamages (95th-high)] | Net Zero 2050 | FRA | Final Energy¦Transportation¦Electricity | EJ/yr | Final Energy¦Transportation¦Electricity | demand_projection | elc_transport | 2090 | 0.576 | Final Energy¦Transportation¦Electricity
Downscaling[REMIND-MAgPIE 3.2-4.6 IntegratedPhysicalDamages (95th-high)] | Net Zero 2050 | FRA | Final Energy¦Transportation¦Electricity | EJ/yr | Final Energy¦Transportation¦Electricity | demand_projection | elc_transport | 2095 | 0.5819 | Final Energy¦Transportation¦Electricity
Downscaling[REMIND-MAgPIE 3.2-4.6 IntegratedPhysicalDamages (95th-high)] | Net Zero 2050 | FRA | Final Energy¦Transportation¦Electricity | EJ/yr | Final Energy¦Transportation¦Electricity | demand_projection | elc_transport | 2100 | 0.5866 | Final Energy¦Transportation¦Electricity
Downscaling[REMIND-MAgPIE 3.2-4.6 IntegratedPhysicalDamages (95th-high)] | Net Zero 2050 | FRA | Secondary Energy¦Hydrogen | EJ/yr | Secondary Energy¦Hydrogen | demand_projection | hydrogen_allsect | 2020 | 0.0084 | Secondary Energy¦Hydrogen
Downscaling[REMIND-MAgPIE 3.2-4.6 IntegratedPhysicalDamages (95th-high)] | Net Zero 2050 | FRA | Secondary Energy¦Hydrogen | EJ/yr | Secondary Energy¦Hydrogen | demand_projection | hydrogen_allsect | 2025 | 0.038 | Secondary Energy¦Hydrogen
Downscaling[REMIND-MAgPIE 3.2-4.6 IntegratedPhysicalDamages (95th-high)] | Net Zero 2050 | FRA | Secondary Energy¦Hydrogen | EJ/yr | Secondary Energy¦Hydrogen | demand_projection | hydrogen_allsect | 2030 | 0.0912 | Secondary Energy¦Hydrogen
Downscaling[REMIND-MAgPIE 3.2-4.6 IntegratedPhysicalDamages (95th-high)] | Net Zero 2050 | FRA | Secondary Energy¦Hydrogen | EJ/yr | Secondary Energy¦Hydrogen | demand_projection | hydrogen_allsect | 2035 | 0.166 | Secondary Energy¦Hydrogen
Downscaling[REMIND-MAgPIE 3.2-4.6 IntegratedPhysicalDamages (95th-high)] | Net Zero 2050 | FRA | Secondary Energy¦Hydrogen | EJ/yr | Secondary Energy¦Hydrogen | demand_projection | hydrogen_allsect | 2040 | 0.2662 | Secondary Energy¦Hydrogen
Downscaling[REMIND-MAgPIE 3.2-4.6 IntegratedPhysicalDamages (95th-high)] | Net Zero 2050 | FRA | Secondary Energy¦Hydrogen | EJ/yr | Secondary Energy¦Hydrogen | demand_projection | hydrogen_allsect | 2045 | 0.348 | Secondary Energy¦Hydrogen
Downscaling[REMIND-MAgPIE 3.2-4.6 IntegratedPhysicalDamages (95th-high)] | Net Zero 2050 | FRA | Secondary Energy¦Hydrogen | EJ/yr | Secondary Energy¦Hydrogen | demand_projection | hydrogen_allsect | 2050 | 0.4137 | Secondary Energy¦Hydrogen
Downscaling[REMIND-MAgPIE 3.2-4.6 IntegratedPhysicalDamages (95th-high)] | Net Zero 2050 | FRA | Secondary Energy¦Hydrogen | EJ/yr | Secondary Energy¦Hydrogen | demand_projection | hydrogen_allsect | 2055 | 0.4532 | Secondary Energy¦Hydrogen
Downscaling[REMIND-MAgPIE 3.2-4.6 IntegratedPhysicalDamages (95th-high)] | Net Zero 2050 | FRA | Secondary Energy¦Hydrogen | EJ/yr | Secondary Energy¦Hydrogen | demand_projection | hydrogen_allsect | 2060 | 0.4871 | Secondary Energy¦Hydrogen
Downscaling[REMIND-MAgPIE 3.2-4.6 IntegratedPhysicalDamages (95th-high)] | Net Zero 2050 | FRA | Secondary Energy¦Hydrogen | EJ/yr | Secondary Energy¦Hydrogen | demand_projection | hydrogen_allsect | 2065 | 0.4733 | Secondary Energy¦Hydrogen
Downscaling[REMIND-MAgPIE 3.2-4.6 IntegratedPhysicalDamages (95th-high)] | Net Zero 2050 | FRA | Secondary Energy¦Hydrogen | EJ/yr | Secondary Energy¦Hydrogen | demand_projection | hydrogen_allsect | 2070 | 0.4492 | Secondary Energy¦Hydrogen
Downscaling[REMIND-MAgPIE 3.2-4.6 IntegratedPhysicalDamages (95th-high)] | Net Zero 2050 | FRA | Secondary Energy¦Hydrogen | EJ/yr | Secondary Energy¦Hydrogen | demand_projection | hydrogen_allsect | 2075 | 0.4415 | Secondary Energy¦Hydrogen
Downscaling[REMIND-MAgPIE 3.2-4.6 IntegratedPhysicalDamages (95th-high)] | Net Zero 2050 | FRA | Secondary Energy¦Hydrogen | EJ/yr | Secondary Energy¦Hydrogen | demand_projection | hydrogen_allsect | 2080 | 0.4309 | Secondary Energy¦Hydrogen
Downscaling[REMIND-MAgPIE 3.2-4.6 IntegratedPhysicalDamages (95th-high)] | Net Zero 2050 | FRA | Secondary Energy¦Hydrogen | EJ/yr | Secondary Energy¦Hydrogen | demand_projection | hydrogen_allsect | 2085 | 0.4563 | Secondary Energy¦Hydrogen
Downscaling[REMIND-MAgPIE 3.2-4.6 IntegratedPhysicalDamages (95th-high)] | Net Zero 2050 | FRA | Secondary Energy¦Hydrogen | EJ/yr | Secondary Energy¦Hydrogen | demand_projection | hydrogen_allsect | 2090 | 0.4877 | Secondary Energy¦Hydrogen
Downscaling[REMIND-MAgPIE 3.2-4.6 IntegratedPhysicalDamages (95th-high)] | Net Zero 2050 | FRA | Secondary Energy¦Hydrogen | EJ/yr | Secondary Energy¦Hydrogen | demand_projection | hydrogen_allsect | 2095 | 0.5045 | Secondary Energy¦Hydrogen
Downscaling[REMIND-MAgPIE 3.2-4.6 IntegratedPhysicalDamages (95th-high)] | Net Zero 2050 | FRA | Secondary Energy¦Hydrogen | EJ/yr | Secondary Energy¦Hydrogen | demand_projection | hydrogen_allsect | 2100 | 0.5218 | Secondary Energy¦Hydrogen
Downscaling[REMIND-MAgPIE 3.2-4.6 IntegratedPhysicalDamages (95th-high)] | Net Zero 2050 | FRA | Secondary Energy¦Electricity¦Coal | EJ/yr | Secondary Energy¦Electricity¦Coal | elec_co2 |  | 2020 | 0.0323 | Secondary Energy¦Electricity¦Coal | 94
Downscaling[REMIND-MAgPIE 3.2-4.6 IntegratedPhysicalDamages (95th-high)] | Net Zero 2050 | FRA | Secondary Energy¦Electricity¦Coal | EJ/yr | Secondary Energy¦Electricity¦Coal | elec_co2 |  | 2025 | 0.0058 | Secondary Energy¦Electricity¦Coal | 94
Downscaling[REMIND-MAgPIE 3.2-4.6 IntegratedPhysicalDamages (95th-high)] | Net Zero 2050 | FRA | Secondary Energy¦Electricity¦Coal | EJ/yr | Secondary Energy¦Electricity¦Coal | elec_co2 |  | 2030 | 0 | Secondary Energy¦Electricity¦Coal | 94
Downscaling[REMIND-MAgPIE 3.2-4.6 IntegratedPhysicalDamages (95th-high)] | Net Zero 2050 | FRA | Secondary Energy¦Electricity¦Coal | EJ/yr | Secondary Energy¦Electricity¦Coal | elec_co2 |  | 2035 | 0 | Secondary Energy¦Electricity¦Coal | 94
Downscaling[REMIND-MAgPIE 3.2-4.6 IntegratedPhysicalDamages (95th-high)] | Net Zero 2050 | FRA | Secondary Energy¦Electricity¦Coal | EJ/yr | Secondary Energy¦Electricity¦Coal | elec_co2 |  | 2040 | 0 | Secondary Energy¦Electricity¦Coal | 94
Downscaling[REMIND-MAgPIE 3.2-4.6 IntegratedPhysicalDamages (95th-high)] | Net Zero 2050 | FRA | Secondary Energy¦Electricity¦Coal | EJ/yr | Secondary Energy¦Electricity¦Coal | elec_co2 |  | 2045 | 0 | Secondary Energy¦Electricity¦Coal | 94
Downscaling[REMIND-MAgPIE 3.2-4.6 IntegratedPhysicalDamages (95th-high)] | Net Zero 2050 | FRA | Secondary Energy¦Electricity¦Coal | EJ/yr | Secondary Energy¦Electricity¦Coal | elec_co2 |  | 2050 | 0 | Secondary Energy¦Electricity¦Coal | 94
Downscaling[REMIND-MAgPIE 3.2-4.6 IntegratedPhysicalDamages (95th-high)] | Net Zero 2050 | FRA | Secondary Energy¦Electricity¦Coal | EJ/yr | Secondary Energy¦Electricity¦Coal | elec_co2 |  | 2055 | 0 | Secondary Energy¦Electricity¦Coal | 94
Downscaling[REMIND-MAgPIE 3.2-4.6 IntegratedPhysicalDamages (95th-high)] | Net Zero 2050 | FRA | Secondary Energy¦Electricity¦Coal | EJ/yr | Secondary Energy¦Electricity¦Coal | elec_co2 |  | 2060 | 0 | Secondary Energy¦Electricity¦Coal | 94
Downscaling[REMIND-MAgPIE 3.2-4.6 IntegratedPhysicalDamages (95th-high)] | Net Zero 2050 | FRA | Secondary Energy¦Electricity¦Coal | EJ/yr | Secondary Energy¦Electricity¦Coal | elec_co2 |  | 2065 | 0 | Secondary Energy¦Electricity¦Coal | 94
Downscaling[REMIND-MAgPIE 3.2-4.6 IntegratedPhysicalDamages (95th-high)] | Net Zero 2050 | FRA | Secondary Energy¦Electricity¦Coal | EJ/yr | Secondary Energy¦Electricity¦Coal | elec_co2 |  | 2070 | 0 | Secondary Energy¦Electricity¦Coal | 94
Downscaling[REMIND-MAgPIE 3.2-4.6 IntegratedPhysicalDamages (95th-high)] | Net Zero 2050 | FRA | Secondary Energy¦Electricity¦Coal | EJ/yr | Secondary Energy¦Electricity¦Coal | elec_co2 |  | 2075 | 0 | Secondary Energy¦Electricity¦Coal | 94
Downscaling[REMIND-MAgPIE 3.2-4.6 IntegratedPhysicalDamages (95th-high)] | Net Zero 2050 | FRA | Secondary Energy¦Electricity¦Coal | EJ/yr | Secondary Energy¦Electricity¦Coal | elec_co2 |  | 2080 | 0 | Secondary Energy¦Electricity¦Coal | 94
Downscaling[REMIND-MAgPIE 3.2-4.6 IntegratedPhysicalDamages (95th-high)] | Net Zero 2050 | FRA | Secondary Energy¦Electricity¦Coal | EJ/yr | Secondary Energy¦Electricity¦Coal | elec_co2 |  | 2085 | 0 | Secondary Energy¦Electricity¦Coal | 94
Downscaling[REMIND-MAgPIE 3.2-4.6 IntegratedPhysicalDamages (95th-high)] | Net Zero 2050 | FRA | Secondary Energy¦Electricity¦Coal | EJ/yr | Secondary Energy¦Electricity¦Coal | elec_co2 |  | 2090 | 0 | Secondary Energy¦Electricity¦Coal | 94
Downscaling[REMIND-MAgPIE 3.2-4.6 IntegratedPhysicalDamages (95th-high)] | Net Zero 2050 | FRA | Secondary Energy¦Electricity¦Coal | EJ/yr | Secondary Energy¦Electricity¦Coal | elec_co2 |  | 2095 | 0 | Secondary Energy¦Electricity¦Coal | 94
Downscaling[REMIND-MAgPIE 3.2-4.6 IntegratedPhysicalDamages (95th-high)] | Net Zero 2050 | FRA | Secondary Energy¦Electricity¦Coal | EJ/yr | Secondary Energy¦Electricity¦Coal | elec_co2 |  | 2100 | 0 | Secondary Energy¦Electricity¦Coal | 94
Downscaling[REMIND-MAgPIE 3.2-4.6 IntegratedPhysicalDamages (95th-high)] | Net Zero 2050 | FRA | Secondary Energy¦Electricity¦Gas | EJ/yr | Secondary Energy¦Electricity¦Gas | elec_co2 |  | 2020 | 0.1761 | Secondary Energy¦Electricity¦Gas | 55
Downscaling[REMIND-MAgPIE 3.2-4.6 IntegratedPhysicalDamages (95th-high)] | Net Zero 2050 | FRA | Secondary Energy¦Electricity¦Gas | EJ/yr | Secondary Energy¦Electricity¦Gas | elec_co2 |  | 2025 | 0.1829 | Secondary Energy¦Electricity¦Gas | 55
Downscaling[REMIND-MAgPIE 3.2-4.6 IntegratedPhysicalDamages (95th-high)] | Net Zero 2050 | FRA | Secondary Energy¦Electricity¦Gas | EJ/yr | Secondary Energy¦Electricity¦Gas | elec_co2 |  | 2030 | 0.0606 | Secondary Energy¦Electricity¦Gas | 55
Downscaling[REMIND-MAgPIE 3.2-4.6 IntegratedPhysicalDamages (95th-high)] | Net Zero 2050 | FRA | Secondary Energy¦Electricity¦Gas | EJ/yr | Secondary Energy¦Electricity¦Gas | elec_co2 |  | 2035 | 0.0064 | Secondary Energy¦Electricity¦Gas | 55
Downscaling[REMIND-MAgPIE 3.2-4.6 IntegratedPhysicalDamages (95th-high)] | Net Zero 2050 | FRA | Secondary Energy¦Electricity¦Gas | EJ/yr | Secondary Energy¦Electricity¦Gas | elec_co2 |  | 2040 | 0.004 | Secondary Energy¦Electricity¦Gas | 55
Downscaling[REMIND-MAgPIE 3.2-4.6 IntegratedPhysicalDamages (95th-high)] | Net Zero 2050 | FRA | Secondary Energy¦Electricity¦Gas | EJ/yr | Secondary Energy¦Electricity¦Gas | elec_co2 |  | 2045 | 0.0017 | Secondary Energy¦Electricity¦Gas | 55
Downscaling[REMIND-MAgPIE 3.2-4.6 IntegratedPhysicalDamages (95th-high)] | Net Zero 2050 | FRA | Secondary Energy¦Electricity¦Gas | EJ/yr | Secondary Energy¦Electricity¦Gas | elec_co2 |  | 2050 | 0.0003 | Secondary Energy¦Electricity¦Gas | 55
Downscaling[REMIND-MAgPIE 3.2-4.6 IntegratedPhysicalDamages (95th-high)] | Net Zero 2050 | FRA | Secondary Energy¦Electricity¦Gas | EJ/yr | Secondary Energy¦Electricity¦Gas | elec_co2 |  | 2055 | 0 | Secondary Energy¦Electricity¦Gas | 55
Downscaling[REMIND-MAgPIE 3.2-4.6 IntegratedPhysicalDamages (95th-high)] | Net Zero 2050 | FRA | Secondary Energy¦Electricity¦Gas | EJ/yr | Secondary Energy¦Electricity¦Gas | elec_co2 |  | 2060 | 0 | Secondary Energy¦Electricity¦Gas | 55
Downscaling[REMIND-MAgPIE 3.2-4.6 IntegratedPhysicalDamages (95th-high)] | Net Zero 2050 | FRA | Secondary Energy¦Electricity¦Gas | EJ/yr | Secondary Energy¦Electricity¦Gas | elec_co2 |  | 2065 | 0 | Secondary Energy¦Electricity¦Gas | 55
Downscaling[REMIND-MAgPIE 3.2-4.6 IntegratedPhysicalDamages (95th-high)] | Net Zero 2050 | FRA | Secondary Energy¦Electricity¦Gas | EJ/yr | Secondary Energy¦Electricity¦Gas | elec_co2 |  | 2070 | 0 | Secondary Energy¦Electricity¦Gas | 55
Downscaling[REMIND-MAgPIE 3.2-4.6 IntegratedPhysicalDamages (95th-high)] | Net Zero 2050 | FRA | Secondary Energy¦Electricity¦Gas | EJ/yr | Secondary Energy¦Electricity¦Gas | elec_co2 |  | 2075 | 0 | Secondary Energy¦Electricity¦Gas | 55
Downscaling[REMIND-MAgPIE 3.2-4.6 IntegratedPhysicalDamages (95th-high)] | Net Zero 2050 | FRA | Secondary Energy¦Electricity¦Gas | EJ/yr | Secondary Energy¦Electricity¦Gas | elec_co2 |  | 2080 | 0 | Secondary Energy¦Electricity¦Gas | 55
Downscaling[REMIND-MAgPIE 3.2-4.6 IntegratedPhysicalDamages (95th-high)] | Net Zero 2050 | FRA | Secondary Energy¦Electricity¦Gas | EJ/yr | Secondary Energy¦Electricity¦Gas | elec_co2 |  | 2085 | 0 | Secondary Energy¦Electricity¦Gas | 55
Downscaling[REMIND-MAgPIE 3.2-4.6 IntegratedPhysicalDamages (95th-high)] | Net Zero 2050 | FRA | Secondary Energy¦Electricity¦Gas | EJ/yr | Secondary Energy¦Electricity¦Gas | elec_co2 |  | 2090 | 0 | Secondary Energy¦Electricity¦Gas | 55
Downscaling[REMIND-MAgPIE 3.2-4.6 IntegratedPhysicalDamages (95th-high)] | Net Zero 2050 | FRA | Secondary Energy¦Electricity¦Gas | EJ/yr | Secondary Energy¦Electricity¦Gas | elec_co2 |  | 2095 | 0 | Secondary Energy¦Electricity¦Gas | 55
Downscaling[REMIND-MAgPIE 3.2-4.6 IntegratedPhysicalDamages (95th-high)] | Net Zero 2050 | FRA | Secondary Energy¦Electricity¦Gas | EJ/yr | Secondary Energy¦Electricity¦Gas | elec_co2 |  | 2100 | 0 | Secondary Energy¦Electricity¦Gas | 55
Downscaling[REMIND-MAgPIE 3.2-4.6 IntegratedPhysicalDamages (95th-high)] | Net Zero 2050 | FRA | Secondary Energy¦Electricity¦Oil | EJ/yr | Secondary Energy¦Electricity¦Oil | elec_co2 |  | 2020 | 0.0143 | Secondary Energy¦Electricity¦Oil | 70
Downscaling[REMIND-MAgPIE 3.2-4.6 IntegratedPhysicalDamages (95th-high)] | Net Zero 2050 | FRA | Secondary Energy¦Electricity¦Oil | EJ/yr | Secondary Energy¦Electricity¦Oil | elec_co2 |  | 2025 | 0.0054 | Secondary Energy¦Electricity¦Oil | 70
Downscaling[REMIND-MAgPIE 3.2-4.6 IntegratedPhysicalDamages (95th-high)] | Net Zero 2050 | FRA | Secondary Energy¦Electricity¦Oil | EJ/yr | Secondary Energy¦Electricity¦Oil | elec_co2 |  | 2030 | 0.0004 | Secondary Energy¦Electricity¦Oil | 70
Downscaling[REMIND-MAgPIE 3.2-4.6 IntegratedPhysicalDamages (95th-high)] | Net Zero 2050 | FRA | Secondary Energy¦Electricity¦Oil | EJ/yr | Secondary Energy¦Electricity¦Oil | elec_co2 |  | 2035 | 0 | Secondary Energy¦Electricity¦Oil | 70
Downscaling[REMIND-MAgPIE 3.2-4.6 IntegratedPhysicalDamages (95th-high)] | Net Zero 2050 | FRA | Secondary Energy¦Electricity¦Oil | EJ/yr | Secondary Energy¦Electricity¦Oil | elec_co2 |  | 2040 | 0 | Secondary Energy¦Electricity¦Oil | 70
Downscaling[REMIND-MAgPIE 3.2-4.6 IntegratedPhysicalDamages (95th-high)] | Net Zero 2050 | FRA | Secondary Energy¦Electricity¦Oil | EJ/yr | Secondary Energy¦Electricity¦Oil | elec_co2 |  | 2045 | 0 | Secondary Energy¦Electricity¦Oil | 70
Downscaling[REMIND-MAgPIE 3.2-4.6 IntegratedPhysicalDamages (95th-high)] | Net Zero 2050 | FRA | Secondary Energy¦Electricity¦Oil | EJ/yr | Secondary Energy¦Electricity¦Oil | elec_co2 |  | 2050 | 0 | Secondary Energy¦Electricity¦Oil | 70
Downscaling[REMIND-MAgPIE 3.2-4.6 IntegratedPhysicalDamages (95th-high)] | Net Zero 2050 | FRA | Secondary Energy¦Electricity¦Oil | EJ/yr | Secondary Energy¦Electricity¦Oil | elec_co2 |  | 2055 | 0 | Secondary Energy¦Electricity¦Oil | 70
Downscaling[REMIND-MAgPIE 3.2-4.6 IntegratedPhysicalDamages (95th-high)] | Net Zero 2050 | FRA | Secondary Energy¦Electricity¦Oil | EJ/yr | Secondary Energy¦Electricity¦Oil | elec_co2 |  | 2060 | 0 | Secondary Energy¦Electricity¦Oil | 70
Downscaling[REMIND-MAgPIE 3.2-4.6 IntegratedPhysicalDamages (95th-high)] | Net Zero 2050 | FRA | Secondary Energy¦Electricity¦Oil | EJ/yr | Secondary Energy¦Electricity¦Oil | elec_co2 |  | 2065 | 0 | Secondary Energy¦Electricity¦Oil | 70
Downscaling[REMIND-MAgPIE 3.2-4.6 IntegratedPhysicalDamages (95th-high)] | Net Zero 2050 | FRA | Secondary Energy¦Electricity¦Oil | EJ/yr | Secondary Energy¦Electricity¦Oil | elec_co2 |  | 2070 | 0 | Secondary Energy¦Electricity¦Oil | 70
Downscaling[REMIND-MAgPIE 3.2-4.6 IntegratedPhysicalDamages (95th-high)] | Net Zero 2050 | FRA | Secondary Energy¦Electricity¦Oil | EJ/yr | Secondary Energy¦Electricity¦Oil | elec_co2 |  | 2075 | 0 | Secondary Energy¦Electricity¦Oil | 70
Downscaling[REMIND-MAgPIE 3.2-4.6 IntegratedPhysicalDamages (95th-high)] | Net Zero 2050 | FRA | Secondary Energy¦Electricity¦Oil | EJ/yr | Secondary Energy¦Electricity¦Oil | elec_co2 |  | 2080 | 0 | Secondary Energy¦Electricity¦Oil | 70
Downscaling[REMIND-MAgPIE 3.2-4.6 IntegratedPhysicalDamages (95th-high)] | Net Zero 2050 | FRA | Secondary Energy¦Electricity¦Oil | EJ/yr | Secondary Energy¦Electricity¦Oil | elec_co2 |  | 2085 | 0 | Secondary Energy¦Electricity¦Oil | 70
Downscaling[REMIND-MAgPIE 3.2-4.6 IntegratedPhysicalDamages (95th-high)] | Net Zero 2050 | FRA | Secondary Energy¦Electricity¦Oil | EJ/yr | Secondary Energy¦Electricity¦Oil | elec_co2 |  | 2090 | 0 | Secondary Energy¦Electricity¦Oil | 70
Downscaling[REMIND-MAgPIE 3.2-4.6 IntegratedPhysicalDamages (95th-high)] | Net Zero 2050 | FRA | Secondary Energy¦Electricity¦Oil | EJ/yr | Secondary Energy¦Electricity¦Oil | elec_co2 |  | 2095 | 0 | Secondary Energy¦Electricity¦Oil | 70
Downscaling[REMIND-MAgPIE 3.2-4.6 IntegratedPhysicalDamages (95th-high)] | Net Zero 2050 | FRA | Secondary Energy¦Electricity¦Oil | EJ/yr | Secondary Energy¦Electricity¦Oil | elec_co2 |  | 2100 | 0 | Secondary Energy¦Electricity¦Oil | 70
Downscaling[REMIND-MAgPIE 3.2-4.6 IntegratedPhysicalDamages (95th-high)] | Net Zero 2050 | FRA | Price¦Primary Energy¦Biomass | US$2010/GJ | Price¦Primary Energy¦Biomass | fuel_supply | bioenergy | 2020 | 5.3799 | Price¦Primary Energy¦Biomass
Downscaling[REMIND-MAgPIE 3.2-4.6 IntegratedPhysicalDamages (95th-high)] | Net Zero 2050 | FRA | Price¦Primary Energy¦Biomass | US$2010/GJ | Price¦Primary Energy¦Biomass | fuel_supply | bioenergy | 2025 | 5.2247 | Price¦Primary Energy¦Biomass
Downscaling[REMIND-MAgPIE 3.2-4.6 IntegratedPhysicalDamages (95th-high)] | Net Zero 2050 | FRA | Price¦Primary Energy¦Biomass | US$2010/GJ | Price¦Primary Energy¦Biomass | fuel_supply | bioenergy | 2030 | 6.0016 | Price¦Primary Energy¦Biomass
Downscaling[REMIND-MAgPIE 3.2-4.6 IntegratedPhysicalDamages (95th-high)] | Net Zero 2050 | FRA | Price¦Primary Energy¦Biomass | US$2010/GJ | Price¦Primary Energy¦Biomass | fuel_supply | bioenergy | 2035 | 8.29 | Price¦Primary Energy¦Biomass
Downscaling[REMIND-MAgPIE 3.2-4.6 IntegratedPhysicalDamages (95th-high)] | Net Zero 2050 | FRA | Price¦Primary Energy¦Biomass | US$2010/GJ | Price¦Primary Energy¦Biomass | fuel_supply | bioenergy | 2040 | 15.7738 | Price¦Primary Energy¦Biomass
Downscaling[REMIND-MAgPIE 3.2-4.6 IntegratedPhysicalDamages (95th-high)] | Net Zero 2050 | FRA | Price¦Primary Energy¦Biomass | US$2010/GJ | Price¦Primary Energy¦Biomass | fuel_supply | bioenergy | 2045 | 21.1234 | Price¦Primary Energy¦Biomass
Downscaling[REMIND-MAgPIE 3.2-4.6 IntegratedPhysicalDamages (95th-high)] | Net Zero 2050 | FRA | Price¦Primary Energy¦Biomass | US$2010/GJ | Price¦Primary Energy¦Biomass | fuel_supply | bioenergy | 2050 | 18.3446 | Price¦Primary Energy¦Biomass
Downscaling[REMIND-MAgPIE 3.2-4.6 IntegratedPhysicalDamages (95th-high)] | Net Zero 2050 | FRA | Price¦Primary Energy¦Biomass | US$2010/GJ | Price¦Primary Energy¦Biomass | fuel_supply | bioenergy | 2055 | 19.1891 | Price¦Primary Energy¦Biomass
Downscaling[REMIND-MAgPIE 3.2-4.6 IntegratedPhysicalDamages (95th-high)] | Net Zero 2050 | FRA | Price¦Primary Energy¦Biomass | US$2010/GJ | Price¦Primary Energy¦Biomass | fuel_supply | bioenergy | 2060 | 33.4161 | Price¦Primary Energy¦Biomass
Downscaling[REMIND-MAgPIE 3.2-4.6 IntegratedPhysicalDamages (95th-high)] | Net Zero 2050 | FRA | Price¦Primary Energy¦Biomass | US$2010/GJ | Price¦Primary Energy¦Biomass | fuel_supply | bioenergy | 2065 | 33.4338 | Price¦Primary Energy¦Biomass
Downscaling[REMIND-MAgPIE 3.2-4.6 IntegratedPhysicalDamages (95th-high)] | Net Zero 2050 | FRA | Price¦Primary Energy¦Biomass | US$2010/GJ | Price¦Primary Energy¦Biomass | fuel_supply | bioenergy | 2070 | 33.4515 | Price¦Primary Energy¦Biomass
Downscaling[REMIND-MAgPIE 3.2-4.6 IntegratedPhysicalDamages (95th-high)] | Net Zero 2050 | FRA | Price¦Primary Energy¦Biomass | US$2010/GJ | Price¦Primary Energy¦Biomass | fuel_supply | bioenergy | 2075 | 33.3152 | Price¦Primary Energy¦Biomass
Downscaling[REMIND-MAgPIE 3.2-4.6 IntegratedPhysicalDamages (95th-high)] | Net Zero 2050 | FRA | Price¦Primary Energy¦Biomass | US$2010/GJ | Price¦Primary Energy¦Biomass | fuel_supply | bioenergy | 2080 | 33.1789 | Price¦Primary Energy¦Biomass
Downscaling[REMIND-MAgPIE 3.2-4.6 IntegratedPhysicalDamages (95th-high)] | Net Zero 2050 | FRA | Price¦Primary Energy¦Biomass | US$2010/GJ | Price¦Primary Energy¦Biomass | fuel_supply | bioenergy | 2085 | 34.7193 | Price¦Primary Energy¦Biomass
Downscaling[REMIND-MAgPIE 3.2-4.6 IntegratedPhysicalDamages (95th-high)] | Net Zero 2050 | FRA | Price¦Primary Energy¦Biomass | US$2010/GJ | Price¦Primary Energy¦Biomass | fuel_supply | bioenergy | 2090 | 36.2596 | Price¦Primary Energy¦Biomass
Downscaling[REMIND-MAgPIE 3.2-4.6 IntegratedPhysicalDamages (95th-high)] | Net Zero 2050 | FRA | Price¦Primary Energy¦Biomass | US$2010/GJ | Price¦Primary Energy¦Biomass | fuel_supply | bioenergy | 2095 | 39.5042 | Price¦Primary Energy¦Biomass
Downscaling[REMIND-MAgPIE 3.2-4.6 IntegratedPhysicalDamages (95th-high)] | Net Zero 2050 | FRA | Price¦Primary Energy¦Biomass | US$2010/GJ | Price¦Primary Energy¦Biomass | fuel_supply | bioenergy | 2100 | 42.7488 | Price¦Primary Energy¦Biomass
Downscaling[REMIND-MAgPIE 3.2-4.6 IntegratedPhysicalDamages (95th-high)] | Net Zero 2050 | FRA | Price¦Primary Energy¦Coal | US$2010/GJ | Price¦Primary Energy¦Coal | fuel_supply | coal | 2020 | 2.0344 | Price¦Primary Energy¦Coal
Downscaling[REMIND-MAgPIE 3.2-4.6 IntegratedPhysicalDamages (95th-high)] | Net Zero 2050 | FRA | Price¦Primary Energy¦Coal | US$2010/GJ | Price¦Primary Energy¦Coal | fuel_supply | coal | 2025 | 2.6854 | Price¦Primary Energy¦Coal
Downscaling[REMIND-MAgPIE 3.2-4.6 IntegratedPhysicalDamages (95th-high)] | Net Zero 2050 | FRA | Price¦Primary Energy¦Coal | US$2010/GJ | Price¦Primary Energy¦Coal | fuel_supply | coal | 2030 | 1.7404 | Price¦Primary Energy¦Coal
Downscaling[REMIND-MAgPIE 3.2-4.6 IntegratedPhysicalDamages (95th-high)] | Net Zero 2050 | FRA | Price¦Primary Energy¦Coal | US$2010/GJ | Price¦Primary Energy¦Coal | fuel_supply | coal | 2035 | 1.3991 | Price¦Primary Energy¦Coal
Downscaling[REMIND-MAgPIE 3.2-4.6 IntegratedPhysicalDamages (95th-high)] | Net Zero 2050 | FRA | Price¦Primary Energy¦Coal | US$2010/GJ | Price¦Primary Energy¦Coal | fuel_supply | coal | 2040 | 1.3424 | Price¦Primary Energy¦Coal
Downscaling[REMIND-MAgPIE 3.2-4.6 IntegratedPhysicalDamages (95th-high)] | Net Zero 2050 | FRA | Price¦Primary Energy¦Coal | US$2010/GJ | Price¦Primary Energy¦Coal | fuel_supply | coal | 2045 | 1.4146 | Price¦Primary Energy¦Coal
Downscaling[REMIND-MAgPIE 3.2-4.6 IntegratedPhysicalDamages (95th-high)] | Net Zero 2050 | FRA | Price¦Primary Energy¦Coal | US$2010/GJ | Price¦Primary Energy¦Coal | fuel_supply | coal | 2050 | 1.6915 | Price¦Primary Energy¦Coal
Downscaling[REMIND-MAgPIE 3.2-4.6 IntegratedPhysicalDamages (95th-high)] | Net Zero 2050 | FRA | Price¦Primary Energy¦Coal | US$2010/GJ | Price¦Primary Energy¦Coal | fuel_supply | coal | 2055 | 1.656 | Price¦Primary Energy¦Coal
Downscaling[REMIND-MAgPIE 3.2-4.6 IntegratedPhysicalDamages (95th-high)] | Net Zero 2050 | FRA | Price¦Primary Energy¦Coal | US$2010/GJ | Price¦Primary Energy¦Coal | fuel_supply | coal | 2060 | 1.867 | Price¦Primary Energy¦Coal
Downscaling[REMIND-MAgPIE 3.2-4.6 IntegratedPhysicalDamages (95th-high)] | Net Zero 2050 | FRA | Price¦Primary Energy¦Coal | US$2010/GJ | Price¦Primary Energy¦Coal | fuel_supply | coal | 2065 | 1.8845 | Price¦Primary Energy¦Coal
Downscaling[REMIND-MAgPIE 3.2-4.6 IntegratedPhysicalDamages (95th-high)] | Net Zero 2050 | FRA | Price¦Primary Energy¦Coal | US$2010/GJ | Price¦Primary Energy¦Coal | fuel_supply | coal | 2070 | 1.902 | Price¦Primary Energy¦Coal
Downscaling[REMIND-MAgPIE 3.2-4.6 IntegratedPhysicalDamages (95th-high)] | Net Zero 2050 | FRA | Price¦Primary Energy¦Coal | US$2010/GJ | Price¦Primary Energy¦Coal | fuel_supply | coal | 2075 | 2.0062 | Price¦Primary Energy¦Coal
Downscaling[REMIND-MAgPIE 3.2-4.6 IntegratedPhysicalDamages (95th-high)] | Net Zero 2050 | FRA | Price¦Primary Energy¦Coal | US$2010/GJ | Price¦Primary Energy¦Coal | fuel_supply | coal | 2080 | 2.1103 | Price¦Primary Energy¦Coal
Downscaling[REMIND-MAgPIE 3.2-4.6 IntegratedPhysicalDamages (95th-high)] | Net Zero 2050 | FRA | Price¦Primary Energy¦Coal | US$2010/GJ | Price¦Primary Energy¦Coal | fuel_supply | coal | 2085 | 2.0984 | Price¦Primary Energy¦Coal
Downscaling[REMIND-MAgPIE 3.2-4.6 IntegratedPhysicalDamages (95th-high)] | Net Zero 2050 | FRA | Price¦Primary Energy¦Coal | US$2010/GJ | Price¦Primary Energy¦Coal | fuel_supply | coal | 2090 | 2.0865 | Price¦Primary Energy¦Coal
Downscaling[REMIND-MAgPIE 3.2-4.6 IntegratedPhysicalDamages (95th-high)] | Net Zero 2050 | FRA | Price¦Primary Energy¦Coal | US$2010/GJ | Price¦Primary Energy¦Coal | fuel_supply | coal | 2095 | 1.9373 | Price¦Primary Energy¦Coal
Downscaling[REMIND-MAgPIE 3.2-4.6 IntegratedPhysicalDamages (95th-high)] | Net Zero 2050 | FRA | Price¦Primary Energy¦Coal | US$2010/GJ | Price¦Primary Energy¦Coal | fuel_supply | coal | 2100 | 1.7882 | Price¦Primary Energy¦Coal
Downscaling[REMIND-MAgPIE 3.2-4.6 IntegratedPhysicalDamages (95th-high)] | Net Zero 2050 | FRA | Price¦Primary Energy¦Gas | US$2010/GJ | Price¦Primary Energy¦Gas | fuel_supply | gas | 2020 | 3.9711 | Price¦Primary Energy¦Gas
Downscaling[REMIND-MAgPIE 3.2-4.6 IntegratedPhysicalDamages (95th-high)] | Net Zero 2050 | FRA | Price¦Primary Energy¦Gas | US$2010/GJ | Price¦Primary Energy¦Gas | fuel_supply | gas | 2025 | 5.3001 | Price¦Primary Energy¦Gas
Downscaling[REMIND-MAgPIE 3.2-4.6 IntegratedPhysicalDamages (95th-high)] | Net Zero 2050 | FRA | Price¦Primary Energy¦Gas | US$2010/GJ | Price¦Primary Energy¦Gas | fuel_supply | gas | 2030 | 5.5763 | Price¦Primary Energy¦Gas
Downscaling[REMIND-MAgPIE 3.2-4.6 IntegratedPhysicalDamages (95th-high)] | Net Zero 2050 | FRA | Price¦Primary Energy¦Gas | US$2010/GJ | Price¦Primary Energy¦Gas | fuel_supply | gas | 2035 | 5.8408 | Price¦Primary Energy¦Gas
Downscaling[REMIND-MAgPIE 3.2-4.6 IntegratedPhysicalDamages (95th-high)] | Net Zero 2050 | FRA | Price¦Primary Energy¦Gas | US$2010/GJ | Price¦Primary Energy¦Gas | fuel_supply | gas | 2040 | 5.6693 | Price¦Primary Energy¦Gas
Downscaling[REMIND-MAgPIE 3.2-4.6 IntegratedPhysicalDamages (95th-high)] | Net Zero 2050 | FRA | Price¦Primary Energy¦Gas | US$2010/GJ | Price¦Primary Energy¦Gas | fuel_supply | gas | 2045 | 4.706 | Price¦Primary Energy¦Gas
Downscaling[REMIND-MAgPIE 3.2-4.6 IntegratedPhysicalDamages (95th-high)] | Net Zero 2050 | FRA | Price¦Primary Energy¦Gas | US$2010/GJ | Price¦Primary Energy¦Gas | fuel_supply | gas | 2050 | 4.2479 | Price¦Primary Energy¦Gas
Downscaling[REMIND-MAgPIE 3.2-4.6 IntegratedPhysicalDamages (95th-high)] | Net Zero 2050 | FRA | Price¦Primary Energy¦Gas | US$2010/GJ | Price¦Primary Energy¦Gas | fuel_supply | gas | 2055 | 4.5904 | Price¦Primary Energy¦Gas
Downscaling[REMIND-MAgPIE 3.2-4.6 IntegratedPhysicalDamages (95th-high)] | Net Zero 2050 | FRA | Price¦Primary Energy¦Gas | US$2010/GJ | Price¦Primary Energy¦Gas | fuel_supply | gas | 2060 | 5.4771 | Price¦Primary Energy¦Gas
Downscaling[REMIND-MAgPIE 3.2-4.6 IntegratedPhysicalDamages (95th-high)] | Net Zero 2050 | FRA | Price¦Primary Energy¦Gas | US$2010/GJ | Price¦Primary Energy¦Gas | fuel_supply | gas | 2065 | 5.7579 | Price¦Primary Energy¦Gas
Downscaling[REMIND-MAgPIE 3.2-4.6 IntegratedPhysicalDamages (95th-high)] | Net Zero 2050 | FRA | Price¦Primary Energy¦Gas | US$2010/GJ | Price¦Primary Energy¦Gas | fuel_supply | gas | 2070 | 6.0387 | Price¦Primary Energy¦Gas
Downscaling[REMIND-MAgPIE 3.2-4.6 IntegratedPhysicalDamages (95th-high)] | Net Zero 2050 | FRA | Price¦Primary Energy¦Gas | US$2010/GJ | Price¦Primary Energy¦Gas | fuel_supply | gas | 2075 | 5.9493 | Price¦Primary Energy¦Gas
Downscaling[REMIND-MAgPIE 3.2-4.6 IntegratedPhysicalDamages (95th-high)] | Net Zero 2050 | FRA | Price¦Primary Energy¦Gas | US$2010/GJ | Price¦Primary Energy¦Gas | fuel_supply | gas | 2080 | 5.8599 | Price¦Primary Energy¦Gas
Downscaling[REMIND-MAgPIE 3.2-4.6 IntegratedPhysicalDamages (95th-high)] | Net Zero 2050 | FRA | Price¦Primary Energy¦Gas | US$2010/GJ | Price¦Primary Energy¦Gas | fuel_supply | gas | 2085 | 5.7766 | Price¦Primary Energy¦Gas
Downscaling[REMIND-MAgPIE 3.2-4.6 IntegratedPhysicalDamages (95th-high)] | Net Zero 2050 | FRA | Price¦Primary Energy¦Gas | US$2010/GJ | Price¦Primary Energy¦Gas | fuel_supply | gas | 2090 | 5.6932 | Price¦Primary Energy¦Gas
Downscaling[REMIND-MAgPIE 3.2-4.6 IntegratedPhysicalDamages (95th-high)] | Net Zero 2050 | FRA | Price¦Primary Energy¦Gas | US$2010/GJ | Price¦Primary Energy¦Gas | fuel_supply | gas | 2095 | 5.2572 | Price¦Primary Energy¦Gas
Downscaling[REMIND-MAgPIE 3.2-4.6 IntegratedPhysicalDamages (95th-high)] | Net Zero 2050 | FRA | Price¦Primary Energy¦Gas | US$2010/GJ | Price¦Primary Energy¦Gas | fuel_supply | gas | 2100 | 4.8211 | Price¦Primary Energy¦Gas
Downscaling[REMIND-MAgPIE 3.2-4.6 IntegratedPhysicalDamages (95th-high)] | Net Zero 2050 | FRA | Price¦Secondary Energy¦Liquids¦Oil | US$2010/GJ | Price¦Secondary Energy¦Liquids¦Oil | fuel_supply | oil | 2020 | 82.2847 | Price¦Secondary Energy¦Liquids¦Oil
Downscaling[REMIND-MAgPIE 3.2-4.6 IntegratedPhysicalDamages (95th-high)] | Net Zero 2050 | FRA | Price¦Secondary Energy¦Liquids¦Oil | US$2010/GJ | Price¦Secondary Energy¦Liquids¦Oil | fuel_supply | oil | 2025 | 83.5245 | Price¦Secondary Energy¦Liquids¦Oil
Downscaling[REMIND-MAgPIE 3.2-4.6 IntegratedPhysicalDamages (95th-high)] | Net Zero 2050 | FRA | Price¦Secondary Energy¦Liquids¦Oil | US$2010/GJ | Price¦Secondary Energy¦Liquids¦Oil | fuel_supply | oil | 2030 | 93.001 | Price¦Secondary Energy¦Liquids¦Oil
Downscaling[REMIND-MAgPIE 3.2-4.6 IntegratedPhysicalDamages (95th-high)] | Net Zero 2050 | FRA | Price¦Secondary Energy¦Liquids¦Oil | US$2010/GJ | Price¦Secondary Energy¦Liquids¦Oil | fuel_supply | oil | 2035 | 104.6197 | Price¦Secondary Energy¦Liquids¦Oil
Downscaling[REMIND-MAgPIE 3.2-4.6 IntegratedPhysicalDamages (95th-high)] | Net Zero 2050 | FRA | Price¦Secondary Energy¦Liquids¦Oil | US$2010/GJ | Price¦Secondary Energy¦Liquids¦Oil | fuel_supply | oil | 2040 | 134.1815 | Price¦Secondary Energy¦Liquids¦Oil
Downscaling[REMIND-MAgPIE 3.2-4.6 IntegratedPhysicalDamages (95th-high)] | Net Zero 2050 | FRA | Price¦Secondary Energy¦Liquids¦Oil | US$2010/GJ | Price¦Secondary Energy¦Liquids¦Oil | fuel_supply | oil | 2045 | 140.8222 | Price¦Secondary Energy¦Liquids¦Oil
Downscaling[REMIND-MAgPIE 3.2-4.6 IntegratedPhysicalDamages (95th-high)] | Net Zero 2050 | FRA | Price¦Secondary Energy¦Liquids¦Oil | US$2010/GJ | Price¦Secondary Energy¦Liquids¦Oil | fuel_supply | oil | 2050 | 147.2178 | Price¦Secondary Energy¦Liquids¦Oil
Downscaling[REMIND-MAgPIE 3.2-4.6 IntegratedPhysicalDamages (95th-high)] | Net Zero 2050 | FRA | Price¦Secondary Energy¦Liquids¦Oil | US$2010/GJ | Price¦Secondary Energy¦Liquids¦Oil | fuel_supply | oil | 2055 | 173.8353 | Price¦Secondary Energy¦Liquids¦Oil
Downscaling[REMIND-MAgPIE 3.2-4.6 IntegratedPhysicalDamages (95th-high)] | Net Zero 2050 | FRA | Price¦Secondary Energy¦Liquids¦Oil | US$2010/GJ | Price¦Secondary Energy¦Liquids¦Oil | fuel_supply | oil | 2060 | 292.5312 | Price¦Secondary Energy¦Liquids¦Oil
Downscaling[REMIND-MAgPIE 3.2-4.6 IntegratedPhysicalDamages (95th-high)] | Net Zero 2050 | FRA | Price¦Secondary Energy¦Liquids¦Oil | US$2010/GJ | Price¦Secondary Energy¦Liquids¦Oil | fuel_supply | oil | 2065 | 393.6094 | Price¦Secondary Energy¦Liquids¦Oil
Downscaling[REMIND-MAgPIE 3.2-4.6 IntegratedPhysicalDamages (95th-high)] | Net Zero 2050 | FRA | Price¦Secondary Energy¦Liquids¦Oil | US$2010/GJ | Price¦Secondary Energy¦Liquids¦Oil | fuel_supply | oil | 2070 | 494.6876 | Price¦Secondary Energy¦Liquids¦Oil
Downscaling[REMIND-MAgPIE 3.2-4.6 IntegratedPhysicalDamages (95th-high)] | Net Zero 2050 | FRA | Price¦Secondary Energy¦Liquids¦Oil | US$2010/GJ | Price¦Secondary Energy¦Liquids¦Oil | fuel_supply | oil | 2075 | 513.1307 | Price¦Secondary Energy¦Liquids¦Oil
Downscaling[REMIND-MAgPIE 3.2-4.6 IntegratedPhysicalDamages (95th-high)] | Net Zero 2050 | FRA | Price¦Secondary Energy¦Liquids¦Oil | US$2010/GJ | Price¦Secondary Energy¦Liquids¦Oil | fuel_supply | oil | 2080 | 531.5738 | Price¦Secondary Energy¦Liquids¦Oil
Downscaling[REMIND-MAgPIE 3.2-4.6 IntegratedPhysicalDamages (95th-high)] | Net Zero 2050 | FRA | Price¦Secondary Energy¦Liquids¦Oil | US$2010/GJ | Price¦Secondary Energy¦Liquids¦Oil | fuel_supply | oil | 2085 | 539.0196 | Price¦Secondary Energy¦Liquids¦Oil
Downscaling[REMIND-MAgPIE 3.2-4.6 IntegratedPhysicalDamages (95th-high)] | Net Zero 2050 | FRA | Price¦Secondary Energy¦Liquids¦Oil | US$2010/GJ | Price¦Secondary Energy¦Liquids¦Oil | fuel_supply | oil | 2090 | 546.4653 | Price¦Secondary Energy¦Liquids¦Oil
Downscaling[REMIND-MAgPIE 3.2-4.6 IntegratedPhysicalDamages (95th-high)] | Net Zero 2050 | FRA | Price¦Secondary Energy¦Liquids¦Oil | US$2010/GJ | Price¦Secondary Energy¦Liquids¦Oil | fuel_supply | oil | 2095 | 576.8861 | Price¦Secondary Energy¦Liquids¦Oil
Downscaling[REMIND-MAgPIE 3.2-4.6 IntegratedPhysicalDamages (95th-high)] | Net Zero 2050 | FRA | Price¦Secondary Energy¦Liquids¦Oil | US$2010/GJ | Price¦Secondary Energy¦Liquids¦Oil | fuel_supply | oil | 2100 | 607.3069 | Price¦Secondary Energy¦Liquids¦Oil
Downscaling[REMIND-MAgPIE 3.2-4.6 IntegratedPhysicalDamages (95th-high)] | Net Zero 2050 | FRA | Emissions¦CO2 | Mt CO2/yr | Emissions¦CO2 | scenarios - CO2 abatement | CO2 | 2020 | 245.382 | Emissions¦CO2
Downscaling[REMIND-MAgPIE 3.2-4.6 IntegratedPhysicalDamages (95th-high)] | Net Zero 2050 | FRA | Emissions¦CO2 | Mt CO2/yr | Emissions¦CO2 | scenarios - CO2 abatement | CO2 | 2025 | 232.2559 | Emissions¦CO2
Downscaling[REMIND-MAgPIE 3.2-4.6 IntegratedPhysicalDamages (95th-high)] | Net Zero 2050 | FRA | Emissions¦CO2 | Mt CO2/yr | Emissions¦CO2 | scenarios - CO2 abatement | CO2 | 2030 | 126.1793 | Emissions¦CO2
Downscaling[REMIND-MAgPIE 3.2-4.6 IntegratedPhysicalDamages (95th-high)] | Net Zero 2050 | FRA | Emissions¦CO2 | Mt CO2/yr | Emissions¦CO2 | scenarios - CO2 abatement | CO2 | 2035 | 4.3996 | Emissions¦CO2
Downscaling[REMIND-MAgPIE 3.2-4.6 IntegratedPhysicalDamages (95th-high)] | Net Zero 2050 | FRA | Emissions¦CO2 | Mt CO2/yr | Emissions¦CO2 | scenarios - CO2 abatement | CO2 | 2040 | -76.2975 | Emissions¦CO2
Downscaling[REMIND-MAgPIE 3.2-4.6 IntegratedPhysicalDamages (95th-high)] | Net Zero 2050 | FRA | Emissions¦CO2 | Mt CO2/yr | Emissions¦CO2 | scenarios - CO2 abatement | CO2 | 2045 | -104.4924 | Emissions¦CO2
Downscaling[REMIND-MAgPIE 3.2-4.6 IntegratedPhysicalDamages (95th-high)] | Net Zero 2050 | FRA | Emissions¦CO2 | Mt CO2/yr | Emissions¦CO2 | scenarios - CO2 abatement | CO2 | 2050 | -114.9241 | Emissions¦CO2
Downscaling[REMIND-MAgPIE 3.2-4.6 IntegratedPhysicalDamages (95th-high)] | Net Zero 2050 | FRA | Emissions¦CO2 | Mt CO2/yr | Emissions¦CO2 | scenarios - CO2 abatement | CO2 | 2055 | -116.2136 | Emissions¦CO2
Downscaling[REMIND-MAgPIE 3.2-4.6 IntegratedPhysicalDamages (95th-high)] | Net Zero 2050 | FRA | Emissions¦CO2 | Mt CO2/yr | Emissions¦CO2 | scenarios - CO2 abatement | CO2 | 2060 | -117.2094 | Emissions¦CO2
Downscaling[REMIND-MAgPIE 3.2-4.6 IntegratedPhysicalDamages (95th-high)] | Net Zero 2050 | FRA | Emissions¦CO2 | Mt CO2/yr | Emissions¦CO2 | scenarios - CO2 abatement | CO2 | 2065 | -105.101 | Emissions¦CO2
Downscaling[REMIND-MAgPIE 3.2-4.6 IntegratedPhysicalDamages (95th-high)] | Net Zero 2050 | FRA | Emissions¦CO2 | Mt CO2/yr | Emissions¦CO2 | scenarios - CO2 abatement | CO2 | 2070 | -92.1065 | Emissions¦CO2
Downscaling[REMIND-MAgPIE 3.2-4.6 IntegratedPhysicalDamages (95th-high)] | Net Zero 2050 | FRA | Emissions¦CO2 | Mt CO2/yr | Emissions¦CO2 | scenarios - CO2 abatement | CO2 | 2075 | -91.8721 | Emissions¦CO2
Downscaling[REMIND-MAgPIE 3.2-4.6 IntegratedPhysicalDamages (95th-high)] | Net Zero 2050 | FRA | Emissions¦CO2 | Mt CO2/yr | Emissions¦CO2 | scenarios - CO2 abatement | CO2 | 2080 | -91.2644 | Emissions¦CO2
Downscaling[REMIND-MAgPIE 3.2-4.6 IntegratedPhysicalDamages (95th-high)] | Net Zero 2050 | FRA | Emissions¦CO2 | Mt CO2/yr | Emissions¦CO2 | scenarios - CO2 abatement | CO2 | 2085 | -91.1633 | Emissions¦CO2
Downscaling[REMIND-MAgPIE 3.2-4.6 IntegratedPhysicalDamages (95th-high)] | Net Zero 2050 | FRA | Emissions¦CO2 | Mt CO2/yr | Emissions¦CO2 | scenarios - CO2 abatement | CO2 | 2090 | -91.7882 | Emissions¦CO2
Downscaling[REMIND-MAgPIE 3.2-4.6 IntegratedPhysicalDamages (95th-high)] | Net Zero 2050 | FRA | Emissions¦CO2 | Mt CO2/yr | Emissions¦CO2 | scenarios - CO2 abatement | CO2 | 2095 | -98.1025 | Emissions¦CO2
Downscaling[REMIND-MAgPIE 3.2-4.6 IntegratedPhysicalDamages (95th-high)] | Net Zero 2050 | FRA | Emissions¦CO2 | Mt CO2/yr | Emissions¦CO2 | scenarios - CO2 abatement | CO2 | 2100 | -104.5715 | Emissions¦CO2
Downscaling[REMIND-MAgPIE 3.2-4.6 IntegratedPhysicalDamages (95th-high)] | Net Zero 2050 | FRA | Emissions¦CO2¦Energy | Mt CO2/yr | Emissions¦CO2¦Energy | scenarios - CO2 abatement | CO2 | 2020 | 304.5122 | Emissions¦CO2¦Energy
Downscaling[REMIND-MAgPIE 3.2-4.6 IntegratedPhysicalDamages (95th-high)] | Net Zero 2050 | FRA | Emissions¦CO2¦Energy | Mt CO2/yr | Emissions¦CO2¦Energy | scenarios - CO2 abatement | CO2 | 2025 | 265.2702 | Emissions¦CO2¦Energy
Downscaling[REMIND-MAgPIE 3.2-4.6 IntegratedPhysicalDamages (95th-high)] | Net Zero 2050 | FRA | Emissions¦CO2¦Energy | Mt CO2/yr | Emissions¦CO2¦Energy | scenarios - CO2 abatement | CO2 | 2030 | 166.904 | Emissions¦CO2¦Energy
Downscaling[REMIND-MAgPIE 3.2-4.6 IntegratedPhysicalDamages (95th-high)] | Net Zero 2050 | FRA | Emissions¦CO2¦Energy | Mt CO2/yr | Emissions¦CO2¦Energy | scenarios - CO2 abatement | CO2 | 2035 | 51.2265 | Emissions¦CO2¦Energy
Downscaling[REMIND-MAgPIE 3.2-4.6 IntegratedPhysicalDamages (95th-high)] | Net Zero 2050 | FRA | Emissions¦CO2¦Energy | Mt CO2/yr | Emissions¦CO2¦Energy | scenarios - CO2 abatement | CO2 | 2040 | -27.9345 | Emissions¦CO2¦Energy
Downscaling[REMIND-MAgPIE 3.2-4.6 IntegratedPhysicalDamages (95th-high)] | Net Zero 2050 | FRA | Emissions¦CO2¦Energy | Mt CO2/yr | Emissions¦CO2¦Energy | scenarios - CO2 abatement | CO2 | 2045 | -56.2862 | Emissions¦CO2¦Energy
Downscaling[REMIND-MAgPIE 3.2-4.6 IntegratedPhysicalDamages (95th-high)] | Net Zero 2050 | FRA | Emissions¦CO2¦Energy | Mt CO2/yr | Emissions¦CO2¦Energy | scenarios - CO2 abatement | CO2 | 2050 | -67.4636 | Emissions¦CO2¦Energy
Downscaling[REMIND-MAgPIE 3.2-4.6 IntegratedPhysicalDamages (95th-high)] | Net Zero 2050 | FRA | Emissions¦CO2¦Energy | Mt CO2/yr | Emissions¦CO2¦Energy | scenarios - CO2 abatement | CO2 | 2055 | -69.4751 | Emissions¦CO2¦Energy
Downscaling[REMIND-MAgPIE 3.2-4.6 IntegratedPhysicalDamages (95th-high)] | Net Zero 2050 | FRA | Emissions¦CO2¦Energy | Mt CO2/yr | Emissions¦CO2¦Energy | scenarios - CO2 abatement | CO2 | 2060 | -73.1628 | Emissions¦CO2¦Energy
Downscaling[REMIND-MAgPIE 3.2-4.6 IntegratedPhysicalDamages (95th-high)] | Net Zero 2050 | FRA | Emissions¦CO2¦Energy | Mt CO2/yr | Emissions¦CO2¦Energy | scenarios - CO2 abatement | CO2 | 2065 | -67.7936 | Emissions¦CO2¦Energy
Downscaling[REMIND-MAgPIE 3.2-4.6 IntegratedPhysicalDamages (95th-high)] | Net Zero 2050 | FRA | Emissions¦CO2¦Energy | Mt CO2/yr | Emissions¦CO2¦Energy | scenarios - CO2 abatement | CO2 | 2070 | -61.5851 | Emissions¦CO2¦Energy
Downscaling[REMIND-MAgPIE 3.2-4.6 IntegratedPhysicalDamages (95th-high)] | Net Zero 2050 | FRA | Emissions¦CO2¦Energy | Mt CO2/yr | Emissions¦CO2¦Energy | scenarios - CO2 abatement | CO2 | 2075 | -56.0953 | Emissions¦CO2¦Energy
Downscaling[REMIND-MAgPIE 3.2-4.6 IntegratedPhysicalDamages (95th-high)] | Net Zero 2050 | FRA | Emissions¦CO2¦Energy | Mt CO2/yr | Emissions¦CO2¦Energy | scenarios - CO2 abatement | CO2 | 2080 | -50.254 | Emissions¦CO2¦Energy
Downscaling[REMIND-MAgPIE 3.2-4.6 IntegratedPhysicalDamages (95th-high)] | Net Zero 2050 | FRA | Emissions¦CO2¦Energy | Mt CO2/yr | Emissions¦CO2¦Energy | scenarios - CO2 abatement | CO2 | 2085 | -53.9514 | Emissions¦CO2¦Energy
Downscaling[REMIND-MAgPIE 3.2-4.6 IntegratedPhysicalDamages (95th-high)] | Net Zero 2050 | FRA | Emissions¦CO2¦Energy | Mt CO2/yr | Emissions¦CO2¦Energy | scenarios - CO2 abatement | CO2 | 2090 | -58.3543 | Emissions¦CO2¦Energy
Downscaling[REMIND-MAgPIE 3.2-4.6 IntegratedPhysicalDamages (95th-high)] | Net Zero 2050 | FRA | Emissions¦CO2¦Energy | Mt CO2/yr | Emissions¦CO2¦Energy | scenarios - CO2 abatement | CO2 | 2095 | -62.1738 | Emissions¦CO2¦Energy
Downscaling[REMIND-MAgPIE 3.2-4.6 IntegratedPhysicalDamages (95th-high)] | Net Zero 2050 | FRA | Emissions¦CO2¦Energy | Mt CO2/yr | Emissions¦CO2¦Energy | scenarios - CO2 abatement | CO2 | 2100 | -66.1423 | Emissions¦CO2¦Energy
Downscaling[REMIND-MAgPIE 3.2-4.6 IntegratedPhysicalDamages (median)] | Below 2°C | FRA | Carbon Sequestration¦CCS | Mt CO2/yr | Carbon Sequestration¦CCS | CCS potential |  | 2020 | 0 | Carbon Sequestration¦CCS
Downscaling[REMIND-MAgPIE 3.2-4.6 IntegratedPhysicalDamages (median)] | Below 2°C | FRA | Carbon Sequestration¦CCS | Mt CO2/yr | Carbon Sequestration¦CCS | CCS potential |  | 2025 | 0.4255 | Carbon Sequestration¦CCS
Downscaling[REMIND-MAgPIE 3.2-4.6 IntegratedPhysicalDamages (median)] | Below 2°C | FRA | Carbon Sequestration¦CCS | Mt CO2/yr | Carbon Sequestration¦CCS | CCS potential |  | 2030 | 2.2242 | Carbon Sequestration¦CCS
Downscaling[REMIND-MAgPIE 3.2-4.6 IntegratedPhysicalDamages (median)] | Below 2°C | FRA | Carbon Sequestration¦CCS | Mt CO2/yr | Carbon Sequestration¦CCS | CCS potential |  | 2035 | 6.7516 | Carbon Sequestration¦CCS
Downscaling[REMIND-MAgPIE 3.2-4.6 IntegratedPhysicalDamages (median)] | Below 2°C | FRA | Carbon Sequestration¦CCS | Mt CO2/yr | Carbon Sequestration¦CCS | CCS potential |  | 2040 | 13.3973 | Carbon Sequestration¦CCS
Downscaling[REMIND-MAgPIE 3.2-4.6 IntegratedPhysicalDamages (median)] | Below 2°C | FRA | Carbon Sequestration¦CCS | Mt CO2/yr | Carbon Sequestration¦CCS | CCS potential |  | 2045 | 19.2989 | Carbon Sequestration¦CCS
Downscaling[REMIND-MAgPIE 3.2-4.6 IntegratedPhysicalDamages (median)] | Below 2°C | FRA | Carbon Sequestration¦CCS | Mt CO2/yr | Carbon Sequestration¦CCS | CCS potential |  | 2050 | 23.0226 | Carbon Sequestration¦CCS
Downscaling[REMIND-MAgPIE 3.2-4.6 IntegratedPhysicalDamages (median)] | Below 2°C | FRA | Carbon Sequestration¦CCS | Mt CO2/yr | Carbon Sequestration¦CCS | CCS potential |  | 2055 | 24.838 | Carbon Sequestration¦CCS
Downscaling[REMIND-MAgPIE 3.2-4.6 IntegratedPhysicalDamages (median)] | Below 2°C | FRA | Carbon Sequestration¦CCS | Mt CO2/yr | Carbon Sequestration¦CCS | CCS potential |  | 2060 | 24.983 | Carbon Sequestration¦CCS
Downscaling[REMIND-MAgPIE 3.2-4.6 IntegratedPhysicalDamages (median)] | Below 2°C | FRA | Carbon Sequestration¦CCS | Mt CO2/yr | Carbon Sequestration¦CCS | CCS potential |  | 2065 | 23.8666 | Carbon Sequestration¦CCS
Downscaling[REMIND-MAgPIE 3.2-4.6 IntegratedPhysicalDamages (median)] | Below 2°C | FRA | Carbon Sequestration¦CCS | Mt CO2/yr | Carbon Sequestration¦CCS | CCS potential |  | 2070 | 22.5675 | Carbon Sequestration¦CCS
Downscaling[REMIND-MAgPIE 3.2-4.6 IntegratedPhysicalDamages (median)] | Below 2°C | FRA | Carbon Sequestration¦CCS | Mt CO2/yr | Carbon Sequestration¦CCS | CCS potential |  | 2075 | 22.5507 | Carbon Sequestration¦CCS
Downscaling[REMIND-MAgPIE 3.2-4.6 IntegratedPhysicalDamages (median)] | Below 2°C | FRA | Carbon Sequestration¦CCS | Mt CO2/yr | Carbon Sequestration¦CCS | CCS potential |  | 2080 | 22.4313 | Carbon Sequestration¦CCS
Downscaling[REMIND-MAgPIE 3.2-4.6 IntegratedPhysicalDamages (median)] | Below 2°C | FRA | Carbon Sequestration¦CCS | Mt CO2/yr | Carbon Sequestration¦CCS | CCS potential |  | 2085 | 24.1464 | Carbon Sequestration¦CCS
Downscaling[REMIND-MAgPIE 3.2-4.6 IntegratedPhysicalDamages (median)] | Below 2°C | FRA | Carbon Sequestration¦CCS | Mt CO2/yr | Carbon Sequestration¦CCS | CCS potential |  | 2090 | 25.8161 | Carbon Sequestration¦CCS
Downscaling[REMIND-MAgPIE 3.2-4.6 IntegratedPhysicalDamages (median)] | Below 2°C | FRA | Carbon Sequestration¦CCS | Mt CO2/yr | Carbon Sequestration¦CCS | CCS potential |  | 2095 | 26.6421 | Carbon Sequestration¦CCS
Downscaling[REMIND-MAgPIE 3.2-4.6 IntegratedPhysicalDamages (median)] | Below 2°C | FRA | Carbon Sequestration¦CCS | Mt CO2/yr | Carbon Sequestration¦CCS | CCS potential |  | 2100 | 27.5239 | Carbon Sequestration¦CCS
Downscaling[REMIND-MAgPIE 3.2-4.6 IntegratedPhysicalDamages (median)] | Below 2°C | FRA | Final Energy¦Industry¦Electricity | EJ/yr | Final Energy¦Industry¦Electricity | demand_projection | elc_industry | 2020 | 0.4609 | Final Energy¦Industry¦Electricity
Downscaling[REMIND-MAgPIE 3.2-4.6 IntegratedPhysicalDamages (median)] | Below 2°C | FRA | Final Energy¦Industry¦Electricity | EJ/yr | Final Energy¦Industry¦Electricity | demand_projection | elc_industry | 2025 | 0.5443 | Final Energy¦Industry¦Electricity
Downscaling[REMIND-MAgPIE 3.2-4.6 IntegratedPhysicalDamages (median)] | Below 2°C | FRA | Final Energy¦Industry¦Electricity | EJ/yr | Final Energy¦Industry¦Electricity | demand_projection | elc_industry | 2030 | 0.5628 | Final Energy¦Industry¦Electricity
Downscaling[REMIND-MAgPIE 3.2-4.6 IntegratedPhysicalDamages (median)] | Below 2°C | FRA | Final Energy¦Industry¦Electricity | EJ/yr | Final Energy¦Industry¦Electricity | demand_projection | elc_industry | 2035 | 0.585 | Final Energy¦Industry¦Electricity
Downscaling[REMIND-MAgPIE 3.2-4.6 IntegratedPhysicalDamages (median)] | Below 2°C | FRA | Final Energy¦Industry¦Electricity | EJ/yr | Final Energy¦Industry¦Electricity | demand_projection | elc_industry | 2040 | 0.6027 | Final Energy¦Industry¦Electricity
Downscaling[REMIND-MAgPIE 3.2-4.6 IntegratedPhysicalDamages (median)] | Below 2°C | FRA | Final Energy¦Industry¦Electricity | EJ/yr | Final Energy¦Industry¦Electricity | demand_projection | elc_industry | 2045 | 0.6254 | Final Energy¦Industry¦Electricity
Downscaling[REMIND-MAgPIE 3.2-4.6 IntegratedPhysicalDamages (median)] | Below 2°C | FRA | Final Energy¦Industry¦Electricity | EJ/yr | Final Energy¦Industry¦Electricity | demand_projection | elc_industry | 2050 | 0.6255 | Final Energy¦Industry¦Electricity
Downscaling[REMIND-MAgPIE 3.2-4.6 IntegratedPhysicalDamages (median)] | Below 2°C | FRA | Final Energy¦Industry¦Electricity | EJ/yr | Final Energy¦Industry¦Electricity | demand_projection | elc_industry | 2055 | 0.6237 | Final Energy¦Industry¦Electricity
Downscaling[REMIND-MAgPIE 3.2-4.6 IntegratedPhysicalDamages (median)] | Below 2°C | FRA | Final Energy¦Industry¦Electricity | EJ/yr | Final Energy¦Industry¦Electricity | demand_projection | elc_industry | 2060 | 0.5863 | Final Energy¦Industry¦Electricity
Downscaling[REMIND-MAgPIE 3.2-4.6 IntegratedPhysicalDamages (median)] | Below 2°C | FRA | Final Energy¦Industry¦Electricity | EJ/yr | Final Energy¦Industry¦Electricity | demand_projection | elc_industry | 2065 | 0.5907 | Final Energy¦Industry¦Electricity
Downscaling[REMIND-MAgPIE 3.2-4.6 IntegratedPhysicalDamages (median)] | Below 2°C | FRA | Final Energy¦Industry¦Electricity | EJ/yr | Final Energy¦Industry¦Electricity | demand_projection | elc_industry | 2070 | 0.5937 | Final Energy¦Industry¦Electricity
Downscaling[REMIND-MAgPIE 3.2-4.6 IntegratedPhysicalDamages (median)] | Below 2°C | FRA | Final Energy¦Industry¦Electricity | EJ/yr | Final Energy¦Industry¦Electricity | demand_projection | elc_industry | 2075 | 0.5949 | Final Energy¦Industry¦Electricity
Downscaling[REMIND-MAgPIE 3.2-4.6 IntegratedPhysicalDamages (median)] | Below 2°C | FRA | Final Energy¦Industry¦Electricity | EJ/yr | Final Energy¦Industry¦Electricity | demand_projection | elc_industry | 2080 | 0.5939 | Final Energy¦Industry¦Electricity
Downscaling[REMIND-MAgPIE 3.2-4.6 IntegratedPhysicalDamages (median)] | Below 2°C | FRA | Final Energy¦Industry¦Electricity | EJ/yr | Final Energy¦Industry¦Electricity | demand_projection | elc_industry | 2085 | 0.5845 | Final Energy¦Industry¦Electricity
Downscaling[REMIND-MAgPIE 3.2-4.6 IntegratedPhysicalDamages (median)] | Below 2°C | FRA | Final Energy¦Industry¦Electricity | EJ/yr | Final Energy¦Industry¦Electricity | demand_projection | elc_industry | 2090 | 0.5721 | Final Energy¦Industry¦Electricity
Downscaling[REMIND-MAgPIE 3.2-4.6 IntegratedPhysicalDamages (median)] | Below 2°C | FRA | Final Energy¦Industry¦Electricity | EJ/yr | Final Energy¦Industry¦Electricity | demand_projection | elc_industry | 2095 | 0.5478 | Final Energy¦Industry¦Electricity
Downscaling[REMIND-MAgPIE 3.2-4.6 IntegratedPhysicalDamages (median)] | Below 2°C | FRA | Final Energy¦Industry¦Electricity | EJ/yr | Final Energy¦Industry¦Electricity | demand_projection | elc_industry | 2100 | 0.5198 | Final Energy¦Industry¦Electricity
Downscaling[REMIND-MAgPIE 3.2-4.6 IntegratedPhysicalDamages (median)] | Below 2°C | FRA | Final Energy¦Residential and Commercial¦Electricity | EJ/yr | Final Energy¦Residential and Commercial¦Electricity | demand_projection | elc_buildings | 2020 | 1.097 | Final Energy¦Residential and Commercial¦Electricity
Downscaling[REMIND-MAgPIE 3.2-4.6 IntegratedPhysicalDamages (median)] | Below 2°C | FRA | Final Energy¦Residential and Commercial¦Electricity | EJ/yr | Final Energy¦Residential and Commercial¦Electricity | demand_projection | elc_buildings | 2025 | 1.2229 | Final Energy¦Residential and Commercial¦Electricity
Downscaling[REMIND-MAgPIE 3.2-4.6 IntegratedPhysicalDamages (median)] | Below 2°C | FRA | Final Energy¦Residential and Commercial¦Electricity | EJ/yr | Final Energy¦Residential and Commercial¦Electricity | demand_projection | elc_buildings | 2030 | 1.2731 | Final Energy¦Residential and Commercial¦Electricity
Downscaling[REMIND-MAgPIE 3.2-4.6 IntegratedPhysicalDamages (median)] | Below 2°C | FRA | Final Energy¦Residential and Commercial¦Electricity | EJ/yr | Final Energy¦Residential and Commercial¦Electricity | demand_projection | elc_buildings | 2035 | 1.3441 | Final Energy¦Residential and Commercial¦Electricity
Downscaling[REMIND-MAgPIE 3.2-4.6 IntegratedPhysicalDamages (median)] | Below 2°C | FRA | Final Energy¦Residential and Commercial¦Electricity | EJ/yr | Final Energy¦Residential and Commercial¦Electricity | demand_projection | elc_buildings | 2040 | 1.3368 | Final Energy¦Residential and Commercial¦Electricity
Downscaling[REMIND-MAgPIE 3.2-4.6 IntegratedPhysicalDamages (median)] | Below 2°C | FRA | Final Energy¦Residential and Commercial¦Electricity | EJ/yr | Final Energy¦Residential and Commercial¦Electricity | demand_projection | elc_buildings | 2045 | 1.4201 | Final Energy¦Residential and Commercial¦Electricity
Downscaling[REMIND-MAgPIE 3.2-4.6 IntegratedPhysicalDamages (median)] | Below 2°C | FRA | Final Energy¦Residential and Commercial¦Electricity | EJ/yr | Final Energy¦Residential and Commercial¦Electricity | demand_projection | elc_buildings | 2050 | 1.4365 | Final Energy¦Residential and Commercial¦Electricity
Downscaling[REMIND-MAgPIE 3.2-4.6 IntegratedPhysicalDamages (median)] | Below 2°C | FRA | Final Energy¦Residential and Commercial¦Electricity | EJ/yr | Final Energy¦Residential and Commercial¦Electricity | demand_projection | elc_buildings | 2055 | 1.3862 | Final Energy¦Residential and Commercial¦Electricity
Downscaling[REMIND-MAgPIE 3.2-4.6 IntegratedPhysicalDamages (median)] | Below 2°C | FRA | Final Energy¦Residential and Commercial¦Electricity | EJ/yr | Final Energy¦Residential and Commercial¦Electricity | demand_projection | elc_buildings | 2060 | 1.4182 | Final Energy¦Residential and Commercial¦Electricity
Downscaling[REMIND-MAgPIE 3.2-4.6 IntegratedPhysicalDamages (median)] | Below 2°C | FRA | Final Energy¦Residential and Commercial¦Electricity | EJ/yr | Final Energy¦Residential and Commercial¦Electricity | demand_projection | elc_buildings | 2065 | 1.4292 | Final Energy¦Residential and Commercial¦Electricity
Downscaling[REMIND-MAgPIE 3.2-4.6 IntegratedPhysicalDamages (median)] | Below 2°C | FRA | Final Energy¦Residential and Commercial¦Electricity | EJ/yr | Final Energy¦Residential and Commercial¦Electricity | demand_projection | elc_buildings | 2070 | 1.4419 | Final Energy¦Residential and Commercial¦Electricity
Downscaling[REMIND-MAgPIE 3.2-4.6 IntegratedPhysicalDamages (median)] | Below 2°C | FRA | Final Energy¦Residential and Commercial¦Electricity | EJ/yr | Final Energy¦Residential and Commercial¦Electricity | demand_projection | elc_buildings | 2075 | 1.5108 | Final Energy¦Residential and Commercial¦Electricity
Downscaling[REMIND-MAgPIE 3.2-4.6 IntegratedPhysicalDamages (median)] | Below 2°C | FRA | Final Energy¦Residential and Commercial¦Electricity | EJ/yr | Final Energy¦Residential and Commercial¦Electricity | demand_projection | elc_buildings | 2080 | 1.5815 | Final Energy¦Residential and Commercial¦Electricity
Downscaling[REMIND-MAgPIE 3.2-4.6 IntegratedPhysicalDamages (median)] | Below 2°C | FRA | Final Energy¦Residential and Commercial¦Electricity | EJ/yr | Final Energy¦Residential and Commercial¦Electricity | demand_projection | elc_buildings | 2085 | 1.6461 | Final Energy¦Residential and Commercial¦Electricity
Downscaling[REMIND-MAgPIE 3.2-4.6 IntegratedPhysicalDamages (median)] | Below 2°C | FRA | Final Energy¦Residential and Commercial¦Electricity | EJ/yr | Final Energy¦Residential and Commercial¦Electricity | demand_projection | elc_buildings | 2090 | 1.7105 | Final Energy¦Residential and Commercial¦Electricity
Downscaling[REMIND-MAgPIE 3.2-4.6 IntegratedPhysicalDamages (median)] | Below 2°C | FRA | Final Energy¦Residential and Commercial¦Electricity | EJ/yr | Final Energy¦Residential and Commercial¦Electricity | demand_projection | elc_buildings | 2095 | 1.7746 | Final Energy¦Residential and Commercial¦Electricity
Downscaling[REMIND-MAgPIE 3.2-4.6 IntegratedPhysicalDamages (median)] | Below 2°C | FRA | Final Energy¦Residential and Commercial¦Electricity | EJ/yr | Final Energy¦Residential and Commercial¦Electricity | demand_projection | elc_buildings | 2100 | 1.8415 | Final Energy¦Residential and Commercial¦Electricity
Downscaling[REMIND-MAgPIE 3.2-4.6 IntegratedPhysicalDamages (median)] | Below 2°C | FRA | Final Energy¦Transportation¦Electricity | EJ/yr | Final Energy¦Transportation¦Electricity | demand_projection | elc_transport | 2020 | 0.0533 | Final Energy¦Transportation¦Electricity
Downscaling[REMIND-MAgPIE 3.2-4.6 IntegratedPhysicalDamages (median)] | Below 2°C | FRA | Final Energy¦Transportation¦Electricity | EJ/yr | Final Energy¦Transportation¦Electricity | demand_projection | elc_transport | 2025 | 0.1223 | Final Energy¦Transportation¦Electricity
Downscaling[REMIND-MAgPIE 3.2-4.6 IntegratedPhysicalDamages (median)] | Below 2°C | FRA | Final Energy¦Transportation¦Electricity | EJ/yr | Final Energy¦Transportation¦Electricity | demand_projection | elc_transport | 2030 | 0.2261 | Final Energy¦Transportation¦Electricity
Downscaling[REMIND-MAgPIE 3.2-4.6 IntegratedPhysicalDamages (median)] | Below 2°C | FRA | Final Energy¦Transportation¦Electricity | EJ/yr | Final Energy¦Transportation¦Electricity | demand_projection | elc_transport | 2035 | 0.3451 | Final Energy¦Transportation¦Electricity
Downscaling[REMIND-MAgPIE 3.2-4.6 IntegratedPhysicalDamages (median)] | Below 2°C | FRA | Final Energy¦Transportation¦Electricity | EJ/yr | Final Energy¦Transportation¦Electricity | demand_projection | elc_transport | 2040 | 0.4228 | Final Energy¦Transportation¦Electricity
Downscaling[REMIND-MAgPIE 3.2-4.6 IntegratedPhysicalDamages (median)] | Below 2°C | FRA | Final Energy¦Transportation¦Electricity | EJ/yr | Final Energy¦Transportation¦Electricity | demand_projection | elc_transport | 2045 | 0.4468 | Final Energy¦Transportation¦Electricity
Downscaling[REMIND-MAgPIE 3.2-4.6 IntegratedPhysicalDamages (median)] | Below 2°C | FRA | Final Energy¦Transportation¦Electricity | EJ/yr | Final Energy¦Transportation¦Electricity | demand_projection | elc_transport | 2050 | 0.4602 | Final Energy¦Transportation¦Electricity
Downscaling[REMIND-MAgPIE 3.2-4.6 IntegratedPhysicalDamages (median)] | Below 2°C | FRA | Final Energy¦Transportation¦Electricity | EJ/yr | Final Energy¦Transportation¦Electricity | demand_projection | elc_transport | 2055 | 0.4834 | Final Energy¦Transportation¦Electricity
Downscaling[REMIND-MAgPIE 3.2-4.6 IntegratedPhysicalDamages (median)] | Below 2°C | FRA | Final Energy¦Transportation¦Electricity | EJ/yr | Final Energy¦Transportation¦Electricity | demand_projection | elc_transport | 2060 | 0.4975 | Final Energy¦Transportation¦Electricity
Downscaling[REMIND-MAgPIE 3.2-4.6 IntegratedPhysicalDamages (median)] | Below 2°C | FRA | Final Energy¦Transportation¦Electricity | EJ/yr | Final Energy¦Transportation¦Electricity | demand_projection | elc_transport | 2065 | 0.5123 | Final Energy¦Transportation¦Electricity
Downscaling[REMIND-MAgPIE 3.2-4.6 IntegratedPhysicalDamages (median)] | Below 2°C | FRA | Final Energy¦Transportation¦Electricity | EJ/yr | Final Energy¦Transportation¦Electricity | demand_projection | elc_transport | 2070 | 0.5227 | Final Energy¦Transportation¦Electricity
Downscaling[REMIND-MAgPIE 3.2-4.6 IntegratedPhysicalDamages (median)] | Below 2°C | FRA | Final Energy¦Transportation¦Electricity | EJ/yr | Final Energy¦Transportation¦Electricity | demand_projection | elc_transport | 2075 | 0.5357 | Final Energy¦Transportation¦Electricity
Downscaling[REMIND-MAgPIE 3.2-4.6 IntegratedPhysicalDamages (median)] | Below 2°C | FRA | Final Energy¦Transportation¦Electricity | EJ/yr | Final Energy¦Transportation¦Electricity | demand_projection | elc_transport | 2080 | 0.5499 | Final Energy¦Transportation¦Electricity
Downscaling[REMIND-MAgPIE 3.2-4.6 IntegratedPhysicalDamages (median)] | Below 2°C | FRA | Final Energy¦Transportation¦Electricity | EJ/yr | Final Energy¦Transportation¦Electricity | demand_projection | elc_transport | 2085 | 0.5617 | Final Energy¦Transportation¦Electricity
Downscaling[REMIND-MAgPIE 3.2-4.6 IntegratedPhysicalDamages (median)] | Below 2°C | FRA | Final Energy¦Transportation¦Electricity | EJ/yr | Final Energy¦Transportation¦Electricity | demand_projection | elc_transport | 2090 | 0.5734 | Final Energy¦Transportation¦Electricity
Downscaling[REMIND-MAgPIE 3.2-4.6 IntegratedPhysicalDamages (median)] | Below 2°C | FRA | Final Energy¦Transportation¦Electricity | EJ/yr | Final Energy¦Transportation¦Electricity | demand_projection | elc_transport | 2095 | 0.579 | Final Energy¦Transportation¦Electricity
Downscaling[REMIND-MAgPIE 3.2-4.6 IntegratedPhysicalDamages (median)] | Below 2°C | FRA | Final Energy¦Transportation¦Electricity | EJ/yr | Final Energy¦Transportation¦Electricity | demand_projection | elc_transport | 2100 | 0.5807 | Final Energy¦Transportation¦Electricity
Downscaling[REMIND-MAgPIE 3.2-4.6 IntegratedPhysicalDamages (median)] | Below 2°C | FRA | Secondary Energy¦Hydrogen | EJ/yr | Secondary Energy¦Hydrogen | demand_projection | hydrogen_allsect | 2020 | 0.0085 | Secondary Energy¦Hydrogen
Downscaling[REMIND-MAgPIE 3.2-4.6 IntegratedPhysicalDamages (median)] | Below 2°C | FRA | Secondary Energy¦Hydrogen | EJ/yr | Secondary Energy¦Hydrogen | demand_projection | hydrogen_allsect | 2025 | 0.0393 | Secondary Energy¦Hydrogen
Downscaling[REMIND-MAgPIE 3.2-4.6 IntegratedPhysicalDamages (median)] | Below 2°C | FRA | Secondary Energy¦Hydrogen | EJ/yr | Secondary Energy¦Hydrogen | demand_projection | hydrogen_allsect | 2030 | 0.0727 | Secondary Energy¦Hydrogen
Downscaling[REMIND-MAgPIE 3.2-4.6 IntegratedPhysicalDamages (median)] | Below 2°C | FRA | Secondary Energy¦Hydrogen | EJ/yr | Secondary Energy¦Hydrogen | demand_projection | hydrogen_allsect | 2035 | 0.1009 | Secondary Energy¦Hydrogen
Downscaling[REMIND-MAgPIE 3.2-4.6 IntegratedPhysicalDamages (median)] | Below 2°C | FRA | Secondary Energy¦Hydrogen | EJ/yr | Secondary Energy¦Hydrogen | demand_projection | hydrogen_allsect | 2040 | 0.1257 | Secondary Energy¦Hydrogen
Downscaling[REMIND-MAgPIE 3.2-4.6 IntegratedPhysicalDamages (median)] | Below 2°C | FRA | Secondary Energy¦Hydrogen | EJ/yr | Secondary Energy¦Hydrogen | demand_projection | hydrogen_allsect | 2045 | 0.1831 | Secondary Energy¦Hydrogen
Downscaling[REMIND-MAgPIE 3.2-4.6 IntegratedPhysicalDamages (median)] | Below 2°C | FRA | Secondary Energy¦Hydrogen | EJ/yr | Secondary Energy¦Hydrogen | demand_projection | hydrogen_allsect | 2050 | 0.2469 | Secondary Energy¦Hydrogen
Downscaling[REMIND-MAgPIE 3.2-4.6 IntegratedPhysicalDamages (median)] | Below 2°C | FRA | Secondary Energy¦Hydrogen | EJ/yr | Secondary Energy¦Hydrogen | demand_projection | hydrogen_allsect | 2055 | 0.311 | Secondary Energy¦Hydrogen
Downscaling[REMIND-MAgPIE 3.2-4.6 IntegratedPhysicalDamages (median)] | Below 2°C | FRA | Secondary Energy¦Hydrogen | EJ/yr | Secondary Energy¦Hydrogen | demand_projection | hydrogen_allsect | 2060 | 0.3872 | Secondary Energy¦Hydrogen
Downscaling[REMIND-MAgPIE 3.2-4.6 IntegratedPhysicalDamages (median)] | Below 2°C | FRA | Secondary Energy¦Hydrogen | EJ/yr | Secondary Energy¦Hydrogen | demand_projection | hydrogen_allsect | 2065 | 0.3916 | Secondary Energy¦Hydrogen
Downscaling[REMIND-MAgPIE 3.2-4.6 IntegratedPhysicalDamages (median)] | Below 2°C | FRA | Secondary Energy¦Hydrogen | EJ/yr | Secondary Energy¦Hydrogen | demand_projection | hydrogen_allsect | 2070 | 0.3879 | Secondary Energy¦Hydrogen
Downscaling[REMIND-MAgPIE 3.2-4.6 IntegratedPhysicalDamages (median)] | Below 2°C | FRA | Secondary Energy¦Hydrogen | EJ/yr | Secondary Energy¦Hydrogen | demand_projection | hydrogen_allsect | 2075 | 0.3817 | Secondary Energy¦Hydrogen
Downscaling[REMIND-MAgPIE 3.2-4.6 IntegratedPhysicalDamages (median)] | Below 2°C | FRA | Secondary Energy¦Hydrogen | EJ/yr | Secondary Energy¦Hydrogen | demand_projection | hydrogen_allsect | 2080 | 0.3734 | Secondary Energy¦Hydrogen
Downscaling[REMIND-MAgPIE 3.2-4.6 IntegratedPhysicalDamages (median)] | Below 2°C | FRA | Secondary Energy¦Hydrogen | EJ/yr | Secondary Energy¦Hydrogen | demand_projection | hydrogen_allsect | 2085 | 0.3794 | Secondary Energy¦Hydrogen
Downscaling[REMIND-MAgPIE 3.2-4.6 IntegratedPhysicalDamages (median)] | Below 2°C | FRA | Secondary Energy¦Hydrogen | EJ/yr | Secondary Energy¦Hydrogen | demand_projection | hydrogen_allsect | 2090 | 0.3834 | Secondary Energy¦Hydrogen
Downscaling[REMIND-MAgPIE 3.2-4.6 IntegratedPhysicalDamages (median)] | Below 2°C | FRA | Secondary Energy¦Hydrogen | EJ/yr | Secondary Energy¦Hydrogen | demand_projection | hydrogen_allsect | 2095 | 0.3911 | Secondary Energy¦Hydrogen
Downscaling[REMIND-MAgPIE 3.2-4.6 IntegratedPhysicalDamages (median)] | Below 2°C | FRA | Secondary Energy¦Hydrogen | EJ/yr | Secondary Energy¦Hydrogen | demand_projection | hydrogen_allsect | 2100 | 0.3994 | Secondary Energy¦Hydrogen
Downscaling[REMIND-MAgPIE 3.2-4.6 IntegratedPhysicalDamages (median)] | Below 2°C | FRA | Secondary Energy¦Electricity¦Coal | EJ/yr | Secondary Energy¦Electricity¦Coal | elec_co2 |  | 2020 | 0.0325 | Secondary Energy¦Electricity¦Coal | 94
Downscaling[REMIND-MAgPIE 3.2-4.6 IntegratedPhysicalDamages (median)] | Below 2°C | FRA | Secondary Energy¦Electricity¦Coal | EJ/yr | Secondary Energy¦Electricity¦Coal | elec_co2 |  | 2025 | 0.007 | Secondary Energy¦Electricity¦Coal | 94
Downscaling[REMIND-MAgPIE 3.2-4.6 IntegratedPhysicalDamages (median)] | Below 2°C | FRA | Secondary Energy¦Electricity¦Coal | EJ/yr | Secondary Energy¦Electricity¦Coal | elec_co2 |  | 2030 | 0.0005 | Secondary Energy¦Electricity¦Coal | 94
Downscaling[REMIND-MAgPIE 3.2-4.6 IntegratedPhysicalDamages (median)] | Below 2°C | FRA | Secondary Energy¦Electricity¦Coal | EJ/yr | Secondary Energy¦Electricity¦Coal | elec_co2 |  | 2035 | 0 | Secondary Energy¦Electricity¦Coal | 94
Downscaling[REMIND-MAgPIE 3.2-4.6 IntegratedPhysicalDamages (median)] | Below 2°C | FRA | Secondary Energy¦Electricity¦Coal | EJ/yr | Secondary Energy¦Electricity¦Coal | elec_co2 |  | 2040 | 0 | Secondary Energy¦Electricity¦Coal | 94
Downscaling[REMIND-MAgPIE 3.2-4.6 IntegratedPhysicalDamages (median)] | Below 2°C | FRA | Secondary Energy¦Electricity¦Coal | EJ/yr | Secondary Energy¦Electricity¦Coal | elec_co2 |  | 2045 | 0 | Secondary Energy¦Electricity¦Coal | 94
Downscaling[REMIND-MAgPIE 3.2-4.6 IntegratedPhysicalDamages (median)] | Below 2°C | FRA | Secondary Energy¦Electricity¦Coal | EJ/yr | Secondary Energy¦Electricity¦Coal | elec_co2 |  | 2050 | 0 | Secondary Energy¦Electricity¦Coal | 94
Downscaling[REMIND-MAgPIE 3.2-4.6 IntegratedPhysicalDamages (median)] | Below 2°C | FRA | Secondary Energy¦Electricity¦Coal | EJ/yr | Secondary Energy¦Electricity¦Coal | elec_co2 |  | 2055 | 0 | Secondary Energy¦Electricity¦Coal | 94
Downscaling[REMIND-MAgPIE 3.2-4.6 IntegratedPhysicalDamages (median)] | Below 2°C | FRA | Secondary Energy¦Electricity¦Coal | EJ/yr | Secondary Energy¦Electricity¦Coal | elec_co2 |  | 2060 | 0 | Secondary Energy¦Electricity¦Coal | 94
Downscaling[REMIND-MAgPIE 3.2-4.6 IntegratedPhysicalDamages (median)] | Below 2°C | FRA | Secondary Energy¦Electricity¦Coal | EJ/yr | Secondary Energy¦Electricity¦Coal | elec_co2 |  | 2065 | 0 | Secondary Energy¦Electricity¦Coal | 94
Downscaling[REMIND-MAgPIE 3.2-4.6 IntegratedPhysicalDamages (median)] | Below 2°C | FRA | Secondary Energy¦Electricity¦Coal | EJ/yr | Secondary Energy¦Electricity¦Coal | elec_co2 |  | 2070 | 0 | Secondary Energy¦Electricity¦Coal | 94
Downscaling[REMIND-MAgPIE 3.2-4.6 IntegratedPhysicalDamages (median)] | Below 2°C | FRA | Secondary Energy¦Electricity¦Coal | EJ/yr | Secondary Energy¦Electricity¦Coal | elec_co2 |  | 2075 | 0 | Secondary Energy¦Electricity¦Coal | 94
Downscaling[REMIND-MAgPIE 3.2-4.6 IntegratedPhysicalDamages (median)] | Below 2°C | FRA | Secondary Energy¦Electricity¦Coal | EJ/yr | Secondary Energy¦Electricity¦Coal | elec_co2 |  | 2080 | 0 | Secondary Energy¦Electricity¦Coal | 94
Downscaling[REMIND-MAgPIE 3.2-4.6 IntegratedPhysicalDamages (median)] | Below 2°C | FRA | Secondary Energy¦Electricity¦Coal | EJ/yr | Secondary Energy¦Electricity¦Coal | elec_co2 |  | 2085 | 0 | Secondary Energy¦Electricity¦Coal | 94
Downscaling[REMIND-MAgPIE 3.2-4.6 IntegratedPhysicalDamages (median)] | Below 2°C | FRA | Secondary Energy¦Electricity¦Coal | EJ/yr | Secondary Energy¦Electricity¦Coal | elec_co2 |  | 2090 | 0 | Secondary Energy¦Electricity¦Coal | 94
Downscaling[REMIND-MAgPIE 3.2-4.6 IntegratedPhysicalDamages (median)] | Below 2°C | FRA | Secondary Energy¦Electricity¦Coal | EJ/yr | Secondary Energy¦Electricity¦Coal | elec_co2 |  | 2095 | 0 | Secondary Energy¦Electricity¦Coal | 94
Downscaling[REMIND-MAgPIE 3.2-4.6 IntegratedPhysicalDamages (median)] | Below 2°C | FRA | Secondary Energy¦Electricity¦Coal | EJ/yr | Secondary Energy¦Electricity¦Coal | elec_co2 |  | 2100 | 0 | Secondary Energy¦Electricity¦Coal | 94
Downscaling[REMIND-MAgPIE 3.2-4.6 IntegratedPhysicalDamages (median)] | Below 2°C | FRA | Secondary Energy¦Electricity¦Gas | EJ/yr | Secondary Energy¦Electricity¦Gas | elec_co2 |  | 2020 | 0.1753 | Secondary Energy¦Electricity¦Gas | 55
Downscaling[REMIND-MAgPIE 3.2-4.6 IntegratedPhysicalDamages (median)] | Below 2°C | FRA | Secondary Energy¦Electricity¦Gas | EJ/yr | Secondary Energy¦Electricity¦Gas | elec_co2 |  | 2025 | 0.194 | Secondary Energy¦Electricity¦Gas | 55
Downscaling[REMIND-MAgPIE 3.2-4.6 IntegratedPhysicalDamages (median)] | Below 2°C | FRA | Secondary Energy¦Electricity¦Gas | EJ/yr | Secondary Energy¦Electricity¦Gas | elec_co2 |  | 2030 | 0.1096 | Secondary Energy¦Electricity¦Gas | 55
Downscaling[REMIND-MAgPIE 3.2-4.6 IntegratedPhysicalDamages (median)] | Below 2°C | FRA | Secondary Energy¦Electricity¦Gas | EJ/yr | Secondary Energy¦Electricity¦Gas | elec_co2 |  | 2035 | 0.067 | Secondary Energy¦Electricity¦Gas | 55
Downscaling[REMIND-MAgPIE 3.2-4.6 IntegratedPhysicalDamages (median)] | Below 2°C | FRA | Secondary Energy¦Electricity¦Gas | EJ/yr | Secondary Energy¦Electricity¦Gas | elec_co2 |  | 2040 | 0.0171 | Secondary Energy¦Electricity¦Gas | 55
Downscaling[REMIND-MAgPIE 3.2-4.6 IntegratedPhysicalDamages (median)] | Below 2°C | FRA | Secondary Energy¦Electricity¦Gas | EJ/yr | Secondary Energy¦Electricity¦Gas | elec_co2 |  | 2045 | 0.0168 | Secondary Energy¦Electricity¦Gas | 55
Downscaling[REMIND-MAgPIE 3.2-4.6 IntegratedPhysicalDamages (median)] | Below 2°C | FRA | Secondary Energy¦Electricity¦Gas | EJ/yr | Secondary Energy¦Electricity¦Gas | elec_co2 |  | 2050 | 0.0146 | Secondary Energy¦Electricity¦Gas | 55
Downscaling[REMIND-MAgPIE 3.2-4.6 IntegratedPhysicalDamages (median)] | Below 2°C | FRA | Secondary Energy¦Electricity¦Gas | EJ/yr | Secondary Energy¦Electricity¦Gas | elec_co2 |  | 2055 | 0.0126 | Secondary Energy¦Electricity¦Gas | 55
Downscaling[REMIND-MAgPIE 3.2-4.6 IntegratedPhysicalDamages (median)] | Below 2°C | FRA | Secondary Energy¦Electricity¦Gas | EJ/yr | Secondary Energy¦Electricity¦Gas | elec_co2 |  | 2060 | 0.0074 | Secondary Energy¦Electricity¦Gas | 55
Downscaling[REMIND-MAgPIE 3.2-4.6 IntegratedPhysicalDamages (median)] | Below 2°C | FRA | Secondary Energy¦Electricity¦Gas | EJ/yr | Secondary Energy¦Electricity¦Gas | elec_co2 |  | 2065 | 0.0042 | Secondary Energy¦Electricity¦Gas | 55
Downscaling[REMIND-MAgPIE 3.2-4.6 IntegratedPhysicalDamages (median)] | Below 2°C | FRA | Secondary Energy¦Electricity¦Gas | EJ/yr | Secondary Energy¦Electricity¦Gas | elec_co2 |  | 2070 | 0.0011 | Secondary Energy¦Electricity¦Gas | 55
Downscaling[REMIND-MAgPIE 3.2-4.6 IntegratedPhysicalDamages (median)] | Below 2°C | FRA | Secondary Energy¦Electricity¦Gas | EJ/yr | Secondary Energy¦Electricity¦Gas | elec_co2 |  | 2075 | 0.0005 | Secondary Energy¦Electricity¦Gas | 55
Downscaling[REMIND-MAgPIE 3.2-4.6 IntegratedPhysicalDamages (median)] | Below 2°C | FRA | Secondary Energy¦Electricity¦Gas | EJ/yr | Secondary Energy¦Electricity¦Gas | elec_co2 |  | 2080 | 0 | Secondary Energy¦Electricity¦Gas | 55
Downscaling[REMIND-MAgPIE 3.2-4.6 IntegratedPhysicalDamages (median)] | Below 2°C | FRA | Secondary Energy¦Electricity¦Gas | EJ/yr | Secondary Energy¦Electricity¦Gas | elec_co2 |  | 2085 | 0 | Secondary Energy¦Electricity¦Gas | 55
Downscaling[REMIND-MAgPIE 3.2-4.6 IntegratedPhysicalDamages (median)] | Below 2°C | FRA | Secondary Energy¦Electricity¦Gas | EJ/yr | Secondary Energy¦Electricity¦Gas | elec_co2 |  | 2090 | 0 | Secondary Energy¦Electricity¦Gas | 55
Downscaling[REMIND-MAgPIE 3.2-4.6 IntegratedPhysicalDamages (median)] | Below 2°C | FRA | Secondary Energy¦Electricity¦Gas | EJ/yr | Secondary Energy¦Electricity¦Gas | elec_co2 |  | 2095 | 0 | Secondary Energy¦Electricity¦Gas | 55
Downscaling[REMIND-MAgPIE 3.2-4.6 IntegratedPhysicalDamages (median)] | Below 2°C | FRA | Secondary Energy¦Electricity¦Gas | EJ/yr | Secondary Energy¦Electricity¦Gas | elec_co2 |  | 2100 | 0 | Secondary Energy¦Electricity¦Gas | 55
Downscaling[REMIND-MAgPIE 3.2-4.6 IntegratedPhysicalDamages (median)] | Below 2°C | FRA | Secondary Energy¦Electricity¦Oil | EJ/yr | Secondary Energy¦Electricity¦Oil | elec_co2 |  | 2020 | 0.0143 | Secondary Energy¦Electricity¦Oil | 70
Downscaling[REMIND-MAgPIE 3.2-4.6 IntegratedPhysicalDamages (median)] | Below 2°C | FRA | Secondary Energy¦Electricity¦Oil | EJ/yr | Secondary Energy¦Electricity¦Oil | elec_co2 |  | 2025 | 0.0053 | Secondary Energy¦Electricity¦Oil | 70
Downscaling[REMIND-MAgPIE 3.2-4.6 IntegratedPhysicalDamages (median)] | Below 2°C | FRA | Secondary Energy¦Electricity¦Oil | EJ/yr | Secondary Energy¦Electricity¦Oil | elec_co2 |  | 2030 | 0.0004 | Secondary Energy¦Electricity¦Oil | 70
Downscaling[REMIND-MAgPIE 3.2-4.6 IntegratedPhysicalDamages (median)] | Below 2°C | FRA | Secondary Energy¦Electricity¦Oil | EJ/yr | Secondary Energy¦Electricity¦Oil | elec_co2 |  | 2035 | 0 | Secondary Energy¦Electricity¦Oil | 70
Downscaling[REMIND-MAgPIE 3.2-4.6 IntegratedPhysicalDamages (median)] | Below 2°C | FRA | Secondary Energy¦Electricity¦Oil | EJ/yr | Secondary Energy¦Electricity¦Oil | elec_co2 |  | 2040 | 0 | Secondary Energy¦Electricity¦Oil | 70
Downscaling[REMIND-MAgPIE 3.2-4.6 IntegratedPhysicalDamages (median)] | Below 2°C | FRA | Secondary Energy¦Electricity¦Oil | EJ/yr | Secondary Energy¦Electricity¦Oil | elec_co2 |  | 2045 | 0 | Secondary Energy¦Electricity¦Oil | 70
Downscaling[REMIND-MAgPIE 3.2-4.6 IntegratedPhysicalDamages (median)] | Below 2°C | FRA | Secondary Energy¦Electricity¦Oil | EJ/yr | Secondary Energy¦Electricity¦Oil | elec_co2 |  | 2050 | 0 | Secondary Energy¦Electricity¦Oil | 70
Downscaling[REMIND-MAgPIE 3.2-4.6 IntegratedPhysicalDamages (median)] | Below 2°C | FRA | Secondary Energy¦Electricity¦Oil | EJ/yr | Secondary Energy¦Electricity¦Oil | elec_co2 |  | 2055 | 0 | Secondary Energy¦Electricity¦Oil | 70
Downscaling[REMIND-MAgPIE 3.2-4.6 IntegratedPhysicalDamages (median)] | Below 2°C | FRA | Secondary Energy¦Electricity¦Oil | EJ/yr | Secondary Energy¦Electricity¦Oil | elec_co2 |  | 2060 | 0 | Secondary Energy¦Electricity¦Oil | 70
Downscaling[REMIND-MAgPIE 3.2-4.6 IntegratedPhysicalDamages (median)] | Below 2°C | FRA | Secondary Energy¦Electricity¦Oil | EJ/yr | Secondary Energy¦Electricity¦Oil | elec_co2 |  | 2065 | 0 | Secondary Energy¦Electricity¦Oil | 70
Downscaling[REMIND-MAgPIE 3.2-4.6 IntegratedPhysicalDamages (median)] | Below 2°C | FRA | Secondary Energy¦Electricity¦Oil | EJ/yr | Secondary Energy¦Electricity¦Oil | elec_co2 |  | 2070 | 0 | Secondary Energy¦Electricity¦Oil | 70
Downscaling[REMIND-MAgPIE 3.2-4.6 IntegratedPhysicalDamages (median)] | Below 2°C | FRA | Secondary Energy¦Electricity¦Oil | EJ/yr | Secondary Energy¦Electricity¦Oil | elec_co2 |  | 2075 | 0 | Secondary Energy¦Electricity¦Oil | 70
Downscaling[REMIND-MAgPIE 3.2-4.6 IntegratedPhysicalDamages (median)] | Below 2°C | FRA | Secondary Energy¦Electricity¦Oil | EJ/yr | Secondary Energy¦Electricity¦Oil | elec_co2 |  | 2080 | 0 | Secondary Energy¦Electricity¦Oil | 70
Downscaling[REMIND-MAgPIE 3.2-4.6 IntegratedPhysicalDamages (median)] | Below 2°C | FRA | Secondary Energy¦Electricity¦Oil | EJ/yr | Secondary Energy¦Electricity¦Oil | elec_co2 |  | 2085 | 0 | Secondary Energy¦Electricity¦Oil | 70
Downscaling[REMIND-MAgPIE 3.2-4.6 IntegratedPhysicalDamages (median)] | Below 2°C | FRA | Secondary Energy¦Electricity¦Oil | EJ/yr | Secondary Energy¦Electricity¦Oil | elec_co2 |  | 2090 | 0 | Secondary Energy¦Electricity¦Oil | 70
Downscaling[REMIND-MAgPIE 3.2-4.6 IntegratedPhysicalDamages (median)] | Below 2°C | FRA | Secondary Energy¦Electricity¦Oil | EJ/yr | Secondary Energy¦Electricity¦Oil | elec_co2 |  | 2095 | 0 | Secondary Energy¦Electricity¦Oil | 70
Downscaling[REMIND-MAgPIE 3.2-4.6 IntegratedPhysicalDamages (median)] | Below 2°C | FRA | Secondary Energy¦Electricity¦Oil | EJ/yr | Secondary Energy¦Electricity¦Oil | elec_co2 |  | 2100 | 0 | Secondary Energy¦Electricity¦Oil | 70
Downscaling[REMIND-MAgPIE 3.2-4.6 IntegratedPhysicalDamages (median)] | Below 2°C | FRA | Price¦Primary Energy¦Biomass | US$2010/GJ | Price¦Primary Energy¦Biomass | fuel_supply | bioenergy | 2020 | 5.3799 | Price¦Primary Energy¦Biomass
Downscaling[REMIND-MAgPIE 3.2-4.6 IntegratedPhysicalDamages (median)] | Below 2°C | FRA | Price¦Primary Energy¦Biomass | US$2010/GJ | Price¦Primary Energy¦Biomass | fuel_supply | bioenergy | 2025 | 5.4341 | Price¦Primary Energy¦Biomass
Downscaling[REMIND-MAgPIE 3.2-4.6 IntegratedPhysicalDamages (median)] | Below 2°C | FRA | Price¦Primary Energy¦Biomass | US$2010/GJ | Price¦Primary Energy¦Biomass | fuel_supply | bioenergy | 2030 | 5.228 | Price¦Primary Energy¦Biomass
Downscaling[REMIND-MAgPIE 3.2-4.6 IntegratedPhysicalDamages (median)] | Below 2°C | FRA | Price¦Primary Energy¦Biomass | US$2010/GJ | Price¦Primary Energy¦Biomass | fuel_supply | bioenergy | 2035 | 5.2523 | Price¦Primary Energy¦Biomass
Downscaling[REMIND-MAgPIE 3.2-4.6 IntegratedPhysicalDamages (median)] | Below 2°C | FRA | Price¦Primary Energy¦Biomass | US$2010/GJ | Price¦Primary Energy¦Biomass | fuel_supply | bioenergy | 2040 | 6.1205 | Price¦Primary Energy¦Biomass
Downscaling[REMIND-MAgPIE 3.2-4.6 IntegratedPhysicalDamages (median)] | Below 2°C | FRA | Price¦Primary Energy¦Biomass | US$2010/GJ | Price¦Primary Energy¦Biomass | fuel_supply | bioenergy | 2045 | 6.4948 | Price¦Primary Energy¦Biomass
Downscaling[REMIND-MAgPIE 3.2-4.6 IntegratedPhysicalDamages (median)] | Below 2°C | FRA | Price¦Primary Energy¦Biomass | US$2010/GJ | Price¦Primary Energy¦Biomass | fuel_supply | bioenergy | 2050 | 7.8084 | Price¦Primary Energy¦Biomass
Downscaling[REMIND-MAgPIE 3.2-4.6 IntegratedPhysicalDamages (median)] | Below 2°C | FRA | Price¦Primary Energy¦Biomass | US$2010/GJ | Price¦Primary Energy¦Biomass | fuel_supply | bioenergy | 2055 | 8.8045 | Price¦Primary Energy¦Biomass
Downscaling[REMIND-MAgPIE 3.2-4.6 IntegratedPhysicalDamages (median)] | Below 2°C | FRA | Price¦Primary Energy¦Biomass | US$2010/GJ | Price¦Primary Energy¦Biomass | fuel_supply | bioenergy | 2060 | 12.725 | Price¦Primary Energy¦Biomass
Downscaling[REMIND-MAgPIE 3.2-4.6 IntegratedPhysicalDamages (median)] | Below 2°C | FRA | Price¦Primary Energy¦Biomass | US$2010/GJ | Price¦Primary Energy¦Biomass | fuel_supply | bioenergy | 2065 | 12.9335 | Price¦Primary Energy¦Biomass
Downscaling[REMIND-MAgPIE 3.2-4.6 IntegratedPhysicalDamages (median)] | Below 2°C | FRA | Price¦Primary Energy¦Biomass | US$2010/GJ | Price¦Primary Energy¦Biomass | fuel_supply | bioenergy | 2070 | 13.1421 | Price¦Primary Energy¦Biomass
Downscaling[REMIND-MAgPIE 3.2-4.6 IntegratedPhysicalDamages (median)] | Below 2°C | FRA | Price¦Primary Energy¦Biomass | US$2010/GJ | Price¦Primary Energy¦Biomass | fuel_supply | bioenergy | 2075 | 14.1411 | Price¦Primary Energy¦Biomass
Downscaling[REMIND-MAgPIE 3.2-4.6 IntegratedPhysicalDamages (median)] | Below 2°C | FRA | Price¦Primary Energy¦Biomass | US$2010/GJ | Price¦Primary Energy¦Biomass | fuel_supply | bioenergy | 2080 | 15.1402 | Price¦Primary Energy¦Biomass
Downscaling[REMIND-MAgPIE 3.2-4.6 IntegratedPhysicalDamages (median)] | Below 2°C | FRA | Price¦Primary Energy¦Biomass | US$2010/GJ | Price¦Primary Energy¦Biomass | fuel_supply | bioenergy | 2085 | 15.7684 | Price¦Primary Energy¦Biomass
Downscaling[REMIND-MAgPIE 3.2-4.6 IntegratedPhysicalDamages (median)] | Below 2°C | FRA | Price¦Primary Energy¦Biomass | US$2010/GJ | Price¦Primary Energy¦Biomass | fuel_supply | bioenergy | 2090 | 16.3966 | Price¦Primary Energy¦Biomass
Downscaling[REMIND-MAgPIE 3.2-4.6 IntegratedPhysicalDamages (median)] | Below 2°C | FRA | Price¦Primary Energy¦Biomass | US$2010/GJ | Price¦Primary Energy¦Biomass | fuel_supply | bioenergy | 2095 | 16.211 | Price¦Primary Energy¦Biomass
Downscaling[REMIND-MAgPIE 3.2-4.6 IntegratedPhysicalDamages (median)] | Below 2°C | FRA | Price¦Primary Energy¦Biomass | US$2010/GJ | Price¦Primary Energy¦Biomass | fuel_supply | bioenergy | 2100 | 16.0254 | Price¦Primary Energy¦Biomass
Downscaling[REMIND-MAgPIE 3.2-4.6 IntegratedPhysicalDamages (median)] | Below 2°C | FRA | Price¦Primary Energy¦Coal | US$2010/GJ | Price¦Primary Energy¦Coal | fuel_supply | coal | 2020 | 2.0344 | Price¦Primary Energy¦Coal
Downscaling[REMIND-MAgPIE 3.2-4.6 IntegratedPhysicalDamages (median)] | Below 2°C | FRA | Price¦Primary Energy¦Coal | US$2010/GJ | Price¦Primary Energy¦Coal | fuel_supply | coal | 2025 | 2.225 | Price¦Primary Energy¦Coal
Downscaling[REMIND-MAgPIE 3.2-4.6 IntegratedPhysicalDamages (median)] | Below 2°C | FRA | Price¦Primary Energy¦Coal | US$2010/GJ | Price¦Primary Energy¦Coal | fuel_supply | coal | 2030 | 1.7271 | Price¦Primary Energy¦Coal
Downscaling[REMIND-MAgPIE 3.2-4.6 IntegratedPhysicalDamages (median)] | Below 2°C | FRA | Price¦Primary Energy¦Coal | US$2010/GJ | Price¦Primary Energy¦Coal | fuel_supply | coal | 2035 | 1.4797 | Price¦Primary Energy¦Coal
Downscaling[REMIND-MAgPIE 3.2-4.6 IntegratedPhysicalDamages (median)] | Below 2°C | FRA | Price¦Primary Energy¦Coal | US$2010/GJ | Price¦Primary Energy¦Coal | fuel_supply | coal | 2040 | 1.4321 | Price¦Primary Energy¦Coal
Downscaling[REMIND-MAgPIE 3.2-4.6 IntegratedPhysicalDamages (median)] | Below 2°C | FRA | Price¦Primary Energy¦Coal | US$2010/GJ | Price¦Primary Energy¦Coal | fuel_supply | coal | 2045 | 1.4132 | Price¦Primary Energy¦Coal
Downscaling[REMIND-MAgPIE 3.2-4.6 IntegratedPhysicalDamages (median)] | Below 2°C | FRA | Price¦Primary Energy¦Coal | US$2010/GJ | Price¦Primary Energy¦Coal | fuel_supply | coal | 2050 | 1.5518 | Price¦Primary Energy¦Coal
Downscaling[REMIND-MAgPIE 3.2-4.6 IntegratedPhysicalDamages (median)] | Below 2°C | FRA | Price¦Primary Energy¦Coal | US$2010/GJ | Price¦Primary Energy¦Coal | fuel_supply | coal | 2055 | 1.3271 | Price¦Primary Energy¦Coal
Downscaling[REMIND-MAgPIE 3.2-4.6 IntegratedPhysicalDamages (median)] | Below 2°C | FRA | Price¦Primary Energy¦Coal | US$2010/GJ | Price¦Primary Energy¦Coal | fuel_supply | coal | 2060 | 1.9479 | Price¦Primary Energy¦Coal
Downscaling[REMIND-MAgPIE 3.2-4.6 IntegratedPhysicalDamages (median)] | Below 2°C | FRA | Price¦Primary Energy¦Coal | US$2010/GJ | Price¦Primary Energy¦Coal | fuel_supply | coal | 2065 | 1.9157 | Price¦Primary Energy¦Coal
Downscaling[REMIND-MAgPIE 3.2-4.6 IntegratedPhysicalDamages (median)] | Below 2°C | FRA | Price¦Primary Energy¦Coal | US$2010/GJ | Price¦Primary Energy¦Coal | fuel_supply | coal | 2070 | 1.8836 | Price¦Primary Energy¦Coal
Downscaling[REMIND-MAgPIE 3.2-4.6 IntegratedPhysicalDamages (median)] | Below 2°C | FRA | Price¦Primary Energy¦Coal | US$2010/GJ | Price¦Primary Energy¦Coal | fuel_supply | coal | 2075 | 1.8814 | Price¦Primary Energy¦Coal
Downscaling[REMIND-MAgPIE 3.2-4.6 IntegratedPhysicalDamages (median)] | Below 2°C | FRA | Price¦Primary Energy¦Coal | US$2010/GJ | Price¦Primary Energy¦Coal | fuel_supply | coal | 2080 | 1.8792 | Price¦Primary Energy¦Coal
Downscaling[REMIND-MAgPIE 3.2-4.6 IntegratedPhysicalDamages (median)] | Below 2°C | FRA | Price¦Primary Energy¦Coal | US$2010/GJ | Price¦Primary Energy¦Coal | fuel_supply | coal | 2085 | 1.8977 | Price¦Primary Energy¦Coal
Downscaling[REMIND-MAgPIE 3.2-4.6 IntegratedPhysicalDamages (median)] | Below 2°C | FRA | Price¦Primary Energy¦Coal | US$2010/GJ | Price¦Primary Energy¦Coal | fuel_supply | coal | 2090 | 1.9162 | Price¦Primary Energy¦Coal
Downscaling[REMIND-MAgPIE 3.2-4.6 IntegratedPhysicalDamages (median)] | Below 2°C | FRA | Price¦Primary Energy¦Coal | US$2010/GJ | Price¦Primary Energy¦Coal | fuel_supply | coal | 2095 | 1.8369 | Price¦Primary Energy¦Coal
Downscaling[REMIND-MAgPIE 3.2-4.6 IntegratedPhysicalDamages (median)] | Below 2°C | FRA | Price¦Primary Energy¦Coal | US$2010/GJ | Price¦Primary Energy¦Coal | fuel_supply | coal | 2100 | 1.7577 | Price¦Primary Energy¦Coal
Downscaling[REMIND-MAgPIE 3.2-4.6 IntegratedPhysicalDamages (median)] | Below 2°C | FRA | Price¦Primary Energy¦Gas | US$2010/GJ | Price¦Primary Energy¦Gas | fuel_supply | gas | 2020 | 3.9711 | Price¦Primary Energy¦Gas
Downscaling[REMIND-MAgPIE 3.2-4.6 IntegratedPhysicalDamages (median)] | Below 2°C | FRA | Price¦Primary Energy¦Gas | US$2010/GJ | Price¦Primary Energy¦Gas | fuel_supply | gas | 2025 | 4.6484 | Price¦Primary Energy¦Gas
Downscaling[REMIND-MAgPIE 3.2-4.6 IntegratedPhysicalDamages (median)] | Below 2°C | FRA | Price¦Primary Energy¦Gas | US$2010/GJ | Price¦Primary Energy¦Gas | fuel_supply | gas | 2030 | 4.6157 | Price¦Primary Energy¦Gas
Downscaling[REMIND-MAgPIE 3.2-4.6 IntegratedPhysicalDamages (median)] | Below 2°C | FRA | Price¦Primary Energy¦Gas | US$2010/GJ | Price¦Primary Energy¦Gas | fuel_supply | gas | 2035 | 5.2685 | Price¦Primary Energy¦Gas
Downscaling[REMIND-MAgPIE 3.2-4.6 IntegratedPhysicalDamages (median)] | Below 2°C | FRA | Price¦Primary Energy¦Gas | US$2010/GJ | Price¦Primary Energy¦Gas | fuel_supply | gas | 2040 | 5.0938 | Price¦Primary Energy¦Gas
Downscaling[REMIND-MAgPIE 3.2-4.6 IntegratedPhysicalDamages (median)] | Below 2°C | FRA | Price¦Primary Energy¦Gas | US$2010/GJ | Price¦Primary Energy¦Gas | fuel_supply | gas | 2045 | 4.8211 | Price¦Primary Energy¦Gas
Downscaling[REMIND-MAgPIE 3.2-4.6 IntegratedPhysicalDamages (median)] | Below 2°C | FRA | Price¦Primary Energy¦Gas | US$2010/GJ | Price¦Primary Energy¦Gas | fuel_supply | gas | 2050 | 4.8506 | Price¦Primary Energy¦Gas
Downscaling[REMIND-MAgPIE 3.2-4.6 IntegratedPhysicalDamages (median)] | Below 2°C | FRA | Price¦Primary Energy¦Gas | US$2010/GJ | Price¦Primary Energy¦Gas | fuel_supply | gas | 2055 | 4.6 | Price¦Primary Energy¦Gas
Downscaling[REMIND-MAgPIE 3.2-4.6 IntegratedPhysicalDamages (median)] | Below 2°C | FRA | Price¦Primary Energy¦Gas | US$2010/GJ | Price¦Primary Energy¦Gas | fuel_supply | gas | 2060 | 5.9063 | Price¦Primary Energy¦Gas
Downscaling[REMIND-MAgPIE 3.2-4.6 IntegratedPhysicalDamages (median)] | Below 2°C | FRA | Price¦Primary Energy¦Gas | US$2010/GJ | Price¦Primary Energy¦Gas | fuel_supply | gas | 2065 | 5.5446 | Price¦Primary Energy¦Gas
Downscaling[REMIND-MAgPIE 3.2-4.6 IntegratedPhysicalDamages (median)] | Below 2°C | FRA | Price¦Primary Energy¦Gas | US$2010/GJ | Price¦Primary Energy¦Gas | fuel_supply | gas | 2070 | 5.1829 | Price¦Primary Energy¦Gas
Downscaling[REMIND-MAgPIE 3.2-4.6 IntegratedPhysicalDamages (median)] | Below 2°C | FRA | Price¦Primary Energy¦Gas | US$2010/GJ | Price¦Primary Energy¦Gas | fuel_supply | gas | 2075 | 5.1021 | Price¦Primary Energy¦Gas
Downscaling[REMIND-MAgPIE 3.2-4.6 IntegratedPhysicalDamages (median)] | Below 2°C | FRA | Price¦Primary Energy¦Gas | US$2010/GJ | Price¦Primary Energy¦Gas | fuel_supply | gas | 2080 | 5.0212 | Price¦Primary Energy¦Gas
Downscaling[REMIND-MAgPIE 3.2-4.6 IntegratedPhysicalDamages (median)] | Below 2°C | FRA | Price¦Primary Energy¦Gas | US$2010/GJ | Price¦Primary Energy¦Gas | fuel_supply | gas | 2085 | 5.0683 | Price¦Primary Energy¦Gas
Downscaling[REMIND-MAgPIE 3.2-4.6 IntegratedPhysicalDamages (median)] | Below 2°C | FRA | Price¦Primary Energy¦Gas | US$2010/GJ | Price¦Primary Energy¦Gas | fuel_supply | gas | 2090 | 5.1155 | Price¦Primary Energy¦Gas
Downscaling[REMIND-MAgPIE 3.2-4.6 IntegratedPhysicalDamages (median)] | Below 2°C | FRA | Price¦Primary Energy¦Gas | US$2010/GJ | Price¦Primary Energy¦Gas | fuel_supply | gas | 2095 | 5.1057 | Price¦Primary Energy¦Gas
Downscaling[REMIND-MAgPIE 3.2-4.6 IntegratedPhysicalDamages (median)] | Below 2°C | FRA | Price¦Primary Energy¦Gas | US$2010/GJ | Price¦Primary Energy¦Gas | fuel_supply | gas | 2100 | 5.096 | Price¦Primary Energy¦Gas
Downscaling[REMIND-MAgPIE 3.2-4.6 IntegratedPhysicalDamages (median)] | Below 2°C | FRA | Price¦Secondary Energy¦Liquids¦Oil | US$2010/GJ | Price¦Secondary Energy¦Liquids¦Oil | fuel_supply | oil | 2020 | 82.2847 | Price¦Secondary Energy¦Liquids¦Oil
Downscaling[REMIND-MAgPIE 3.2-4.6 IntegratedPhysicalDamages (median)] | Below 2°C | FRA | Price¦Secondary Energy¦Liquids¦Oil | US$2010/GJ | Price¦Secondary Energy¦Liquids¦Oil | fuel_supply | oil | 2025 | 89.9584 | Price¦Secondary Energy¦Liquids¦Oil
Downscaling[REMIND-MAgPIE 3.2-4.6 IntegratedPhysicalDamages (median)] | Below 2°C | FRA | Price¦Secondary Energy¦Liquids¦Oil | US$2010/GJ | Price¦Secondary Energy¦Liquids¦Oil | fuel_supply | oil | 2030 | 91.4623 | Price¦Secondary Energy¦Liquids¦Oil
Downscaling[REMIND-MAgPIE 3.2-4.6 IntegratedPhysicalDamages (median)] | Below 2°C | FRA | Price¦Secondary Energy¦Liquids¦Oil | US$2010/GJ | Price¦Secondary Energy¦Liquids¦Oil | fuel_supply | oil | 2035 | 81.667 | Price¦Secondary Energy¦Liquids¦Oil
Downscaling[REMIND-MAgPIE 3.2-4.6 IntegratedPhysicalDamages (median)] | Below 2°C | FRA | Price¦Secondary Energy¦Liquids¦Oil | US$2010/GJ | Price¦Secondary Energy¦Liquids¦Oil | fuel_supply | oil | 2040 | 95.3507 | Price¦Secondary Energy¦Liquids¦Oil
Downscaling[REMIND-MAgPIE 3.2-4.6 IntegratedPhysicalDamages (median)] | Below 2°C | FRA | Price¦Secondary Energy¦Liquids¦Oil | US$2010/GJ | Price¦Secondary Energy¦Liquids¦Oil | fuel_supply | oil | 2045 | 109.7858 | Price¦Secondary Energy¦Liquids¦Oil
Downscaling[REMIND-MAgPIE 3.2-4.6 IntegratedPhysicalDamages (median)] | Below 2°C | FRA | Price¦Secondary Energy¦Liquids¦Oil | US$2010/GJ | Price¦Secondary Energy¦Liquids¦Oil | fuel_supply | oil | 2050 | 128.5628 | Price¦Secondary Energy¦Liquids¦Oil
Downscaling[REMIND-MAgPIE 3.2-4.6 IntegratedPhysicalDamages (median)] | Below 2°C | FRA | Price¦Secondary Energy¦Liquids¦Oil | US$2010/GJ | Price¦Secondary Energy¦Liquids¦Oil | fuel_supply | oil | 2055 | 138.8682 | Price¦Secondary Energy¦Liquids¦Oil
Downscaling[REMIND-MAgPIE 3.2-4.6 IntegratedPhysicalDamages (median)] | Below 2°C | FRA | Price¦Secondary Energy¦Liquids¦Oil | US$2010/GJ | Price¦Secondary Energy¦Liquids¦Oil | fuel_supply | oil | 2060 | 232.9834 | Price¦Secondary Energy¦Liquids¦Oil
Downscaling[REMIND-MAgPIE 3.2-4.6 IntegratedPhysicalDamages (median)] | Below 2°C | FRA | Price¦Secondary Energy¦Liquids¦Oil | US$2010/GJ | Price¦Secondary Energy¦Liquids¦Oil | fuel_supply | oil | 2065 | 280.4362 | Price¦Secondary Energy¦Liquids¦Oil
Downscaling[REMIND-MAgPIE 3.2-4.6 IntegratedPhysicalDamages (median)] | Below 2°C | FRA | Price¦Secondary Energy¦Liquids¦Oil | US$2010/GJ | Price¦Secondary Energy¦Liquids¦Oil | fuel_supply | oil | 2070 | 327.889 | Price¦Secondary Energy¦Liquids¦Oil
Downscaling[REMIND-MAgPIE 3.2-4.6 IntegratedPhysicalDamages (median)] | Below 2°C | FRA | Price¦Secondary Energy¦Liquids¦Oil | US$2010/GJ | Price¦Secondary Energy¦Liquids¦Oil | fuel_supply | oil | 2075 | 335.0568 | Price¦Secondary Energy¦Liquids¦Oil
Downscaling[REMIND-MAgPIE 3.2-4.6 IntegratedPhysicalDamages (median)] | Below 2°C | FRA | Price¦Secondary Energy¦Liquids¦Oil | US$2010/GJ | Price¦Secondary Energy¦Liquids¦Oil | fuel_supply | oil | 2080 | 342.2246 | Price¦Secondary Energy¦Liquids¦Oil
Downscaling[REMIND-MAgPIE 3.2-4.6 IntegratedPhysicalDamages (median)] | Below 2°C | FRA | Price¦Secondary Energy¦Liquids¦Oil | US$2010/GJ | Price¦Secondary Energy¦Liquids¦Oil | fuel_supply | oil | 2085 | 344.3439 | Price¦Secondary Energy¦Liquids¦Oil
Downscaling[REMIND-MAgPIE 3.2-4.6 IntegratedPhysicalDamages (median)] | Below 2°C | FRA | Price¦Secondary Energy¦Liquids¦Oil | US$2010/GJ | Price¦Secondary Energy¦Liquids¦Oil | fuel_supply | oil | 2090 | 346.4631 | Price¦Secondary Energy¦Liquids¦Oil
Downscaling[REMIND-MAgPIE 3.2-4.6 IntegratedPhysicalDamages (median)] | Below 2°C | FRA | Price¦Secondary Energy¦Liquids¦Oil | US$2010/GJ | Price¦Secondary Energy¦Liquids¦Oil | fuel_supply | oil | 2095 | 353.644 | Price¦Secondary Energy¦Liquids¦Oil
Downscaling[REMIND-MAgPIE 3.2-4.6 IntegratedPhysicalDamages (median)] | Below 2°C | FRA | Price¦Secondary Energy¦Liquids¦Oil | US$2010/GJ | Price¦Secondary Energy¦Liquids¦Oil | fuel_supply | oil | 2100 | 360.8248 | Price¦Secondary Energy¦Liquids¦Oil
Downscaling[REMIND-MAgPIE 3.2-4.6 IntegratedPhysicalDamages (median)] | Below 2°C | FRA | Emissions¦CO2 | Mt CO2/yr | Emissions¦CO2 | scenarios - CO2 abatement | CO2 | 2020 | 244.5571 | Emissions¦CO2
Downscaling[REMIND-MAgPIE 3.2-4.6 IntegratedPhysicalDamages (median)] | Below 2°C | FRA | Emissions¦CO2 | Mt CO2/yr | Emissions¦CO2 | scenarios - CO2 abatement | CO2 | 2025 | 239.5904 | Emissions¦CO2
Downscaling[REMIND-MAgPIE 3.2-4.6 IntegratedPhysicalDamages (median)] | Below 2°C | FRA | Emissions¦CO2 | Mt CO2/yr | Emissions¦CO2 | scenarios - CO2 abatement | CO2 | 2030 | 190.7767 | Emissions¦CO2
Downscaling[REMIND-MAgPIE 3.2-4.6 IntegratedPhysicalDamages (median)] | Below 2°C | FRA | Emissions¦CO2 | Mt CO2/yr | Emissions¦CO2 | scenarios - CO2 abatement | CO2 | 2035 | 109.3329 | Emissions¦CO2
Downscaling[REMIND-MAgPIE 3.2-4.6 IntegratedPhysicalDamages (median)] | Below 2°C | FRA | Emissions¦CO2 | Mt CO2/yr | Emissions¦CO2 | scenarios - CO2 abatement | CO2 | 2040 | 39.0992 | Emissions¦CO2
Downscaling[REMIND-MAgPIE 3.2-4.6 IntegratedPhysicalDamages (median)] | Below 2°C | FRA | Emissions¦CO2 | Mt CO2/yr | Emissions¦CO2 | scenarios - CO2 abatement | CO2 | 2045 | -2.3125 | Emissions¦CO2
Downscaling[REMIND-MAgPIE 3.2-4.6 IntegratedPhysicalDamages (median)] | Below 2°C | FRA | Emissions¦CO2 | Mt CO2/yr | Emissions¦CO2 | scenarios - CO2 abatement | CO2 | 2050 | -27.4668 | Emissions¦CO2
Downscaling[REMIND-MAgPIE 3.2-4.6 IntegratedPhysicalDamages (median)] | Below 2°C | FRA | Emissions¦CO2 | Mt CO2/yr | Emissions¦CO2 | scenarios - CO2 abatement | CO2 | 2055 | -39.3369 | Emissions¦CO2
Downscaling[REMIND-MAgPIE 3.2-4.6 IntegratedPhysicalDamages (median)] | Below 2°C | FRA | Emissions¦CO2 | Mt CO2/yr | Emissions¦CO2 | scenarios - CO2 abatement | CO2 | 2060 | -49.9313 | Emissions¦CO2
Downscaling[REMIND-MAgPIE 3.2-4.6 IntegratedPhysicalDamages (median)] | Below 2°C | FRA | Emissions¦CO2 | Mt CO2/yr | Emissions¦CO2 | scenarios - CO2 abatement | CO2 | 2065 | -52.1121 | Emissions¦CO2
Downscaling[REMIND-MAgPIE 3.2-4.6 IntegratedPhysicalDamages (median)] | Below 2°C | FRA | Emissions¦CO2 | Mt CO2/yr | Emissions¦CO2 | scenarios - CO2 abatement | CO2 | 2070 | -54.2944 | Emissions¦CO2
Downscaling[REMIND-MAgPIE 3.2-4.6 IntegratedPhysicalDamages (median)] | Below 2°C | FRA | Emissions¦CO2 | Mt CO2/yr | Emissions¦CO2 | scenarios - CO2 abatement | CO2 | 2075 | -54.7567 | Emissions¦CO2
Downscaling[REMIND-MAgPIE 3.2-4.6 IntegratedPhysicalDamages (median)] | Below 2°C | FRA | Emissions¦CO2 | Mt CO2/yr | Emissions¦CO2 | scenarios - CO2 abatement | CO2 | 2080 | -55.3078 | Emissions¦CO2
Downscaling[REMIND-MAgPIE 3.2-4.6 IntegratedPhysicalDamages (median)] | Below 2°C | FRA | Emissions¦CO2 | Mt CO2/yr | Emissions¦CO2 | scenarios - CO2 abatement | CO2 | 2085 | -56.9248 | Emissions¦CO2
Downscaling[REMIND-MAgPIE 3.2-4.6 IntegratedPhysicalDamages (median)] | Below 2°C | FRA | Emissions¦CO2 | Mt CO2/yr | Emissions¦CO2 | scenarios - CO2 abatement | CO2 | 2090 | -58.5574 | Emissions¦CO2
Downscaling[REMIND-MAgPIE 3.2-4.6 IntegratedPhysicalDamages (median)] | Below 2°C | FRA | Emissions¦CO2 | Mt CO2/yr | Emissions¦CO2 | scenarios - CO2 abatement | CO2 | 2095 | -55.9076 | Emissions¦CO2
Downscaling[REMIND-MAgPIE 3.2-4.6 IntegratedPhysicalDamages (median)] | Below 2°C | FRA | Emissions¦CO2 | Mt CO2/yr | Emissions¦CO2 | scenarios - CO2 abatement | CO2 | 2100 | -53.3993 | Emissions¦CO2
Downscaling[REMIND-MAgPIE 3.2-4.6 IntegratedPhysicalDamages (median)] | Below 2°C | FRA | Emissions¦CO2¦Energy | Mt CO2/yr | Emissions¦CO2¦Energy | scenarios - CO2 abatement | CO2 | 2020 | 303.5652 | Emissions¦CO2¦Energy
Downscaling[REMIND-MAgPIE 3.2-4.6 IntegratedPhysicalDamages (median)] | Below 2°C | FRA | Emissions¦CO2¦Energy | Mt CO2/yr | Emissions¦CO2¦Energy | scenarios - CO2 abatement | CO2 | 2025 | 272.4848 | Emissions¦CO2¦Energy
Downscaling[REMIND-MAgPIE 3.2-4.6 IntegratedPhysicalDamages (median)] | Below 2°C | FRA | Emissions¦CO2¦Energy | Mt CO2/yr | Emissions¦CO2¦Energy | scenarios - CO2 abatement | CO2 | 2030 | 228.1072 | Emissions¦CO2¦Energy
Downscaling[REMIND-MAgPIE 3.2-4.6 IntegratedPhysicalDamages (median)] | Below 2°C | FRA | Emissions¦CO2¦Energy | Mt CO2/yr | Emissions¦CO2¦Energy | scenarios - CO2 abatement | CO2 | 2035 | 153.0238 | Emissions¦CO2¦Energy
Downscaling[REMIND-MAgPIE 3.2-4.6 IntegratedPhysicalDamages (median)] | Below 2°C | FRA | Emissions¦CO2¦Energy | Mt CO2/yr | Emissions¦CO2¦Energy | scenarios - CO2 abatement | CO2 | 2040 | 87.3657 | Emissions¦CO2¦Energy
Downscaling[REMIND-MAgPIE 3.2-4.6 IntegratedPhysicalDamages (median)] | Below 2°C | FRA | Emissions¦CO2¦Energy | Mt CO2/yr | Emissions¦CO2¦Energy | scenarios - CO2 abatement | CO2 | 2045 | 47.3923 | Emissions¦CO2¦Energy
Downscaling[REMIND-MAgPIE 3.2-4.6 IntegratedPhysicalDamages (median)] | Below 2°C | FRA | Emissions¦CO2¦Energy | Mt CO2/yr | Emissions¦CO2¦Energy | scenarios - CO2 abatement | CO2 | 2050 | 23.0907 | Emissions¦CO2¦Energy
Downscaling[REMIND-MAgPIE 3.2-4.6 IntegratedPhysicalDamages (median)] | Below 2°C | FRA | Emissions¦CO2¦Energy | Mt CO2/yr | Emissions¦CO2¦Energy | scenarios - CO2 abatement | CO2 | 2055 | 8.37 | Emissions¦CO2¦Energy
Downscaling[REMIND-MAgPIE 3.2-4.6 IntegratedPhysicalDamages (median)] | Below 2°C | FRA | Emissions¦CO2¦Energy | Mt CO2/yr | Emissions¦CO2¦Energy | scenarios - CO2 abatement | CO2 | 2060 | -6.8961 | Emissions¦CO2¦Energy
Downscaling[REMIND-MAgPIE 3.2-4.6 IntegratedPhysicalDamages (median)] | Below 2°C | FRA | Emissions¦CO2¦Energy | Mt CO2/yr | Emissions¦CO2¦Energy | scenarios - CO2 abatement | CO2 | 2065 | -10.5633 | Emissions¦CO2¦Energy
Downscaling[REMIND-MAgPIE 3.2-4.6 IntegratedPhysicalDamages (median)] | Below 2°C | FRA | Emissions¦CO2¦Energy | Mt CO2/yr | Emissions¦CO2¦Energy | scenarios - CO2 abatement | CO2 | 2070 | -14.2615 | Emissions¦CO2¦Energy
Downscaling[REMIND-MAgPIE 3.2-4.6 IntegratedPhysicalDamages (median)] | Below 2°C | FRA | Emissions¦CO2¦Energy | Mt CO2/yr | Emissions¦CO2¦Energy | scenarios - CO2 abatement | CO2 | 2075 | -16.2573 | Emissions¦CO2¦Energy
Downscaling[REMIND-MAgPIE 3.2-4.6 IntegratedPhysicalDamages (median)] | Below 2°C | FRA | Emissions¦CO2¦Energy | Mt CO2/yr | Emissions¦CO2¦Energy | scenarios - CO2 abatement | CO2 | 2080 | -18.3417 | Emissions¦CO2¦Energy
Downscaling[REMIND-MAgPIE 3.2-4.6 IntegratedPhysicalDamages (median)] | Below 2°C | FRA | Emissions¦CO2¦Energy | Mt CO2/yr | Emissions¦CO2¦Energy | scenarios - CO2 abatement | CO2 | 2085 | -20.1092 | Emissions¦CO2¦Energy
Downscaling[REMIND-MAgPIE 3.2-4.6 IntegratedPhysicalDamages (median)] | Below 2°C | FRA | Emissions¦CO2¦Energy | Mt CO2/yr | Emissions¦CO2¦Energy | scenarios - CO2 abatement | CO2 | 2090 | -21.8639 | Emissions¦CO2¦Energy
Downscaling[REMIND-MAgPIE 3.2-4.6 IntegratedPhysicalDamages (median)] | Below 2°C | FRA | Emissions¦CO2¦Energy | Mt CO2/yr | Emissions¦CO2¦Energy | scenarios - CO2 abatement | CO2 | 2095 | -23.7589 | Emissions¦CO2¦Energy
Downscaling[REMIND-MAgPIE 3.2-4.6 IntegratedPhysicalDamages (median)] | Below 2°C | FRA | Emissions¦CO2¦Energy | Mt CO2/yr | Emissions¦CO2¦Energy | scenarios - CO2 abatement | CO2 | 2100 | -25.7953 | Emissions¦CO2¦Energy
Downscaling[REMIND-MAgPIE 3.2-4.6 IntegratedPhysicalDamages (median)] | Current Policies | FRA | Carbon Sequestration¦CCS | Mt CO2/yr | Carbon Sequestration¦CCS | CCS potential |  | 2020 | 0 | Carbon Sequestration¦CCS
Downscaling[REMIND-MAgPIE 3.2-4.6 IntegratedPhysicalDamages (median)] | Current Policies | FRA | Carbon Sequestration¦CCS | Mt CO2/yr | Carbon Sequestration¦CCS | CCS potential |  | 2025 | 0.2409 | Carbon Sequestration¦CCS
Downscaling[REMIND-MAgPIE 3.2-4.6 IntegratedPhysicalDamages (median)] | Current Policies | FRA | Carbon Sequestration¦CCS | Mt CO2/yr | Carbon Sequestration¦CCS | CCS potential |  | 2030 | 0.2625 | Carbon Sequestration¦CCS
Downscaling[REMIND-MAgPIE 3.2-4.6 IntegratedPhysicalDamages (median)] | Current Policies | FRA | Carbon Sequestration¦CCS | Mt CO2/yr | Carbon Sequestration¦CCS | CCS potential |  | 2035 | 0.2652 | Carbon Sequestration¦CCS
Downscaling[REMIND-MAgPIE 3.2-4.6 IntegratedPhysicalDamages (median)] | Current Policies | FRA | Carbon Sequestration¦CCS | Mt CO2/yr | Carbon Sequestration¦CCS | CCS potential |  | 2040 | 0.2748 | Carbon Sequestration¦CCS
Downscaling[REMIND-MAgPIE 3.2-4.6 IntegratedPhysicalDamages (median)] | Current Policies | FRA | Carbon Sequestration¦CCS | Mt CO2/yr | Carbon Sequestration¦CCS | CCS potential |  | 2045 | 0.2847 | Carbon Sequestration¦CCS
Downscaling[REMIND-MAgPIE 3.2-4.6 IntegratedPhysicalDamages (median)] | Current Policies | FRA | Carbon Sequestration¦CCS | Mt CO2/yr | Carbon Sequestration¦CCS | CCS potential |  | 2050 | 0.2856 | Carbon Sequestration¦CCS
Downscaling[REMIND-MAgPIE 3.2-4.6 IntegratedPhysicalDamages (median)] | Current Policies | FRA | Carbon Sequestration¦CCS | Mt CO2/yr | Carbon Sequestration¦CCS | CCS potential |  | 2055 | 0.2695 | Carbon Sequestration¦CCS
Downscaling[REMIND-MAgPIE 3.2-4.6 IntegratedPhysicalDamages (median)] | Current Policies | FRA | Carbon Sequestration¦CCS | Mt CO2/yr | Carbon Sequestration¦CCS | CCS potential |  | 2060 | 0.2414 | Carbon Sequestration¦CCS
Downscaling[REMIND-MAgPIE 3.2-4.6 IntegratedPhysicalDamages (median)] | Current Policies | FRA | Carbon Sequestration¦CCS | Mt CO2/yr | Carbon Sequestration¦CCS | CCS potential |  | 2065 | 0.1693 | Carbon Sequestration¦CCS
Downscaling[REMIND-MAgPIE 3.2-4.6 IntegratedPhysicalDamages (median)] | Current Policies | FRA | Carbon Sequestration¦CCS | Mt CO2/yr | Carbon Sequestration¦CCS | CCS potential |  | 2070 | 0.0921 | Carbon Sequestration¦CCS
Downscaling[REMIND-MAgPIE 3.2-4.6 IntegratedPhysicalDamages (median)] | Current Policies | FRA | Carbon Sequestration¦CCS | Mt CO2/yr | Carbon Sequestration¦CCS | CCS potential |  | 2075 | 0.0468 | Carbon Sequestration¦CCS
Downscaling[REMIND-MAgPIE 3.2-4.6 IntegratedPhysicalDamages (median)] | Current Policies | FRA | Carbon Sequestration¦CCS | Mt CO2/yr | Carbon Sequestration¦CCS | CCS potential |  | 2080 | 0 | Carbon Sequestration¦CCS
Downscaling[REMIND-MAgPIE 3.2-4.6 IntegratedPhysicalDamages (median)] | Current Policies | FRA | Carbon Sequestration¦CCS | Mt CO2/yr | Carbon Sequestration¦CCS | CCS potential |  | 2085 | 0 | Carbon Sequestration¦CCS
Downscaling[REMIND-MAgPIE 3.2-4.6 IntegratedPhysicalDamages (median)] | Current Policies | FRA | Carbon Sequestration¦CCS | Mt CO2/yr | Carbon Sequestration¦CCS | CCS potential |  | 2090 | 0 | Carbon Sequestration¦CCS
Downscaling[REMIND-MAgPIE 3.2-4.6 IntegratedPhysicalDamages (median)] | Current Policies | FRA | Carbon Sequestration¦CCS | Mt CO2/yr | Carbon Sequestration¦CCS | CCS potential |  | 2095 | 0 | Carbon Sequestration¦CCS
Downscaling[REMIND-MAgPIE 3.2-4.6 IntegratedPhysicalDamages (median)] | Current Policies | FRA | Carbon Sequestration¦CCS | Mt CO2/yr | Carbon Sequestration¦CCS | CCS potential |  | 2100 | 0 | Carbon Sequestration¦CCS
Downscaling[REMIND-MAgPIE 3.2-4.6 IntegratedPhysicalDamages (median)] | Current Policies | FRA | Final Energy¦Industry¦Electricity | EJ/yr | Final Energy¦Industry¦Electricity | demand_projection | elc_industry | 2020 | 0.4587 | Final Energy¦Industry¦Electricity
Downscaling[REMIND-MAgPIE 3.2-4.6 IntegratedPhysicalDamages (median)] | Current Policies | FRA | Final Energy¦Industry¦Electricity | EJ/yr | Final Energy¦Industry¦Electricity | demand_projection | elc_industry | 2025 | 0.5313 | Final Energy¦Industry¦Electricity
Downscaling[REMIND-MAgPIE 3.2-4.6 IntegratedPhysicalDamages (median)] | Current Policies | FRA | Final Energy¦Industry¦Electricity | EJ/yr | Final Energy¦Industry¦Electricity | demand_projection | elc_industry | 2030 | 0.562 | Final Energy¦Industry¦Electricity
Downscaling[REMIND-MAgPIE 3.2-4.6 IntegratedPhysicalDamages (median)] | Current Policies | FRA | Final Energy¦Industry¦Electricity | EJ/yr | Final Energy¦Industry¦Electricity | demand_projection | elc_industry | 2035 | 0.5703 | Final Energy¦Industry¦Electricity
Downscaling[REMIND-MAgPIE 3.2-4.6 IntegratedPhysicalDamages (median)] | Current Policies | FRA | Final Energy¦Industry¦Electricity | EJ/yr | Final Energy¦Industry¦Electricity | demand_projection | elc_industry | 2040 | 0.5772 | Final Energy¦Industry¦Electricity
Downscaling[REMIND-MAgPIE 3.2-4.6 IntegratedPhysicalDamages (median)] | Current Policies | FRA | Final Energy¦Industry¦Electricity | EJ/yr | Final Energy¦Industry¦Electricity | demand_projection | elc_industry | 2045 | 0.5803 | Final Energy¦Industry¦Electricity
Downscaling[REMIND-MAgPIE 3.2-4.6 IntegratedPhysicalDamages (median)] | Current Policies | FRA | Final Energy¦Industry¦Electricity | EJ/yr | Final Energy¦Industry¦Electricity | demand_projection | elc_industry | 2050 | 0.5995 | Final Energy¦Industry¦Electricity
Downscaling[REMIND-MAgPIE 3.2-4.6 IntegratedPhysicalDamages (median)] | Current Policies | FRA | Final Energy¦Industry¦Electricity | EJ/yr | Final Energy¦Industry¦Electricity | demand_projection | elc_industry | 2055 | 0.5951 | Final Energy¦Industry¦Electricity
Downscaling[REMIND-MAgPIE 3.2-4.6 IntegratedPhysicalDamages (median)] | Current Policies | FRA | Final Energy¦Industry¦Electricity | EJ/yr | Final Energy¦Industry¦Electricity | demand_projection | elc_industry | 2060 | 0.5676 | Final Energy¦Industry¦Electricity
Downscaling[REMIND-MAgPIE 3.2-4.6 IntegratedPhysicalDamages (median)] | Current Policies | FRA | Final Energy¦Industry¦Electricity | EJ/yr | Final Energy¦Industry¦Electricity | demand_projection | elc_industry | 2065 | 0.5704 | Final Energy¦Industry¦Electricity
Downscaling[REMIND-MAgPIE 3.2-4.6 IntegratedPhysicalDamages (median)] | Current Policies | FRA | Final Energy¦Industry¦Electricity | EJ/yr | Final Energy¦Industry¦Electricity | demand_projection | elc_industry | 2070 | 0.5739 | Final Energy¦Industry¦Electricity
Downscaling[REMIND-MAgPIE 3.2-4.6 IntegratedPhysicalDamages (median)] | Current Policies | FRA | Final Energy¦Industry¦Electricity | EJ/yr | Final Energy¦Industry¦Electricity | demand_projection | elc_industry | 2075 | 0.5696 | Final Energy¦Industry¦Electricity
Downscaling[REMIND-MAgPIE 3.2-4.6 IntegratedPhysicalDamages (median)] | Current Policies | FRA | Final Energy¦Industry¦Electricity | EJ/yr | Final Energy¦Industry¦Electricity | demand_projection | elc_industry | 2080 | 0.56 | Final Energy¦Industry¦Electricity
Downscaling[REMIND-MAgPIE 3.2-4.6 IntegratedPhysicalDamages (median)] | Current Policies | FRA | Final Energy¦Industry¦Electricity | EJ/yr | Final Energy¦Industry¦Electricity | demand_projection | elc_industry | 2085 | 0.5417 | Final Energy¦Industry¦Electricity
Downscaling[REMIND-MAgPIE 3.2-4.6 IntegratedPhysicalDamages (median)] | Current Policies | FRA | Final Energy¦Industry¦Electricity | EJ/yr | Final Energy¦Industry¦Electricity | demand_projection | elc_industry | 2090 | 0.5225 | Final Energy¦Industry¦Electricity
Downscaling[REMIND-MAgPIE 3.2-4.6 IntegratedPhysicalDamages (median)] | Current Policies | FRA | Final Energy¦Industry¦Electricity | EJ/yr | Final Energy¦Industry¦Electricity | demand_projection | elc_industry | 2095 | 0.5013 | Final Energy¦Industry¦Electricity
Downscaling[REMIND-MAgPIE 3.2-4.6 IntegratedPhysicalDamages (median)] | Current Policies | FRA | Final Energy¦Industry¦Electricity | EJ/yr | Final Energy¦Industry¦Electricity | demand_projection | elc_industry | 2100 | 0.4795 | Final Energy¦Industry¦Electricity
Downscaling[REMIND-MAgPIE 3.2-4.6 IntegratedPhysicalDamages (median)] | Current Policies | FRA | Final Energy¦Residential and Commercial¦Electricity | EJ/yr | Final Energy¦Residential and Commercial¦Electricity | demand_projection | elc_buildings | 2020 | 1.0985 | Final Energy¦Residential and Commercial¦Electricity
Downscaling[REMIND-MAgPIE 3.2-4.6 IntegratedPhysicalDamages (median)] | Current Policies | FRA | Final Energy¦Residential and Commercial¦Electricity | EJ/yr | Final Energy¦Residential and Commercial¦Electricity | demand_projection | elc_buildings | 2025 | 1.2012 | Final Energy¦Residential and Commercial¦Electricity
Downscaling[REMIND-MAgPIE 3.2-4.6 IntegratedPhysicalDamages (median)] | Current Policies | FRA | Final Energy¦Residential and Commercial¦Electricity | EJ/yr | Final Energy¦Residential and Commercial¦Electricity | demand_projection | elc_buildings | 2030 | 1.2716 | Final Energy¦Residential and Commercial¦Electricity
Downscaling[REMIND-MAgPIE 3.2-4.6 IntegratedPhysicalDamages (median)] | Current Policies | FRA | Final Energy¦Residential and Commercial¦Electricity | EJ/yr | Final Energy¦Residential and Commercial¦Electricity | demand_projection | elc_buildings | 2035 | 1.2879 | Final Energy¦Residential and Commercial¦Electricity
Downscaling[REMIND-MAgPIE 3.2-4.6 IntegratedPhysicalDamages (median)] | Current Policies | FRA | Final Energy¦Residential and Commercial¦Electricity | EJ/yr | Final Energy¦Residential and Commercial¦Electricity | demand_projection | elc_buildings | 2040 | 1.2796 | Final Energy¦Residential and Commercial¦Electricity
Downscaling[REMIND-MAgPIE 3.2-4.6 IntegratedPhysicalDamages (median)] | Current Policies | FRA | Final Energy¦Residential and Commercial¦Electricity | EJ/yr | Final Energy¦Residential and Commercial¦Electricity | demand_projection | elc_buildings | 2045 | 1.2672 | Final Energy¦Residential and Commercial¦Electricity
Downscaling[REMIND-MAgPIE 3.2-4.6 IntegratedPhysicalDamages (median)] | Current Policies | FRA | Final Energy¦Residential and Commercial¦Electricity | EJ/yr | Final Energy¦Residential and Commercial¦Electricity | demand_projection | elc_buildings | 2050 | 1.2985 | Final Energy¦Residential and Commercial¦Electricity
Downscaling[REMIND-MAgPIE 3.2-4.6 IntegratedPhysicalDamages (median)] | Current Policies | FRA | Final Energy¦Residential and Commercial¦Electricity | EJ/yr | Final Energy¦Residential and Commercial¦Electricity | demand_projection | elc_buildings | 2055 | 1.2792 | Final Energy¦Residential and Commercial¦Electricity
Downscaling[REMIND-MAgPIE 3.2-4.6 IntegratedPhysicalDamages (median)] | Current Policies | FRA | Final Energy¦Residential and Commercial¦Electricity | EJ/yr | Final Energy¦Residential and Commercial¦Electricity | demand_projection | elc_buildings | 2060 | 1.3012 | Final Energy¦Residential and Commercial¦Electricity
Downscaling[REMIND-MAgPIE 3.2-4.6 IntegratedPhysicalDamages (median)] | Current Policies | FRA | Final Energy¦Residential and Commercial¦Electricity | EJ/yr | Final Energy¦Residential and Commercial¦Electricity | demand_projection | elc_buildings | 2065 | 1.3235 | Final Energy¦Residential and Commercial¦Electricity
Downscaling[REMIND-MAgPIE 3.2-4.6 IntegratedPhysicalDamages (median)] | Current Policies | FRA | Final Energy¦Residential and Commercial¦Electricity | EJ/yr | Final Energy¦Residential and Commercial¦Electricity | demand_projection | elc_buildings | 2070 | 1.3494 | Final Energy¦Residential and Commercial¦Electricity
Downscaling[REMIND-MAgPIE 3.2-4.6 IntegratedPhysicalDamages (median)] | Current Policies | FRA | Final Energy¦Residential and Commercial¦Electricity | EJ/yr | Final Energy¦Residential and Commercial¦Electricity | demand_projection | elc_buildings | 2075 | 1.4129 | Final Energy¦Residential and Commercial¦Electricity
Downscaling[REMIND-MAgPIE 3.2-4.6 IntegratedPhysicalDamages (median)] | Current Policies | FRA | Final Energy¦Residential and Commercial¦Electricity | EJ/yr | Final Energy¦Residential and Commercial¦Electricity | demand_projection | elc_buildings | 2080 | 1.4777 | Final Energy¦Residential and Commercial¦Electricity
Downscaling[REMIND-MAgPIE 3.2-4.6 IntegratedPhysicalDamages (median)] | Current Policies | FRA | Final Energy¦Residential and Commercial¦Electricity | EJ/yr | Final Energy¦Residential and Commercial¦Electricity | demand_projection | elc_buildings | 2085 | 1.5311 | Final Energy¦Residential and Commercial¦Electricity
Downscaling[REMIND-MAgPIE 3.2-4.6 IntegratedPhysicalDamages (median)] | Current Policies | FRA | Final Energy¦Residential and Commercial¦Electricity | EJ/yr | Final Energy¦Residential and Commercial¦Electricity | demand_projection | elc_buildings | 2090 | 1.5847 | Final Energy¦Residential and Commercial¦Electricity
Downscaling[REMIND-MAgPIE 3.2-4.6 IntegratedPhysicalDamages (median)] | Current Policies | FRA | Final Energy¦Residential and Commercial¦Electricity | EJ/yr | Final Energy¦Residential and Commercial¦Electricity | demand_projection | elc_buildings | 2095 | 1.6463 | Final Energy¦Residential and Commercial¦Electricity
Downscaling[REMIND-MAgPIE 3.2-4.6 IntegratedPhysicalDamages (median)] | Current Policies | FRA | Final Energy¦Residential and Commercial¦Electricity | EJ/yr | Final Energy¦Residential and Commercial¦Electricity | demand_projection | elc_buildings | 2100 | 1.712 | Final Energy¦Residential and Commercial¦Electricity
Downscaling[REMIND-MAgPIE 3.2-4.6 IntegratedPhysicalDamages (median)] | Current Policies | FRA | Final Energy¦Transportation¦Electricity | EJ/yr | Final Energy¦Transportation¦Electricity | demand_projection | elc_transport | 2020 | 0.0528 | Final Energy¦Transportation¦Electricity
Downscaling[REMIND-MAgPIE 3.2-4.6 IntegratedPhysicalDamages (median)] | Current Policies | FRA | Final Energy¦Transportation¦Electricity | EJ/yr | Final Energy¦Transportation¦Electricity | demand_projection | elc_transport | 2025 | 0.1195 | Final Energy¦Transportation¦Electricity
Downscaling[REMIND-MAgPIE 3.2-4.6 IntegratedPhysicalDamages (median)] | Current Policies | FRA | Final Energy¦Transportation¦Electricity | EJ/yr | Final Energy¦Transportation¦Electricity | demand_projection | elc_transport | 2030 | 0.21 | Final Energy¦Transportation¦Electricity
Downscaling[REMIND-MAgPIE 3.2-4.6 IntegratedPhysicalDamages (median)] | Current Policies | FRA | Final Energy¦Transportation¦Electricity | EJ/yr | Final Energy¦Transportation¦Electricity | demand_projection | elc_transport | 2035 | 0.2923 | Final Energy¦Transportation¦Electricity
Downscaling[REMIND-MAgPIE 3.2-4.6 IntegratedPhysicalDamages (median)] | Current Policies | FRA | Final Energy¦Transportation¦Electricity | EJ/yr | Final Energy¦Transportation¦Electricity | demand_projection | elc_transport | 2040 | 0.3341 | Final Energy¦Transportation¦Electricity
Downscaling[REMIND-MAgPIE 3.2-4.6 IntegratedPhysicalDamages (median)] | Current Policies | FRA | Final Energy¦Transportation¦Electricity | EJ/yr | Final Energy¦Transportation¦Electricity | demand_projection | elc_transport | 2045 | 0.3522 | Final Energy¦Transportation¦Electricity
Downscaling[REMIND-MAgPIE 3.2-4.6 IntegratedPhysicalDamages (median)] | Current Policies | FRA | Final Energy¦Transportation¦Electricity | EJ/yr | Final Energy¦Transportation¦Electricity | demand_projection | elc_transport | 2050 | 0.3696 | Final Energy¦Transportation¦Electricity
Downscaling[REMIND-MAgPIE 3.2-4.6 IntegratedPhysicalDamages (median)] | Current Policies | FRA | Final Energy¦Transportation¦Electricity | EJ/yr | Final Energy¦Transportation¦Electricity | demand_projection | elc_transport | 2055 | 0.3902 | Final Energy¦Transportation¦Electricity
Downscaling[REMIND-MAgPIE 3.2-4.6 IntegratedPhysicalDamages (median)] | Current Policies | FRA | Final Energy¦Transportation¦Electricity | EJ/yr | Final Energy¦Transportation¦Electricity | demand_projection | elc_transport | 2060 | 0.4067 | Final Energy¦Transportation¦Electricity
Downscaling[REMIND-MAgPIE 3.2-4.6 IntegratedPhysicalDamages (median)] | Current Policies | FRA | Final Energy¦Transportation¦Electricity | EJ/yr | Final Energy¦Transportation¦Electricity | demand_projection | elc_transport | 2065 | 0.4225 | Final Energy¦Transportation¦Electricity
Downscaling[REMIND-MAgPIE 3.2-4.6 IntegratedPhysicalDamages (median)] | Current Policies | FRA | Final Energy¦Transportation¦Electricity | EJ/yr | Final Energy¦Transportation¦Electricity | demand_projection | elc_transport | 2070 | 0.4354 | Final Energy¦Transportation¦Electricity
Downscaling[REMIND-MAgPIE 3.2-4.6 IntegratedPhysicalDamages (median)] | Current Policies | FRA | Final Energy¦Transportation¦Electricity | EJ/yr | Final Energy¦Transportation¦Electricity | demand_projection | elc_transport | 2075 | 0.4488 | Final Energy¦Transportation¦Electricity
Downscaling[REMIND-MAgPIE 3.2-4.6 IntegratedPhysicalDamages (median)] | Current Policies | FRA | Final Energy¦Transportation¦Electricity | EJ/yr | Final Energy¦Transportation¦Electricity | demand_projection | elc_transport | 2080 | 0.4604 | Final Energy¦Transportation¦Electricity
Downscaling[REMIND-MAgPIE 3.2-4.6 IntegratedPhysicalDamages (median)] | Current Policies | FRA | Final Energy¦Transportation¦Electricity | EJ/yr | Final Energy¦Transportation¦Electricity | demand_projection | elc_transport | 2085 | 0.4671 | Final Energy¦Transportation¦Electricity
Downscaling[REMIND-MAgPIE 3.2-4.6 IntegratedPhysicalDamages (median)] | Current Policies | FRA | Final Energy¦Transportation¦Electricity | EJ/yr | Final Energy¦Transportation¦Electricity | demand_projection | elc_transport | 2090 | 0.4737 | Final Energy¦Transportation¦Electricity
Downscaling[REMIND-MAgPIE 3.2-4.6 IntegratedPhysicalDamages (median)] | Current Policies | FRA | Final Energy¦Transportation¦Electricity | EJ/yr | Final Energy¦Transportation¦Electricity | demand_projection | elc_transport | 2095 | 0.4777 | Final Energy¦Transportation¦Electricity
Downscaling[REMIND-MAgPIE 3.2-4.6 IntegratedPhysicalDamages (median)] | Current Policies | FRA | Final Energy¦Transportation¦Electricity | EJ/yr | Final Energy¦Transportation¦Electricity | demand_projection | elc_transport | 2100 | 0.481 | Final Energy¦Transportation¦Electricity
Downscaling[REMIND-MAgPIE 3.2-4.6 IntegratedPhysicalDamages (median)] | Current Policies | FRA | Secondary Energy¦Hydrogen | EJ/yr | Secondary Energy¦Hydrogen | demand_projection | hydrogen_allsect | 2020 | 0.0085 | Secondary Energy¦Hydrogen
Downscaling[REMIND-MAgPIE 3.2-4.6 IntegratedPhysicalDamages (median)] | Current Policies | FRA | Secondary Energy¦Hydrogen | EJ/yr | Secondary Energy¦Hydrogen | demand_projection | hydrogen_allsect | 2025 | 0.0396 | Secondary Energy¦Hydrogen
Downscaling[REMIND-MAgPIE 3.2-4.6 IntegratedPhysicalDamages (median)] | Current Policies | FRA | Secondary Energy¦Hydrogen | EJ/yr | Secondary Energy¦Hydrogen | demand_projection | hydrogen_allsect | 2030 | 0.0724 | Secondary Energy¦Hydrogen
Downscaling[REMIND-MAgPIE 3.2-4.6 IntegratedPhysicalDamages (median)] | Current Policies | FRA | Secondary Energy¦Hydrogen | EJ/yr | Secondary Energy¦Hydrogen | demand_projection | hydrogen_allsect | 2035 | 0.0883 | Secondary Energy¦Hydrogen
Downscaling[REMIND-MAgPIE 3.2-4.6 IntegratedPhysicalDamages (median)] | Current Policies | FRA | Secondary Energy¦Hydrogen | EJ/yr | Secondary Energy¦Hydrogen | demand_projection | hydrogen_allsect | 2040 | 0.0912 | Secondary Energy¦Hydrogen
Downscaling[REMIND-MAgPIE 3.2-4.6 IntegratedPhysicalDamages (median)] | Current Policies | FRA | Secondary Energy¦Hydrogen | EJ/yr | Secondary Energy¦Hydrogen | demand_projection | hydrogen_allsect | 2045 | 0.0972 | Secondary Energy¦Hydrogen
Downscaling[REMIND-MAgPIE 3.2-4.6 IntegratedPhysicalDamages (median)] | Current Policies | FRA | Secondary Energy¦Hydrogen | EJ/yr | Secondary Energy¦Hydrogen | demand_projection | hydrogen_allsect | 2050 | 0.122 | Secondary Energy¦Hydrogen
Downscaling[REMIND-MAgPIE 3.2-4.6 IntegratedPhysicalDamages (median)] | Current Policies | FRA | Secondary Energy¦Hydrogen | EJ/yr | Secondary Energy¦Hydrogen | demand_projection | hydrogen_allsect | 2055 | 0.1176 | Secondary Energy¦Hydrogen
Downscaling[REMIND-MAgPIE 3.2-4.6 IntegratedPhysicalDamages (median)] | Current Policies | FRA | Secondary Energy¦Hydrogen | EJ/yr | Secondary Energy¦Hydrogen | demand_projection | hydrogen_allsect | 2060 | 0.1951 | Secondary Energy¦Hydrogen
Downscaling[REMIND-MAgPIE 3.2-4.6 IntegratedPhysicalDamages (median)] | Current Policies | FRA | Secondary Energy¦Hydrogen | EJ/yr | Secondary Energy¦Hydrogen | demand_projection | hydrogen_allsect | 2065 | 0.249 | Secondary Energy¦Hydrogen
Downscaling[REMIND-MAgPIE 3.2-4.6 IntegratedPhysicalDamages (median)] | Current Policies | FRA | Secondary Energy¦Hydrogen | EJ/yr | Secondary Energy¦Hydrogen | demand_projection | hydrogen_allsect | 2070 | 0.2987 | Secondary Energy¦Hydrogen
Downscaling[REMIND-MAgPIE 3.2-4.6 IntegratedPhysicalDamages (median)] | Current Policies | FRA | Secondary Energy¦Hydrogen | EJ/yr | Secondary Energy¦Hydrogen | demand_projection | hydrogen_allsect | 2075 | 0.3646 | Secondary Energy¦Hydrogen
Downscaling[REMIND-MAgPIE 3.2-4.6 IntegratedPhysicalDamages (median)] | Current Policies | FRA | Secondary Energy¦Hydrogen | EJ/yr | Secondary Energy¦Hydrogen | demand_projection | hydrogen_allsect | 2080 | 0.4223 | Secondary Energy¦Hydrogen
Downscaling[REMIND-MAgPIE 3.2-4.6 IntegratedPhysicalDamages (median)] | Current Policies | FRA | Secondary Energy¦Hydrogen | EJ/yr | Secondary Energy¦Hydrogen | demand_projection | hydrogen_allsect | 2085 | 0.4815 | Secondary Energy¦Hydrogen
Downscaling[REMIND-MAgPIE 3.2-4.6 IntegratedPhysicalDamages (median)] | Current Policies | FRA | Secondary Energy¦Hydrogen | EJ/yr | Secondary Energy¦Hydrogen | demand_projection | hydrogen_allsect | 2090 | 0.5296 | Secondary Energy¦Hydrogen
Downscaling[REMIND-MAgPIE 3.2-4.6 IntegratedPhysicalDamages (median)] | Current Policies | FRA | Secondary Energy¦Hydrogen | EJ/yr | Secondary Energy¦Hydrogen | demand_projection | hydrogen_allsect | 2095 | 0.5476 | Secondary Energy¦Hydrogen
Downscaling[REMIND-MAgPIE 3.2-4.6 IntegratedPhysicalDamages (median)] | Current Policies | FRA | Secondary Energy¦Hydrogen | EJ/yr | Secondary Energy¦Hydrogen | demand_projection | hydrogen_allsect | 2100 | 0.5617 | Secondary Energy¦Hydrogen
Downscaling[REMIND-MAgPIE 3.2-4.6 IntegratedPhysicalDamages (median)] | Current Policies | FRA | Secondary Energy¦Electricity¦Coal | EJ/yr | Secondary Energy¦Electricity¦Coal | elec_co2 |  | 2020 | 0.0324 | Secondary Energy¦Electricity¦Coal | 94
Downscaling[REMIND-MAgPIE 3.2-4.6 IntegratedPhysicalDamages (median)] | Current Policies | FRA | Secondary Energy¦Electricity¦Coal | EJ/yr | Secondary Energy¦Electricity¦Coal | elec_co2 |  | 2025 | 0.0086 | Secondary Energy¦Electricity¦Coal | 94
Downscaling[REMIND-MAgPIE 3.2-4.6 IntegratedPhysicalDamages (median)] | Current Policies | FRA | Secondary Energy¦Electricity¦Coal | EJ/yr | Secondary Energy¦Electricity¦Coal | elec_co2 |  | 2030 | 0.0025 | Secondary Energy¦Electricity¦Coal | 94
Downscaling[REMIND-MAgPIE 3.2-4.6 IntegratedPhysicalDamages (median)] | Current Policies | FRA | Secondary Energy¦Electricity¦Coal | EJ/yr | Secondary Energy¦Electricity¦Coal | elec_co2 |  | 2035 | 0.0022 | Secondary Energy¦Electricity¦Coal | 94
Downscaling[REMIND-MAgPIE 3.2-4.6 IntegratedPhysicalDamages (median)] | Current Policies | FRA | Secondary Energy¦Electricity¦Coal | EJ/yr | Secondary Energy¦Electricity¦Coal | elec_co2 |  | 2040 | 0.0013 | Secondary Energy¦Electricity¦Coal | 94
Downscaling[REMIND-MAgPIE 3.2-4.6 IntegratedPhysicalDamages (median)] | Current Policies | FRA | Secondary Energy¦Electricity¦Coal | EJ/yr | Secondary Energy¦Electricity¦Coal | elec_co2 |  | 2045 | 0 | Secondary Energy¦Electricity¦Coal | 94
Downscaling[REMIND-MAgPIE 3.2-4.6 IntegratedPhysicalDamages (median)] | Current Policies | FRA | Secondary Energy¦Electricity¦Coal | EJ/yr | Secondary Energy¦Electricity¦Coal | elec_co2 |  | 2050 | 0 | Secondary Energy¦Electricity¦Coal | 94
Downscaling[REMIND-MAgPIE 3.2-4.6 IntegratedPhysicalDamages (median)] | Current Policies | FRA | Secondary Energy¦Electricity¦Coal | EJ/yr | Secondary Energy¦Electricity¦Coal | elec_co2 |  | 2055 | 0 | Secondary Energy¦Electricity¦Coal | 94
Downscaling[REMIND-MAgPIE 3.2-4.6 IntegratedPhysicalDamages (median)] | Current Policies | FRA | Secondary Energy¦Electricity¦Coal | EJ/yr | Secondary Energy¦Electricity¦Coal | elec_co2 |  | 2060 | 0.0002 | Secondary Energy¦Electricity¦Coal | 94
Downscaling[REMIND-MAgPIE 3.2-4.6 IntegratedPhysicalDamages (median)] | Current Policies | FRA | Secondary Energy¦Electricity¦Coal | EJ/yr | Secondary Energy¦Electricity¦Coal | elec_co2 |  | 2065 | 0.0017 | Secondary Energy¦Electricity¦Coal | 94
Downscaling[REMIND-MAgPIE 3.2-4.6 IntegratedPhysicalDamages (median)] | Current Policies | FRA | Secondary Energy¦Electricity¦Coal | EJ/yr | Secondary Energy¦Electricity¦Coal | elec_co2 |  | 2070 | 0.0037 | Secondary Energy¦Electricity¦Coal | 94
Downscaling[REMIND-MAgPIE 3.2-4.6 IntegratedPhysicalDamages (median)] | Current Policies | FRA | Secondary Energy¦Electricity¦Coal | EJ/yr | Secondary Energy¦Electricity¦Coal | elec_co2 |  | 2075 | 0.0089 | Secondary Energy¦Electricity¦Coal | 94
Downscaling[REMIND-MAgPIE 3.2-4.6 IntegratedPhysicalDamages (median)] | Current Policies | FRA | Secondary Energy¦Electricity¦Coal | EJ/yr | Secondary Energy¦Electricity¦Coal | elec_co2 |  | 2080 | 0.0154 | Secondary Energy¦Electricity¦Coal | 94
Downscaling[REMIND-MAgPIE 3.2-4.6 IntegratedPhysicalDamages (median)] | Current Policies | FRA | Secondary Energy¦Electricity¦Coal | EJ/yr | Secondary Energy¦Electricity¦Coal | elec_co2 |  | 2085 | 0.0229 | Secondary Energy¦Electricity¦Coal | 94
Downscaling[REMIND-MAgPIE 3.2-4.6 IntegratedPhysicalDamages (median)] | Current Policies | FRA | Secondary Energy¦Electricity¦Coal | EJ/yr | Secondary Energy¦Electricity¦Coal | elec_co2 |  | 2090 | 0.0312 | Secondary Energy¦Electricity¦Coal | 94
Downscaling[REMIND-MAgPIE 3.2-4.6 IntegratedPhysicalDamages (median)] | Current Policies | FRA | Secondary Energy¦Electricity¦Coal | EJ/yr | Secondary Energy¦Electricity¦Coal | elec_co2 |  | 2095 | 0.0319 | Secondary Energy¦Electricity¦Coal | 94
Downscaling[REMIND-MAgPIE 3.2-4.6 IntegratedPhysicalDamages (median)] | Current Policies | FRA | Secondary Energy¦Electricity¦Coal | EJ/yr | Secondary Energy¦Electricity¦Coal | elec_co2 |  | 2100 | 0.0325 | Secondary Energy¦Electricity¦Coal | 94
Downscaling[REMIND-MAgPIE 3.2-4.6 IntegratedPhysicalDamages (median)] | Current Policies | FRA | Secondary Energy¦Electricity¦Gas | EJ/yr | Secondary Energy¦Electricity¦Gas | elec_co2 |  | 2020 | 0.1743 | Secondary Energy¦Electricity¦Gas | 55
Downscaling[REMIND-MAgPIE 3.2-4.6 IntegratedPhysicalDamages (median)] | Current Policies | FRA | Secondary Energy¦Electricity¦Gas | EJ/yr | Secondary Energy¦Electricity¦Gas | elec_co2 |  | 2025 | 0.1974 | Secondary Energy¦Electricity¦Gas | 55
Downscaling[REMIND-MAgPIE 3.2-4.6 IntegratedPhysicalDamages (median)] | Current Policies | FRA | Secondary Energy¦Electricity¦Gas | EJ/yr | Secondary Energy¦Electricity¦Gas | elec_co2 |  | 2030 | 0.1796 | Secondary Energy¦Electricity¦Gas | 55
Downscaling[REMIND-MAgPIE 3.2-4.6 IntegratedPhysicalDamages (median)] | Current Policies | FRA | Secondary Energy¦Electricity¦Gas | EJ/yr | Secondary Energy¦Electricity¦Gas | elec_co2 |  | 2035 | 0.12 | Secondary Energy¦Electricity¦Gas | 55
Downscaling[REMIND-MAgPIE 3.2-4.6 IntegratedPhysicalDamages (median)] | Current Policies | FRA | Secondary Energy¦Electricity¦Gas | EJ/yr | Secondary Energy¦Electricity¦Gas | elec_co2 |  | 2040 | 0.0789 | Secondary Energy¦Electricity¦Gas | 55
Downscaling[REMIND-MAgPIE 3.2-4.6 IntegratedPhysicalDamages (median)] | Current Policies | FRA | Secondary Energy¦Electricity¦Gas | EJ/yr | Secondary Energy¦Electricity¦Gas | elec_co2 |  | 2045 | 0.0176 | Secondary Energy¦Electricity¦Gas | 55
Downscaling[REMIND-MAgPIE 3.2-4.6 IntegratedPhysicalDamages (median)] | Current Policies | FRA | Secondary Energy¦Electricity¦Gas | EJ/yr | Secondary Energy¦Electricity¦Gas | elec_co2 |  | 2050 | 0.0203 | Secondary Energy¦Electricity¦Gas | 55
Downscaling[REMIND-MAgPIE 3.2-4.6 IntegratedPhysicalDamages (median)] | Current Policies | FRA | Secondary Energy¦Electricity¦Gas | EJ/yr | Secondary Energy¦Electricity¦Gas | elec_co2 |  | 2055 | 0.0216 | Secondary Energy¦Electricity¦Gas | 55
Downscaling[REMIND-MAgPIE 3.2-4.6 IntegratedPhysicalDamages (median)] | Current Policies | FRA | Secondary Energy¦Electricity¦Gas | EJ/yr | Secondary Energy¦Electricity¦Gas | elec_co2 |  | 2060 | 0.0229 | Secondary Energy¦Electricity¦Gas | 55
Downscaling[REMIND-MAgPIE 3.2-4.6 IntegratedPhysicalDamages (median)] | Current Policies | FRA | Secondary Energy¦Electricity¦Gas | EJ/yr | Secondary Energy¦Electricity¦Gas | elec_co2 |  | 2065 | 0.0242 | Secondary Energy¦Electricity¦Gas | 55
Downscaling[REMIND-MAgPIE 3.2-4.6 IntegratedPhysicalDamages (median)] | Current Policies | FRA | Secondary Energy¦Electricity¦Gas | EJ/yr | Secondary Energy¦Electricity¦Gas | elec_co2 |  | 2070 | 0.0255 | Secondary Energy¦Electricity¦Gas | 55
Downscaling[REMIND-MAgPIE 3.2-4.6 IntegratedPhysicalDamages (median)] | Current Policies | FRA | Secondary Energy¦Electricity¦Gas | EJ/yr | Secondary Energy¦Electricity¦Gas | elec_co2 |  | 2075 | 0.0253 | Secondary Energy¦Electricity¦Gas | 55
Downscaling[REMIND-MAgPIE 3.2-4.6 IntegratedPhysicalDamages (median)] | Current Policies | FRA | Secondary Energy¦Electricity¦Gas | EJ/yr | Secondary Energy¦Electricity¦Gas | elec_co2 |  | 2080 | 0.025 | Secondary Energy¦Electricity¦Gas | 55
Downscaling[REMIND-MAgPIE 3.2-4.6 IntegratedPhysicalDamages (median)] | Current Policies | FRA | Secondary Energy¦Electricity¦Gas | EJ/yr | Secondary Energy¦Electricity¦Gas | elec_co2 |  | 2085 | 0.0221 | Secondary Energy¦Electricity¦Gas | 55
Downscaling[REMIND-MAgPIE 3.2-4.6 IntegratedPhysicalDamages (median)] | Current Policies | FRA | Secondary Energy¦Electricity¦Gas | EJ/yr | Secondary Energy¦Electricity¦Gas | elec_co2 |  | 2090 | 0.0191 | Secondary Energy¦Electricity¦Gas | 55
Downscaling[REMIND-MAgPIE 3.2-4.6 IntegratedPhysicalDamages (median)] | Current Policies | FRA | Secondary Energy¦Electricity¦Gas | EJ/yr | Secondary Energy¦Electricity¦Gas | elec_co2 |  | 2095 | 0.0157 | Secondary Energy¦Electricity¦Gas | 55
Downscaling[REMIND-MAgPIE 3.2-4.6 IntegratedPhysicalDamages (median)] | Current Policies | FRA | Secondary Energy¦Electricity¦Gas | EJ/yr | Secondary Energy¦Electricity¦Gas | elec_co2 |  | 2100 | 0.0122 | Secondary Energy¦Electricity¦Gas | 55
Downscaling[REMIND-MAgPIE 3.2-4.6 IntegratedPhysicalDamages (median)] | Current Policies | FRA | Secondary Energy¦Electricity¦Oil | EJ/yr | Secondary Energy¦Electricity¦Oil | elec_co2 |  | 2020 | 0.0142 | Secondary Energy¦Electricity¦Oil | 70
Downscaling[REMIND-MAgPIE 3.2-4.6 IntegratedPhysicalDamages (median)] | Current Policies | FRA | Secondary Energy¦Electricity¦Oil | EJ/yr | Secondary Energy¦Electricity¦Oil | elec_co2 |  | 2025 | 0.0052 | Secondary Energy¦Electricity¦Oil | 70
Downscaling[REMIND-MAgPIE 3.2-4.6 IntegratedPhysicalDamages (median)] | Current Policies | FRA | Secondary Energy¦Electricity¦Oil | EJ/yr | Secondary Energy¦Electricity¦Oil | elec_co2 |  | 2030 | 0.0004 | Secondary Energy¦Electricity¦Oil | 70
Downscaling[REMIND-MAgPIE 3.2-4.6 IntegratedPhysicalDamages (median)] | Current Policies | FRA | Secondary Energy¦Electricity¦Oil | EJ/yr | Secondary Energy¦Electricity¦Oil | elec_co2 |  | 2035 | 0 | Secondary Energy¦Electricity¦Oil | 70
Downscaling[REMIND-MAgPIE 3.2-4.6 IntegratedPhysicalDamages (median)] | Current Policies | FRA | Secondary Energy¦Electricity¦Oil | EJ/yr | Secondary Energy¦Electricity¦Oil | elec_co2 |  | 2040 | 0 | Secondary Energy¦Electricity¦Oil | 70
Downscaling[REMIND-MAgPIE 3.2-4.6 IntegratedPhysicalDamages (median)] | Current Policies | FRA | Secondary Energy¦Electricity¦Oil | EJ/yr | Secondary Energy¦Electricity¦Oil | elec_co2 |  | 2045 | 0 | Secondary Energy¦Electricity¦Oil | 70
Downscaling[REMIND-MAgPIE 3.2-4.6 IntegratedPhysicalDamages (median)] | Current Policies | FRA | Secondary Energy¦Electricity¦Oil | EJ/yr | Secondary Energy¦Electricity¦Oil | elec_co2 |  | 2050 | 0 | Secondary Energy¦Electricity¦Oil | 70
Downscaling[REMIND-MAgPIE 3.2-4.6 IntegratedPhysicalDamages (median)] | Current Policies | FRA | Secondary Energy¦Electricity¦Oil | EJ/yr | Secondary Energy¦Electricity¦Oil | elec_co2 |  | 2055 | 0 | Secondary Energy¦Electricity¦Oil | 70
Downscaling[REMIND-MAgPIE 3.2-4.6 IntegratedPhysicalDamages (median)] | Current Policies | FRA | Secondary Energy¦Electricity¦Oil | EJ/yr | Secondary Energy¦Electricity¦Oil | elec_co2 |  | 2060 | 0 | Secondary Energy¦Electricity¦Oil | 70
Downscaling[REMIND-MAgPIE 3.2-4.6 IntegratedPhysicalDamages (median)] | Current Policies | FRA | Secondary Energy¦Electricity¦Oil | EJ/yr | Secondary Energy¦Electricity¦Oil | elec_co2 |  | 2065 | 0 | Secondary Energy¦Electricity¦Oil | 70
Downscaling[REMIND-MAgPIE 3.2-4.6 IntegratedPhysicalDamages (median)] | Current Policies | FRA | Secondary Energy¦Electricity¦Oil | EJ/yr | Secondary Energy¦Electricity¦Oil | elec_co2 |  | 2070 | 0 | Secondary Energy¦Electricity¦Oil | 70
Downscaling[REMIND-MAgPIE 3.2-4.6 IntegratedPhysicalDamages (median)] | Current Policies | FRA | Secondary Energy¦Electricity¦Oil | EJ/yr | Secondary Energy¦Electricity¦Oil | elec_co2 |  | 2075 | 0 | Secondary Energy¦Electricity¦Oil | 70
Downscaling[REMIND-MAgPIE 3.2-4.6 IntegratedPhysicalDamages (median)] | Current Policies | FRA | Secondary Energy¦Electricity¦Oil | EJ/yr | Secondary Energy¦Electricity¦Oil | elec_co2 |  | 2080 | 0 | Secondary Energy¦Electricity¦Oil | 70
Downscaling[REMIND-MAgPIE 3.2-4.6 IntegratedPhysicalDamages (median)] | Current Policies | FRA | Secondary Energy¦Electricity¦Oil | EJ/yr | Secondary Energy¦Electricity¦Oil | elec_co2 |  | 2085 | 0 | Secondary Energy¦Electricity¦Oil | 70
Downscaling[REMIND-MAgPIE 3.2-4.6 IntegratedPhysicalDamages (median)] | Current Policies | FRA | Secondary Energy¦Electricity¦Oil | EJ/yr | Secondary Energy¦Electricity¦Oil | elec_co2 |  | 2090 | 0 | Secondary Energy¦Electricity¦Oil | 70
Downscaling[REMIND-MAgPIE 3.2-4.6 IntegratedPhysicalDamages (median)] | Current Policies | FRA | Secondary Energy¦Electricity¦Oil | EJ/yr | Secondary Energy¦Electricity¦Oil | elec_co2 |  | 2095 | 0 | Secondary Energy¦Electricity¦Oil | 70
Downscaling[REMIND-MAgPIE 3.2-4.6 IntegratedPhysicalDamages (median)] | Current Policies | FRA | Secondary Energy¦Electricity¦Oil | EJ/yr | Secondary Energy¦Electricity¦Oil | elec_co2 |  | 2100 | 0 | Secondary Energy¦Electricity¦Oil | 70
Downscaling[REMIND-MAgPIE 3.2-4.6 IntegratedPhysicalDamages (median)] | Current Policies | FRA | Price¦Primary Energy¦Biomass | US$2010/GJ | Price¦Primary Energy¦Biomass | fuel_supply | bioenergy | 2020 | 5.3799 | Price¦Primary Energy¦Biomass
Downscaling[REMIND-MAgPIE 3.2-4.6 IntegratedPhysicalDamages (median)] | Current Policies | FRA | Price¦Primary Energy¦Biomass | US$2010/GJ | Price¦Primary Energy¦Biomass | fuel_supply | bioenergy | 2025 | 5.7255 | Price¦Primary Energy¦Biomass
Downscaling[REMIND-MAgPIE 3.2-4.6 IntegratedPhysicalDamages (median)] | Current Policies | FRA | Price¦Primary Energy¦Biomass | US$2010/GJ | Price¦Primary Energy¦Biomass | fuel_supply | bioenergy | 2030 | 5.1289 | Price¦Primary Energy¦Biomass
Downscaling[REMIND-MAgPIE 3.2-4.6 IntegratedPhysicalDamages (median)] | Current Policies | FRA | Price¦Primary Energy¦Biomass | US$2010/GJ | Price¦Primary Energy¦Biomass | fuel_supply | bioenergy | 2035 | 4.5806 | Price¦Primary Energy¦Biomass
Downscaling[REMIND-MAgPIE 3.2-4.6 IntegratedPhysicalDamages (median)] | Current Policies | FRA | Price¦Primary Energy¦Biomass | US$2010/GJ | Price¦Primary Energy¦Biomass | fuel_supply | bioenergy | 2040 | 2.1773 | Price¦Primary Energy¦Biomass
Downscaling[REMIND-MAgPIE 3.2-4.6 IntegratedPhysicalDamages (median)] | Current Policies | FRA | Price¦Primary Energy¦Biomass | US$2010/GJ | Price¦Primary Energy¦Biomass | fuel_supply | bioenergy | 2045 | 2.3828 | Price¦Primary Energy¦Biomass
Downscaling[REMIND-MAgPIE 3.2-4.6 IntegratedPhysicalDamages (median)] | Current Policies | FRA | Price¦Primary Energy¦Biomass | US$2010/GJ | Price¦Primary Energy¦Biomass | fuel_supply | bioenergy | 2050 | 3.9213 | Price¦Primary Energy¦Biomass
Downscaling[REMIND-MAgPIE 3.2-4.6 IntegratedPhysicalDamages (median)] | Current Policies | FRA | Price¦Primary Energy¦Biomass | US$2010/GJ | Price¦Primary Energy¦Biomass | fuel_supply | bioenergy | 2055 | 4.1239 | Price¦Primary Energy¦Biomass
Downscaling[REMIND-MAgPIE 3.2-4.6 IntegratedPhysicalDamages (median)] | Current Policies | FRA | Price¦Primary Energy¦Biomass | US$2010/GJ | Price¦Primary Energy¦Biomass | fuel_supply | bioenergy | 2060 | 5.3222 | Price¦Primary Energy¦Biomass
Downscaling[REMIND-MAgPIE 3.2-4.6 IntegratedPhysicalDamages (median)] | Current Policies | FRA | Price¦Primary Energy¦Biomass | US$2010/GJ | Price¦Primary Energy¦Biomass | fuel_supply | bioenergy | 2065 | 6.2385 | Price¦Primary Energy¦Biomass
Downscaling[REMIND-MAgPIE 3.2-4.6 IntegratedPhysicalDamages (median)] | Current Policies | FRA | Price¦Primary Energy¦Biomass | US$2010/GJ | Price¦Primary Energy¦Biomass | fuel_supply | bioenergy | 2070 | 7.1548 | Price¦Primary Energy¦Biomass
Downscaling[REMIND-MAgPIE 3.2-4.6 IntegratedPhysicalDamages (median)] | Current Policies | FRA | Price¦Primary Energy¦Biomass | US$2010/GJ | Price¦Primary Energy¦Biomass | fuel_supply | bioenergy | 2075 | 7.2125 | Price¦Primary Energy¦Biomass
Downscaling[REMIND-MAgPIE 3.2-4.6 IntegratedPhysicalDamages (median)] | Current Policies | FRA | Price¦Primary Energy¦Biomass | US$2010/GJ | Price¦Primary Energy¦Biomass | fuel_supply | bioenergy | 2080 | 7.2701 | Price¦Primary Energy¦Biomass
Downscaling[REMIND-MAgPIE 3.2-4.6 IntegratedPhysicalDamages (median)] | Current Policies | FRA | Price¦Primary Energy¦Biomass | US$2010/GJ | Price¦Primary Energy¦Biomass | fuel_supply | bioenergy | 2085 | 7.324 | Price¦Primary Energy¦Biomass
Downscaling[REMIND-MAgPIE 3.2-4.6 IntegratedPhysicalDamages (median)] | Current Policies | FRA | Price¦Primary Energy¦Biomass | US$2010/GJ | Price¦Primary Energy¦Biomass | fuel_supply | bioenergy | 2090 | 7.3779 | Price¦Primary Energy¦Biomass
Downscaling[REMIND-MAgPIE 3.2-4.6 IntegratedPhysicalDamages (median)] | Current Policies | FRA | Price¦Primary Energy¦Biomass | US$2010/GJ | Price¦Primary Energy¦Biomass | fuel_supply | bioenergy | 2095 | 7.5248 | Price¦Primary Energy¦Biomass
Downscaling[REMIND-MAgPIE 3.2-4.6 IntegratedPhysicalDamages (median)] | Current Policies | FRA | Price¦Primary Energy¦Biomass | US$2010/GJ | Price¦Primary Energy¦Biomass | fuel_supply | bioenergy | 2100 | 7.6717 | Price¦Primary Energy¦Biomass
Downscaling[REMIND-MAgPIE 3.2-4.6 IntegratedPhysicalDamages (median)] | Current Policies | FRA | Price¦Primary Energy¦Coal | US$2010/GJ | Price¦Primary Energy¦Coal | fuel_supply | coal | 2020 | 2.0344 | Price¦Primary Energy¦Coal
Downscaling[REMIND-MAgPIE 3.2-4.6 IntegratedPhysicalDamages (median)] | Current Policies | FRA | Price¦Primary Energy¦Coal | US$2010/GJ | Price¦Primary Energy¦Coal | fuel_supply | coal | 2025 | 2.2207 | Price¦Primary Energy¦Coal
Downscaling[REMIND-MAgPIE 3.2-4.6 IntegratedPhysicalDamages (median)] | Current Policies | FRA | Price¦Primary Energy¦Coal | US$2010/GJ | Price¦Primary Energy¦Coal | fuel_supply | coal | 2030 | 2.2579 | Price¦Primary Energy¦Coal
Downscaling[REMIND-MAgPIE 3.2-4.6 IntegratedPhysicalDamages (median)] | Current Policies | FRA | Price¦Primary Energy¦Coal | US$2010/GJ | Price¦Primary Energy¦Coal | fuel_supply | coal | 2035 | 2.3055 | Price¦Primary Energy¦Coal
Downscaling[REMIND-MAgPIE 3.2-4.6 IntegratedPhysicalDamages (median)] | Current Policies | FRA | Price¦Primary Energy¦Coal | US$2010/GJ | Price¦Primary Energy¦Coal | fuel_supply | coal | 2040 | 2.372 | Price¦Primary Energy¦Coal
Downscaling[REMIND-MAgPIE 3.2-4.6 IntegratedPhysicalDamages (median)] | Current Policies | FRA | Price¦Primary Energy¦Coal | US$2010/GJ | Price¦Primary Energy¦Coal | fuel_supply | coal | 2045 | 2.4867 | Price¦Primary Energy¦Coal
Downscaling[REMIND-MAgPIE 3.2-4.6 IntegratedPhysicalDamages (median)] | Current Policies | FRA | Price¦Primary Energy¦Coal | US$2010/GJ | Price¦Primary Energy¦Coal | fuel_supply | coal | 2050 | 2.7574 | Price¦Primary Energy¦Coal
Downscaling[REMIND-MAgPIE 3.2-4.6 IntegratedPhysicalDamages (median)] | Current Policies | FRA | Price¦Primary Energy¦Coal | US$2010/GJ | Price¦Primary Energy¦Coal | fuel_supply | coal | 2055 | 2.6872 | Price¦Primary Energy¦Coal
Downscaling[REMIND-MAgPIE 3.2-4.6 IntegratedPhysicalDamages (median)] | Current Policies | FRA | Price¦Primary Energy¦Coal | US$2010/GJ | Price¦Primary Energy¦Coal | fuel_supply | coal | 2060 | 3.4336 | Price¦Primary Energy¦Coal
Downscaling[REMIND-MAgPIE 3.2-4.6 IntegratedPhysicalDamages (median)] | Current Policies | FRA | Price¦Primary Energy¦Coal | US$2010/GJ | Price¦Primary Energy¦Coal | fuel_supply | coal | 2065 | 3.5903 | Price¦Primary Energy¦Coal
Downscaling[REMIND-MAgPIE 3.2-4.6 IntegratedPhysicalDamages (median)] | Current Policies | FRA | Price¦Primary Energy¦Coal | US$2010/GJ | Price¦Primary Energy¦Coal | fuel_supply | coal | 2070 | 3.7469 | Price¦Primary Energy¦Coal
Downscaling[REMIND-MAgPIE 3.2-4.6 IntegratedPhysicalDamages (median)] | Current Policies | FRA | Price¦Primary Energy¦Coal | US$2010/GJ | Price¦Primary Energy¦Coal | fuel_supply | coal | 2075 | 3.8717 | Price¦Primary Energy¦Coal
Downscaling[REMIND-MAgPIE 3.2-4.6 IntegratedPhysicalDamages (median)] | Current Policies | FRA | Price¦Primary Energy¦Coal | US$2010/GJ | Price¦Primary Energy¦Coal | fuel_supply | coal | 2080 | 3.9965 | Price¦Primary Energy¦Coal
Downscaling[REMIND-MAgPIE 3.2-4.6 IntegratedPhysicalDamages (median)] | Current Policies | FRA | Price¦Primary Energy¦Coal | US$2010/GJ | Price¦Primary Energy¦Coal | fuel_supply | coal | 2085 | 4.1726 | Price¦Primary Energy¦Coal
Downscaling[REMIND-MAgPIE 3.2-4.6 IntegratedPhysicalDamages (median)] | Current Policies | FRA | Price¦Primary Energy¦Coal | US$2010/GJ | Price¦Primary Energy¦Coal | fuel_supply | coal | 2090 | 4.3488 | Price¦Primary Energy¦Coal
Downscaling[REMIND-MAgPIE 3.2-4.6 IntegratedPhysicalDamages (median)] | Current Policies | FRA | Price¦Primary Energy¦Coal | US$2010/GJ | Price¦Primary Energy¦Coal | fuel_supply | coal | 2095 | 4.3379 | Price¦Primary Energy¦Coal
Downscaling[REMIND-MAgPIE 3.2-4.6 IntegratedPhysicalDamages (median)] | Current Policies | FRA | Price¦Primary Energy¦Coal | US$2010/GJ | Price¦Primary Energy¦Coal | fuel_supply | coal | 2100 | 4.327 | Price¦Primary Energy¦Coal
Downscaling[REMIND-MAgPIE 3.2-4.6 IntegratedPhysicalDamages (median)] | Current Policies | FRA | Price¦Primary Energy¦Gas | US$2010/GJ | Price¦Primary Energy¦Gas | fuel_supply | gas | 2020 | 3.9711 | Price¦Primary Energy¦Gas
Downscaling[REMIND-MAgPIE 3.2-4.6 IntegratedPhysicalDamages (median)] | Current Policies | FRA | Price¦Primary Energy¦Gas | US$2010/GJ | Price¦Primary Energy¦Gas | fuel_supply | gas | 2025 | 4.682 | Price¦Primary Energy¦Gas
Downscaling[REMIND-MAgPIE 3.2-4.6 IntegratedPhysicalDamages (median)] | Current Policies | FRA | Price¦Primary Energy¦Gas | US$2010/GJ | Price¦Primary Energy¦Gas | fuel_supply | gas | 2030 | 4.6153 | Price¦Primary Energy¦Gas
Downscaling[REMIND-MAgPIE 3.2-4.6 IntegratedPhysicalDamages (median)] | Current Policies | FRA | Price¦Primary Energy¦Gas | US$2010/GJ | Price¦Primary Energy¦Gas | fuel_supply | gas | 2035 | 5.0187 | Price¦Primary Energy¦Gas
Downscaling[REMIND-MAgPIE 3.2-4.6 IntegratedPhysicalDamages (median)] | Current Policies | FRA | Price¦Primary Energy¦Gas | US$2010/GJ | Price¦Primary Energy¦Gas | fuel_supply | gas | 2040 | 5.26 | Price¦Primary Energy¦Gas
Downscaling[REMIND-MAgPIE 3.2-4.6 IntegratedPhysicalDamages (median)] | Current Policies | FRA | Price¦Primary Energy¦Gas | US$2010/GJ | Price¦Primary Energy¦Gas | fuel_supply | gas | 2045 | 5.5219 | Price¦Primary Energy¦Gas
Downscaling[REMIND-MAgPIE 3.2-4.6 IntegratedPhysicalDamages (median)] | Current Policies | FRA | Price¦Primary Energy¦Gas | US$2010/GJ | Price¦Primary Energy¦Gas | fuel_supply | gas | 2050 | 5.7033 | Price¦Primary Energy¦Gas
Downscaling[REMIND-MAgPIE 3.2-4.6 IntegratedPhysicalDamages (median)] | Current Policies | FRA | Price¦Primary Energy¦Gas | US$2010/GJ | Price¦Primary Energy¦Gas | fuel_supply | gas | 2055 | 5.7265 | Price¦Primary Energy¦Gas
Downscaling[REMIND-MAgPIE 3.2-4.6 IntegratedPhysicalDamages (median)] | Current Policies | FRA | Price¦Primary Energy¦Gas | US$2010/GJ | Price¦Primary Energy¦Gas | fuel_supply | gas | 2060 | 6.7448 | Price¦Primary Energy¦Gas
Downscaling[REMIND-MAgPIE 3.2-4.6 IntegratedPhysicalDamages (median)] | Current Policies | FRA | Price¦Primary Energy¦Gas | US$2010/GJ | Price¦Primary Energy¦Gas | fuel_supply | gas | 2065 | 6.6279 | Price¦Primary Energy¦Gas
Downscaling[REMIND-MAgPIE 3.2-4.6 IntegratedPhysicalDamages (median)] | Current Policies | FRA | Price¦Primary Energy¦Gas | US$2010/GJ | Price¦Primary Energy¦Gas | fuel_supply | gas | 2070 | 6.511 | Price¦Primary Energy¦Gas
Downscaling[REMIND-MAgPIE 3.2-4.6 IntegratedPhysicalDamages (median)] | Current Policies | FRA | Price¦Primary Energy¦Gas | US$2010/GJ | Price¦Primary Energy¦Gas | fuel_supply | gas | 2075 | 6.7354 | Price¦Primary Energy¦Gas
Downscaling[REMIND-MAgPIE 3.2-4.6 IntegratedPhysicalDamages (median)] | Current Policies | FRA | Price¦Primary Energy¦Gas | US$2010/GJ | Price¦Primary Energy¦Gas | fuel_supply | gas | 2080 | 6.9598 | Price¦Primary Energy¦Gas
Downscaling[REMIND-MAgPIE 3.2-4.6 IntegratedPhysicalDamages (median)] | Current Policies | FRA | Price¦Primary Energy¦Gas | US$2010/GJ | Price¦Primary Energy¦Gas | fuel_supply | gas | 2085 | 7.2366 | Price¦Primary Energy¦Gas
Downscaling[REMIND-MAgPIE 3.2-4.6 IntegratedPhysicalDamages (median)] | Current Policies | FRA | Price¦Primary Energy¦Gas | US$2010/GJ | Price¦Primary Energy¦Gas | fuel_supply | gas | 2090 | 7.5135 | Price¦Primary Energy¦Gas
Downscaling[REMIND-MAgPIE 3.2-4.6 IntegratedPhysicalDamages (median)] | Current Policies | FRA | Price¦Primary Energy¦Gas | US$2010/GJ | Price¦Primary Energy¦Gas | fuel_supply | gas | 2095 | 7.6465 | Price¦Primary Energy¦Gas
Downscaling[REMIND-MAgPIE 3.2-4.6 IntegratedPhysicalDamages (median)] | Current Policies | FRA | Price¦Primary Energy¦Gas | US$2010/GJ | Price¦Primary Energy¦Gas | fuel_supply | gas | 2100 | 7.7796 | Price¦Primary Energy¦Gas
Downscaling[REMIND-MAgPIE 3.2-4.6 IntegratedPhysicalDamages (median)] | Current Policies | FRA | Price¦Secondary Energy¦Liquids¦Oil | US$2010/GJ | Price¦Secondary Energy¦Liquids¦Oil | fuel_supply | oil | 2020 | 82.2847 | Price¦Secondary Energy¦Liquids¦Oil
Downscaling[REMIND-MAgPIE 3.2-4.6 IntegratedPhysicalDamages (median)] | Current Policies | FRA | Price¦Secondary Energy¦Liquids¦Oil | US$2010/GJ | Price¦Secondary Energy¦Liquids¦Oil | fuel_supply | oil | 2025 | 95.1154 | Price¦Secondary Energy¦Liquids¦Oil
Downscaling[REMIND-MAgPIE 3.2-4.6 IntegratedPhysicalDamages (median)] | Current Policies | FRA | Price¦Secondary Energy¦Liquids¦Oil | US$2010/GJ | Price¦Secondary Energy¦Liquids¦Oil | fuel_supply | oil | 2030 | 86.1677 | Price¦Secondary Energy¦Liquids¦Oil
Downscaling[REMIND-MAgPIE 3.2-4.6 IntegratedPhysicalDamages (median)] | Current Policies | FRA | Price¦Secondary Energy¦Liquids¦Oil | US$2010/GJ | Price¦Secondary Energy¦Liquids¦Oil | fuel_supply | oil | 2035 | 88.4593 | Price¦Secondary Energy¦Liquids¦Oil
Downscaling[REMIND-MAgPIE 3.2-4.6 IntegratedPhysicalDamages (median)] | Current Policies | FRA | Price¦Secondary Energy¦Liquids¦Oil | US$2010/GJ | Price¦Secondary Energy¦Liquids¦Oil | fuel_supply | oil | 2040 | 99.2231 | Price¦Secondary Energy¦Liquids¦Oil
Downscaling[REMIND-MAgPIE 3.2-4.6 IntegratedPhysicalDamages (median)] | Current Policies | FRA | Price¦Secondary Energy¦Liquids¦Oil | US$2010/GJ | Price¦Secondary Energy¦Liquids¦Oil | fuel_supply | oil | 2045 | 110.4058 | Price¦Secondary Energy¦Liquids¦Oil
Downscaling[REMIND-MAgPIE 3.2-4.6 IntegratedPhysicalDamages (median)] | Current Policies | FRA | Price¦Secondary Energy¦Liquids¦Oil | US$2010/GJ | Price¦Secondary Energy¦Liquids¦Oil | fuel_supply | oil | 2050 | 119.7037 | Price¦Secondary Energy¦Liquids¦Oil
Downscaling[REMIND-MAgPIE 3.2-4.6 IntegratedPhysicalDamages (median)] | Current Policies | FRA | Price¦Secondary Energy¦Liquids¦Oil | US$2010/GJ | Price¦Secondary Energy¦Liquids¦Oil | fuel_supply | oil | 2055 | 133.525 | Price¦Secondary Energy¦Liquids¦Oil
Downscaling[REMIND-MAgPIE 3.2-4.6 IntegratedPhysicalDamages (median)] | Current Policies | FRA | Price¦Secondary Energy¦Liquids¦Oil | US$2010/GJ | Price¦Secondary Energy¦Liquids¦Oil | fuel_supply | oil | 2060 | 203.6605 | Price¦Secondary Energy¦Liquids¦Oil
Downscaling[REMIND-MAgPIE 3.2-4.6 IntegratedPhysicalDamages (median)] | Current Policies | FRA | Price¦Secondary Energy¦Liquids¦Oil | US$2010/GJ | Price¦Secondary Energy¦Liquids¦Oil | fuel_supply | oil | 2065 | 249.8707 | Price¦Secondary Energy¦Liquids¦Oil
Downscaling[REMIND-MAgPIE 3.2-4.6 IntegratedPhysicalDamages (median)] | Current Policies | FRA | Price¦Secondary Energy¦Liquids¦Oil | US$2010/GJ | Price¦Secondary Energy¦Liquids¦Oil | fuel_supply | oil | 2070 | 296.081 | Price¦Secondary Energy¦Liquids¦Oil
Downscaling[REMIND-MAgPIE 3.2-4.6 IntegratedPhysicalDamages (median)] | Current Policies | FRA | Price¦Secondary Energy¦Liquids¦Oil | US$2010/GJ | Price¦Secondary Energy¦Liquids¦Oil | fuel_supply | oil | 2075 | 292.3867 | Price¦Secondary Energy¦Liquids¦Oil
Downscaling[REMIND-MAgPIE 3.2-4.6 IntegratedPhysicalDamages (median)] | Current Policies | FRA | Price¦Secondary Energy¦Liquids¦Oil | US$2010/GJ | Price¦Secondary Energy¦Liquids¦Oil | fuel_supply | oil | 2080 | 288.6924 | Price¦Secondary Energy¦Liquids¦Oil
Downscaling[REMIND-MAgPIE 3.2-4.6 IntegratedPhysicalDamages (median)] | Current Policies | FRA | Price¦Secondary Energy¦Liquids¦Oil | US$2010/GJ | Price¦Secondary Energy¦Liquids¦Oil | fuel_supply | oil | 2085 | 287.1872 | Price¦Secondary Energy¦Liquids¦Oil
Downscaling[REMIND-MAgPIE 3.2-4.6 IntegratedPhysicalDamages (median)] | Current Policies | FRA | Price¦Secondary Energy¦Liquids¦Oil | US$2010/GJ | Price¦Secondary Energy¦Liquids¦Oil | fuel_supply | oil | 2090 | 285.6821 | Price¦Secondary Energy¦Liquids¦Oil
Downscaling[REMIND-MAgPIE 3.2-4.6 IntegratedPhysicalDamages (median)] | Current Policies | FRA | Price¦Secondary Energy¦Liquids¦Oil | US$2010/GJ | Price¦Secondary Energy¦Liquids¦Oil | fuel_supply | oil | 2095 | 272.6238 | Price¦Secondary Energy¦Liquids¦Oil
Downscaling[REMIND-MAgPIE 3.2-4.6 IntegratedPhysicalDamages (median)] | Current Policies | FRA | Price¦Secondary Energy¦Liquids¦Oil | US$2010/GJ | Price¦Secondary Energy¦Liquids¦Oil | fuel_supply | oil | 2100 | 259.5654 | Price¦Secondary Energy¦Liquids¦Oil
Downscaling[REMIND-MAgPIE 3.2-4.6 IntegratedPhysicalDamages (median)] | Current Policies | FRA | Emissions¦CO2 | Mt CO2/yr | Emissions¦CO2 | scenarios - CO2 abatement | CO2 | 2020 | 244.102 | Emissions¦CO2
Downscaling[REMIND-MAgPIE 3.2-4.6 IntegratedPhysicalDamages (median)] | Current Policies | FRA | Emissions¦CO2 | Mt CO2/yr | Emissions¦CO2 | scenarios - CO2 abatement | CO2 | 2025 | 243.1205 | Emissions¦CO2
Downscaling[REMIND-MAgPIE 3.2-4.6 IntegratedPhysicalDamages (median)] | Current Policies | FRA | Emissions¦CO2 | Mt CO2/yr | Emissions¦CO2 | scenarios - CO2 abatement | CO2 | 2030 | 215.1157 | Emissions¦CO2
Downscaling[REMIND-MAgPIE 3.2-4.6 IntegratedPhysicalDamages (median)] | Current Policies | FRA | Emissions¦CO2 | Mt CO2/yr | Emissions¦CO2 | scenarios - CO2 abatement | CO2 | 2035 | 174.3264 | Emissions¦CO2
Downscaling[REMIND-MAgPIE 3.2-4.6 IntegratedPhysicalDamages (median)] | Current Policies | FRA | Emissions¦CO2 | Mt CO2/yr | Emissions¦CO2 | scenarios - CO2 abatement | CO2 | 2040 | 139.9301 | Emissions¦CO2
Downscaling[REMIND-MAgPIE 3.2-4.6 IntegratedPhysicalDamages (median)] | Current Policies | FRA | Emissions¦CO2 | Mt CO2/yr | Emissions¦CO2 | scenarios - CO2 abatement | CO2 | 2045 | 110.5405 | Emissions¦CO2
Downscaling[REMIND-MAgPIE 3.2-4.6 IntegratedPhysicalDamages (median)] | Current Policies | FRA | Emissions¦CO2 | Mt CO2/yr | Emissions¦CO2 | scenarios - CO2 abatement | CO2 | 2050 | 99.0538 | Emissions¦CO2
Downscaling[REMIND-MAgPIE 3.2-4.6 IntegratedPhysicalDamages (median)] | Current Policies | FRA | Emissions¦CO2 | Mt CO2/yr | Emissions¦CO2 | scenarios - CO2 abatement | CO2 | 2055 | 90.5793 | Emissions¦CO2
Downscaling[REMIND-MAgPIE 3.2-4.6 IntegratedPhysicalDamages (median)] | Current Policies | FRA | Emissions¦CO2 | Mt CO2/yr | Emissions¦CO2 | scenarios - CO2 abatement | CO2 | 2060 | 82.6559 | Emissions¦CO2
Downscaling[REMIND-MAgPIE 3.2-4.6 IntegratedPhysicalDamages (median)] | Current Policies | FRA | Emissions¦CO2 | Mt CO2/yr | Emissions¦CO2 | scenarios - CO2 abatement | CO2 | 2065 | 78.2746 | Emissions¦CO2
Downscaling[REMIND-MAgPIE 3.2-4.6 IntegratedPhysicalDamages (median)] | Current Policies | FRA | Emissions¦CO2 | Mt CO2/yr | Emissions¦CO2 | scenarios - CO2 abatement | CO2 | 2070 | 73.9172 | Emissions¦CO2
Downscaling[REMIND-MAgPIE 3.2-4.6 IntegratedPhysicalDamages (median)] | Current Policies | FRA | Emissions¦CO2 | Mt CO2/yr | Emissions¦CO2 | scenarios - CO2 abatement | CO2 | 2075 | 65.1129 | Emissions¦CO2
Downscaling[REMIND-MAgPIE 3.2-4.6 IntegratedPhysicalDamages (median)] | Current Policies | FRA | Emissions¦CO2 | Mt CO2/yr | Emissions¦CO2 | scenarios - CO2 abatement | CO2 | 2080 | 56.5043 | Emissions¦CO2
Downscaling[REMIND-MAgPIE 3.2-4.6 IntegratedPhysicalDamages (median)] | Current Policies | FRA | Emissions¦CO2 | Mt CO2/yr | Emissions¦CO2 | scenarios - CO2 abatement | CO2 | 2085 | 50.0082 | Emissions¦CO2
Downscaling[REMIND-MAgPIE 3.2-4.6 IntegratedPhysicalDamages (median)] | Current Policies | FRA | Emissions¦CO2 | Mt CO2/yr | Emissions¦CO2 | scenarios - CO2 abatement | CO2 | 2090 | 42.7987 | Emissions¦CO2
Downscaling[REMIND-MAgPIE 3.2-4.6 IntegratedPhysicalDamages (median)] | Current Policies | FRA | Emissions¦CO2 | Mt CO2/yr | Emissions¦CO2 | scenarios - CO2 abatement | CO2 | 2095 | 44.2169 | Emissions¦CO2
Downscaling[REMIND-MAgPIE 3.2-4.6 IntegratedPhysicalDamages (median)] | Current Policies | FRA | Emissions¦CO2 | Mt CO2/yr | Emissions¦CO2 | scenarios - CO2 abatement | CO2 | 2100 | 45.284 | Emissions¦CO2
Downscaling[REMIND-MAgPIE 3.2-4.6 IntegratedPhysicalDamages (median)] | Current Policies | FRA | Emissions¦CO2¦Energy | Mt CO2/yr | Emissions¦CO2¦Energy | scenarios - CO2 abatement | CO2 | 2020 | 303.0244 | Emissions¦CO2¦Energy
Downscaling[REMIND-MAgPIE 3.2-4.6 IntegratedPhysicalDamages (median)] | Current Policies | FRA | Emissions¦CO2¦Energy | Mt CO2/yr | Emissions¦CO2¦Energy | scenarios - CO2 abatement | CO2 | 2025 | 275.8261 | Emissions¦CO2¦Energy
Downscaling[REMIND-MAgPIE 3.2-4.6 IntegratedPhysicalDamages (median)] | Current Policies | FRA | Emissions¦CO2¦Energy | Mt CO2/yr | Emissions¦CO2¦Energy | scenarios - CO2 abatement | CO2 | 2030 | 254.0678 | Emissions¦CO2¦Energy
Downscaling[REMIND-MAgPIE 3.2-4.6 IntegratedPhysicalDamages (median)] | Current Policies | FRA | Emissions¦CO2¦Energy | Mt CO2/yr | Emissions¦CO2¦Energy | scenarios - CO2 abatement | CO2 | 2035 | 217.2866 | Emissions¦CO2¦Energy
Downscaling[REMIND-MAgPIE 3.2-4.6 IntegratedPhysicalDamages (median)] | Current Policies | FRA | Emissions¦CO2¦Energy | Mt CO2/yr | Emissions¦CO2¦Energy | scenarios - CO2 abatement | CO2 | 2040 | 187.2513 | Emissions¦CO2¦Energy
Downscaling[REMIND-MAgPIE 3.2-4.6 IntegratedPhysicalDamages (median)] | Current Policies | FRA | Emissions¦CO2¦Energy | Mt CO2/yr | Emissions¦CO2¦Energy | scenarios - CO2 abatement | CO2 | 2045 | 162.0713 | Emissions¦CO2¦Energy
Downscaling[REMIND-MAgPIE 3.2-4.6 IntegratedPhysicalDamages (median)] | Current Policies | FRA | Emissions¦CO2¦Energy | Mt CO2/yr | Emissions¦CO2¦Energy | scenarios - CO2 abatement | CO2 | 2050 | 154.5934 | Emissions¦CO2¦Energy
Downscaling[REMIND-MAgPIE 3.2-4.6 IntegratedPhysicalDamages (median)] | Current Policies | FRA | Emissions¦CO2¦Energy | Mt CO2/yr | Emissions¦CO2¦Energy | scenarios - CO2 abatement | CO2 | 2055 | 145.0198 | Emissions¦CO2¦Energy
Downscaling[REMIND-MAgPIE 3.2-4.6 IntegratedPhysicalDamages (median)] | Current Policies | FRA | Emissions¦CO2¦Energy | Mt CO2/yr | Emissions¦CO2¦Energy | scenarios - CO2 abatement | CO2 | 2060 | 135.9085 | Emissions¦CO2¦Energy
Downscaling[REMIND-MAgPIE 3.2-4.6 IntegratedPhysicalDamages (median)] | Current Policies | FRA | Emissions¦CO2¦Energy | Mt CO2/yr | Emissions¦CO2¦Energy | scenarios - CO2 abatement | CO2 | 2065 | 130.1691 | Emissions¦CO2¦Energy
Downscaling[REMIND-MAgPIE 3.2-4.6 IntegratedPhysicalDamages (median)] | Current Policies | FRA | Emissions¦CO2¦Energy | Mt CO2/yr | Emissions¦CO2¦Energy | scenarios - CO2 abatement | CO2 | 2070 | 124.4324 | Emissions¦CO2¦Energy
Downscaling[REMIND-MAgPIE 3.2-4.6 IntegratedPhysicalDamages (median)] | Current Policies | FRA | Emissions¦CO2¦Energy | Mt CO2/yr | Emissions¦CO2¦Energy | scenarios - CO2 abatement | CO2 | 2075 | 116.5 | Emissions¦CO2¦Energy
Downscaling[REMIND-MAgPIE 3.2-4.6 IntegratedPhysicalDamages (median)] | Current Policies | FRA | Emissions¦CO2¦Energy | Mt CO2/yr | Emissions¦CO2¦Energy | scenarios - CO2 abatement | CO2 | 2080 | 108.7721 | Emissions¦CO2¦Energy
Downscaling[REMIND-MAgPIE 3.2-4.6 IntegratedPhysicalDamages (median)] | Current Policies | FRA | Emissions¦CO2¦Energy | Mt CO2/yr | Emissions¦CO2¦Energy | scenarios - CO2 abatement | CO2 | 2085 | 99.6046 | Emissions¦CO2¦Energy
Downscaling[REMIND-MAgPIE 3.2-4.6 IntegratedPhysicalDamages (median)] | Current Policies | FRA | Emissions¦CO2¦Energy | Mt CO2/yr | Emissions¦CO2¦Energy | scenarios - CO2 abatement | CO2 | 2090 | 89.7442 | Emissions¦CO2¦Energy
Downscaling[REMIND-MAgPIE 3.2-4.6 IntegratedPhysicalDamages (median)] | Current Policies | FRA | Emissions¦CO2¦Energy | Mt CO2/yr | Emissions¦CO2¦Energy | scenarios - CO2 abatement | CO2 | 2095 | 83.9845 | Emissions¦CO2¦Energy
Downscaling[REMIND-MAgPIE 3.2-4.6 IntegratedPhysicalDamages (median)] | Current Policies | FRA | Emissions¦CO2¦Energy | Mt CO2/yr | Emissions¦CO2¦Energy | scenarios - CO2 abatement | CO2 | 2100 | 77.8738 | Emissions¦CO2¦Energy
Downscaling[REMIND-MAgPIE 3.2-4.6 IntegratedPhysicalDamages (median)] | Delayed transition | FRA | Carbon Sequestration¦CCS | Mt CO2/yr | Carbon Sequestration¦CCS | CCS potential |  | 2020 | 0 | Carbon Sequestration¦CCS
Downscaling[REMIND-MAgPIE 3.2-4.6 IntegratedPhysicalDamages (median)] | Delayed transition | FRA | Carbon Sequestration¦CCS | Mt CO2/yr | Carbon Sequestration¦CCS | CCS potential |  | 2025 | 0.2339 | Carbon Sequestration¦CCS
Downscaling[REMIND-MAgPIE 3.2-4.6 IntegratedPhysicalDamages (median)] | Delayed transition | FRA | Carbon Sequestration¦CCS | Mt CO2/yr | Carbon Sequestration¦CCS | CCS potential |  | 2030 | 0.2591 | Carbon Sequestration¦CCS
Downscaling[REMIND-MAgPIE 3.2-4.6 IntegratedPhysicalDamages (median)] | Delayed transition | FRA | Carbon Sequestration¦CCS | Mt CO2/yr | Carbon Sequestration¦CCS | CCS potential |  | 2035 | 1.3523 | Carbon Sequestration¦CCS
Downscaling[REMIND-MAgPIE 3.2-4.6 IntegratedPhysicalDamages (median)] | Delayed transition | FRA | Carbon Sequestration¦CCS | Mt CO2/yr | Carbon Sequestration¦CCS | CCS potential |  | 2040 | 20.5095 | Carbon Sequestration¦CCS
Downscaling[REMIND-MAgPIE 3.2-4.6 IntegratedPhysicalDamages (median)] | Delayed transition | FRA | Carbon Sequestration¦CCS | Mt CO2/yr | Carbon Sequestration¦CCS | CCS potential |  | 2045 | 53.8068 | Carbon Sequestration¦CCS
Downscaling[REMIND-MAgPIE 3.2-4.6 IntegratedPhysicalDamages (median)] | Delayed transition | FRA | Carbon Sequestration¦CCS | Mt CO2/yr | Carbon Sequestration¦CCS | CCS potential |  | 2050 | 67.2688 | Carbon Sequestration¦CCS
Downscaling[REMIND-MAgPIE 3.2-4.6 IntegratedPhysicalDamages (median)] | Delayed transition | FRA | Carbon Sequestration¦CCS | Mt CO2/yr | Carbon Sequestration¦CCS | CCS potential |  | 2055 | 72.3052 | Carbon Sequestration¦CCS
Downscaling[REMIND-MAgPIE 3.2-4.6 IntegratedPhysicalDamages (median)] | Delayed transition | FRA | Carbon Sequestration¦CCS | Mt CO2/yr | Carbon Sequestration¦CCS | CCS potential |  | 2060 | 71.7933 | Carbon Sequestration¦CCS
Downscaling[REMIND-MAgPIE 3.2-4.6 IntegratedPhysicalDamages (median)] | Delayed transition | FRA | Carbon Sequestration¦CCS | Mt CO2/yr | Carbon Sequestration¦CCS | CCS potential |  | 2065 | 71.7104 | Carbon Sequestration¦CCS
Downscaling[REMIND-MAgPIE 3.2-4.6 IntegratedPhysicalDamages (median)] | Delayed transition | FRA | Carbon Sequestration¦CCS | Mt CO2/yr | Carbon Sequestration¦CCS | CCS potential |  | 2070 | 71.2244 | Carbon Sequestration¦CCS
Downscaling[REMIND-MAgPIE 3.2-4.6 IntegratedPhysicalDamages (median)] | Delayed transition | FRA | Carbon Sequestration¦CCS | Mt CO2/yr | Carbon Sequestration¦CCS | CCS potential |  | 2075 | 65.5822 | Carbon Sequestration¦CCS
Downscaling[REMIND-MAgPIE 3.2-4.6 IntegratedPhysicalDamages (median)] | Delayed transition | FRA | Carbon Sequestration¦CCS | Mt CO2/yr | Carbon Sequestration¦CCS | CCS potential |  | 2080 | 59.4175 | Carbon Sequestration¦CCS
Downscaling[REMIND-MAgPIE 3.2-4.6 IntegratedPhysicalDamages (median)] | Delayed transition | FRA | Carbon Sequestration¦CCS | Mt CO2/yr | Carbon Sequestration¦CCS | CCS potential |  | 2085 | 52.0706 | Carbon Sequestration¦CCS
Downscaling[REMIND-MAgPIE 3.2-4.6 IntegratedPhysicalDamages (median)] | Delayed transition | FRA | Carbon Sequestration¦CCS | Mt CO2/yr | Carbon Sequestration¦CCS | CCS potential |  | 2090 | 43.9953 | Carbon Sequestration¦CCS
Downscaling[REMIND-MAgPIE 3.2-4.6 IntegratedPhysicalDamages (median)] | Delayed transition | FRA | Carbon Sequestration¦CCS | Mt CO2/yr | Carbon Sequestration¦CCS | CCS potential |  | 2095 | 43.6055 | Carbon Sequestration¦CCS
Downscaling[REMIND-MAgPIE 3.2-4.6 IntegratedPhysicalDamages (median)] | Delayed transition | FRA | Carbon Sequestration¦CCS | Mt CO2/yr | Carbon Sequestration¦CCS | CCS potential |  | 2100 | 43.1637 | Carbon Sequestration¦CCS
Downscaling[REMIND-MAgPIE 3.2-4.6 IntegratedPhysicalDamages (median)] | Delayed transition | FRA | Final Energy¦Industry¦Electricity | EJ/yr | Final Energy¦Industry¦Electricity | demand_projection | elc_industry | 2020 | 0.4605 | Final Energy¦Industry¦Electricity
Downscaling[REMIND-MAgPIE 3.2-4.6 IntegratedPhysicalDamages (median)] | Delayed transition | FRA | Final Energy¦Industry¦Electricity | EJ/yr | Final Energy¦Industry¦Electricity | demand_projection | elc_industry | 2025 | 0.5299 | Final Energy¦Industry¦Electricity
Downscaling[REMIND-MAgPIE 3.2-4.6 IntegratedPhysicalDamages (median)] | Delayed transition | FRA | Final Energy¦Industry¦Electricity | EJ/yr | Final Energy¦Industry¦Electricity | demand_projection | elc_industry | 2030 | 0.565 | Final Energy¦Industry¦Electricity
Downscaling[REMIND-MAgPIE 3.2-4.6 IntegratedPhysicalDamages (median)] | Delayed transition | FRA | Final Energy¦Industry¦Electricity | EJ/yr | Final Energy¦Industry¦Electricity | demand_projection | elc_industry | 2035 | 0.6021 | Final Energy¦Industry¦Electricity
Downscaling[REMIND-MAgPIE 3.2-4.6 IntegratedPhysicalDamages (median)] | Delayed transition | FRA | Final Energy¦Industry¦Electricity | EJ/yr | Final Energy¦Industry¦Electricity | demand_projection | elc_industry | 2040 | 0.6497 | Final Energy¦Industry¦Electricity
Downscaling[REMIND-MAgPIE 3.2-4.6 IntegratedPhysicalDamages (median)] | Delayed transition | FRA | Final Energy¦Industry¦Electricity | EJ/yr | Final Energy¦Industry¦Electricity | demand_projection | elc_industry | 2045 | 0.6549 | Final Energy¦Industry¦Electricity
Downscaling[REMIND-MAgPIE 3.2-4.6 IntegratedPhysicalDamages (median)] | Delayed transition | FRA | Final Energy¦Industry¦Electricity | EJ/yr | Final Energy¦Industry¦Electricity | demand_projection | elc_industry | 2050 | 0.6453 | Final Energy¦Industry¦Electricity
Downscaling[REMIND-MAgPIE 3.2-4.6 IntegratedPhysicalDamages (median)] | Delayed transition | FRA | Final Energy¦Industry¦Electricity | EJ/yr | Final Energy¦Industry¦Electricity | demand_projection | elc_industry | 2055 | 0.6417 | Final Energy¦Industry¦Electricity
Downscaling[REMIND-MAgPIE 3.2-4.6 IntegratedPhysicalDamages (median)] | Delayed transition | FRA | Final Energy¦Industry¦Electricity | EJ/yr | Final Energy¦Industry¦Electricity | demand_projection | elc_industry | 2060 | 0.6001 | Final Energy¦Industry¦Electricity
Downscaling[REMIND-MAgPIE 3.2-4.6 IntegratedPhysicalDamages (median)] | Delayed transition | FRA | Final Energy¦Industry¦Electricity | EJ/yr | Final Energy¦Industry¦Electricity | demand_projection | elc_industry | 2065 | 0.6044 | Final Energy¦Industry¦Electricity
Downscaling[REMIND-MAgPIE 3.2-4.6 IntegratedPhysicalDamages (median)] | Delayed transition | FRA | Final Energy¦Industry¦Electricity | EJ/yr | Final Energy¦Industry¦Electricity | demand_projection | elc_industry | 2070 | 0.609 | Final Energy¦Industry¦Electricity
Downscaling[REMIND-MAgPIE 3.2-4.6 IntegratedPhysicalDamages (median)] | Delayed transition | FRA | Final Energy¦Industry¦Electricity | EJ/yr | Final Energy¦Industry¦Electricity | demand_projection | elc_industry | 2075 | 0.6135 | Final Energy¦Industry¦Electricity
Downscaling[REMIND-MAgPIE 3.2-4.6 IntegratedPhysicalDamages (median)] | Delayed transition | FRA | Final Energy¦Industry¦Electricity | EJ/yr | Final Energy¦Industry¦Electricity | demand_projection | elc_industry | 2080 | 0.6161 | Final Energy¦Industry¦Electricity
Downscaling[REMIND-MAgPIE 3.2-4.6 IntegratedPhysicalDamages (median)] | Delayed transition | FRA | Final Energy¦Industry¦Electricity | EJ/yr | Final Energy¦Industry¦Electricity | demand_projection | elc_industry | 2085 | 0.6066 | Final Energy¦Industry¦Electricity
Downscaling[REMIND-MAgPIE 3.2-4.6 IntegratedPhysicalDamages (median)] | Delayed transition | FRA | Final Energy¦Industry¦Electricity | EJ/yr | Final Energy¦Industry¦Electricity | demand_projection | elc_industry | 2090 | 0.5926 | Final Energy¦Industry¦Electricity
Downscaling[REMIND-MAgPIE 3.2-4.6 IntegratedPhysicalDamages (median)] | Delayed transition | FRA | Final Energy¦Industry¦Electricity | EJ/yr | Final Energy¦Industry¦Electricity | demand_projection | elc_industry | 2095 | 0.5653 | Final Energy¦Industry¦Electricity
Downscaling[REMIND-MAgPIE 3.2-4.6 IntegratedPhysicalDamages (median)] | Delayed transition | FRA | Final Energy¦Industry¦Electricity | EJ/yr | Final Energy¦Industry¦Electricity | demand_projection | elc_industry | 2100 | 0.5364 | Final Energy¦Industry¦Electricity
Downscaling[REMIND-MAgPIE 3.2-4.6 IntegratedPhysicalDamages (median)] | Delayed transition | FRA | Final Energy¦Residential and Commercial¦Electricity | EJ/yr | Final Energy¦Residential and Commercial¦Electricity | demand_projection | elc_buildings | 2020 | 1.0908 | Final Energy¦Residential and Commercial¦Electricity
Downscaling[REMIND-MAgPIE 3.2-4.6 IntegratedPhysicalDamages (median)] | Delayed transition | FRA | Final Energy¦Residential and Commercial¦Electricity | EJ/yr | Final Energy¦Residential and Commercial¦Electricity | demand_projection | elc_buildings | 2025 | 1.1998 | Final Energy¦Residential and Commercial¦Electricity
Downscaling[REMIND-MAgPIE 3.2-4.6 IntegratedPhysicalDamages (median)] | Delayed transition | FRA | Final Energy¦Residential and Commercial¦Electricity | EJ/yr | Final Energy¦Residential and Commercial¦Electricity | demand_projection | elc_buildings | 2030 | 1.2761 | Final Energy¦Residential and Commercial¦Electricity
Downscaling[REMIND-MAgPIE 3.2-4.6 IntegratedPhysicalDamages (median)] | Delayed transition | FRA | Final Energy¦Residential and Commercial¦Electricity | EJ/yr | Final Energy¦Residential and Commercial¦Electricity | demand_projection | elc_buildings | 2035 | 1.3252 | Final Energy¦Residential and Commercial¦Electricity
Downscaling[REMIND-MAgPIE 3.2-4.6 IntegratedPhysicalDamages (median)] | Delayed transition | FRA | Final Energy¦Residential and Commercial¦Electricity | EJ/yr | Final Energy¦Residential and Commercial¦Electricity | demand_projection | elc_buildings | 2040 | 1.3813 | Final Energy¦Residential and Commercial¦Electricity
Downscaling[REMIND-MAgPIE 3.2-4.6 IntegratedPhysicalDamages (median)] | Delayed transition | FRA | Final Energy¦Residential and Commercial¦Electricity | EJ/yr | Final Energy¦Residential and Commercial¦Electricity | demand_projection | elc_buildings | 2045 | 1.5249 | Final Energy¦Residential and Commercial¦Electricity
Downscaling[REMIND-MAgPIE 3.2-4.6 IntegratedPhysicalDamages (median)] | Delayed transition | FRA | Final Energy¦Residential and Commercial¦Electricity | EJ/yr | Final Energy¦Residential and Commercial¦Electricity | demand_projection | elc_buildings | 2050 | 1.5116 | Final Energy¦Residential and Commercial¦Electricity
Downscaling[REMIND-MAgPIE 3.2-4.6 IntegratedPhysicalDamages (median)] | Delayed transition | FRA | Final Energy¦Residential and Commercial¦Electricity | EJ/yr | Final Energy¦Residential and Commercial¦Electricity | demand_projection | elc_buildings | 2055 | 1.4326 | Final Energy¦Residential and Commercial¦Electricity
Downscaling[REMIND-MAgPIE 3.2-4.6 IntegratedPhysicalDamages (median)] | Delayed transition | FRA | Final Energy¦Residential and Commercial¦Electricity | EJ/yr | Final Energy¦Residential and Commercial¦Electricity | demand_projection | elc_buildings | 2060 | 1.4244 | Final Energy¦Residential and Commercial¦Electricity
Downscaling[REMIND-MAgPIE 3.2-4.6 IntegratedPhysicalDamages (median)] | Delayed transition | FRA | Final Energy¦Residential and Commercial¦Electricity | EJ/yr | Final Energy¦Residential and Commercial¦Electricity | demand_projection | elc_buildings | 2065 | 1.4339 | Final Energy¦Residential and Commercial¦Electricity
Downscaling[REMIND-MAgPIE 3.2-4.6 IntegratedPhysicalDamages (median)] | Delayed transition | FRA | Final Energy¦Residential and Commercial¦Electricity | EJ/yr | Final Energy¦Residential and Commercial¦Electricity | demand_projection | elc_buildings | 2070 | 1.4461 | Final Energy¦Residential and Commercial¦Electricity
Downscaling[REMIND-MAgPIE 3.2-4.6 IntegratedPhysicalDamages (median)] | Delayed transition | FRA | Final Energy¦Residential and Commercial¦Electricity | EJ/yr | Final Energy¦Residential and Commercial¦Electricity | demand_projection | elc_buildings | 2075 | 1.5111 | Final Energy¦Residential and Commercial¦Electricity
Downscaling[REMIND-MAgPIE 3.2-4.6 IntegratedPhysicalDamages (median)] | Delayed transition | FRA | Final Energy¦Residential and Commercial¦Electricity | EJ/yr | Final Energy¦Residential and Commercial¦Electricity | demand_projection | elc_buildings | 2080 | 1.578 | Final Energy¦Residential and Commercial¦Electricity
Downscaling[REMIND-MAgPIE 3.2-4.6 IntegratedPhysicalDamages (median)] | Delayed transition | FRA | Final Energy¦Residential and Commercial¦Electricity | EJ/yr | Final Energy¦Residential and Commercial¦Electricity | demand_projection | elc_buildings | 2085 | 1.637 | Final Energy¦Residential and Commercial¦Electricity
Downscaling[REMIND-MAgPIE 3.2-4.6 IntegratedPhysicalDamages (median)] | Delayed transition | FRA | Final Energy¦Residential and Commercial¦Electricity | EJ/yr | Final Energy¦Residential and Commercial¦Electricity | demand_projection | elc_buildings | 2090 | 1.6956 | Final Energy¦Residential and Commercial¦Electricity
Downscaling[REMIND-MAgPIE 3.2-4.6 IntegratedPhysicalDamages (median)] | Delayed transition | FRA | Final Energy¦Residential and Commercial¦Electricity | EJ/yr | Final Energy¦Residential and Commercial¦Electricity | demand_projection | elc_buildings | 2095 | 1.7705 | Final Energy¦Residential and Commercial¦Electricity
Downscaling[REMIND-MAgPIE 3.2-4.6 IntegratedPhysicalDamages (median)] | Delayed transition | FRA | Final Energy¦Residential and Commercial¦Electricity | EJ/yr | Final Energy¦Residential and Commercial¦Electricity | demand_projection | elc_buildings | 2100 | 1.8503 | Final Energy¦Residential and Commercial¦Electricity
Downscaling[REMIND-MAgPIE 3.2-4.6 IntegratedPhysicalDamages (median)] | Delayed transition | FRA | Final Energy¦Transportation¦Electricity | EJ/yr | Final Energy¦Transportation¦Electricity | demand_projection | elc_transport | 2020 | 0.0537 | Final Energy¦Transportation¦Electricity
Downscaling[REMIND-MAgPIE 3.2-4.6 IntegratedPhysicalDamages (median)] | Delayed transition | FRA | Final Energy¦Transportation¦Electricity | EJ/yr | Final Energy¦Transportation¦Electricity | demand_projection | elc_transport | 2025 | 0.1204 | Final Energy¦Transportation¦Electricity
Downscaling[REMIND-MAgPIE 3.2-4.6 IntegratedPhysicalDamages (median)] | Delayed transition | FRA | Final Energy¦Transportation¦Electricity | EJ/yr | Final Energy¦Transportation¦Electricity | demand_projection | elc_transport | 2030 | 0.2113 | Final Energy¦Transportation¦Electricity
Downscaling[REMIND-MAgPIE 3.2-4.6 IntegratedPhysicalDamages (median)] | Delayed transition | FRA | Final Energy¦Transportation¦Electricity | EJ/yr | Final Energy¦Transportation¦Electricity | demand_projection | elc_transport | 2035 | 0.3016 | Final Energy¦Transportation¦Electricity
Downscaling[REMIND-MAgPIE 3.2-4.6 IntegratedPhysicalDamages (median)] | Delayed transition | FRA | Final Energy¦Transportation¦Electricity | EJ/yr | Final Energy¦Transportation¦Electricity | demand_projection | elc_transport | 2040 | 0.352 | Final Energy¦Transportation¦Electricity
Downscaling[REMIND-MAgPIE 3.2-4.6 IntegratedPhysicalDamages (median)] | Delayed transition | FRA | Final Energy¦Transportation¦Electricity | EJ/yr | Final Energy¦Transportation¦Electricity | demand_projection | elc_transport | 2045 | 0.3579 | Final Energy¦Transportation¦Electricity
Downscaling[REMIND-MAgPIE 3.2-4.6 IntegratedPhysicalDamages (median)] | Delayed transition | FRA | Final Energy¦Transportation¦Electricity | EJ/yr | Final Energy¦Transportation¦Electricity | demand_projection | elc_transport | 2050 | 0.3807 | Final Energy¦Transportation¦Electricity
Downscaling[REMIND-MAgPIE 3.2-4.6 IntegratedPhysicalDamages (median)] | Delayed transition | FRA | Final Energy¦Transportation¦Electricity | EJ/yr | Final Energy¦Transportation¦Electricity | demand_projection | elc_transport | 2055 | 0.4063 | Final Energy¦Transportation¦Electricity
Downscaling[REMIND-MAgPIE 3.2-4.6 IntegratedPhysicalDamages (median)] | Delayed transition | FRA | Final Energy¦Transportation¦Electricity | EJ/yr | Final Energy¦Transportation¦Electricity | demand_projection | elc_transport | 2060 | 0.4225 | Final Energy¦Transportation¦Electricity
Downscaling[REMIND-MAgPIE 3.2-4.6 IntegratedPhysicalDamages (median)] | Delayed transition | FRA | Final Energy¦Transportation¦Electricity | EJ/yr | Final Energy¦Transportation¦Electricity | demand_projection | elc_transport | 2065 | 0.4403 | Final Energy¦Transportation¦Electricity
Downscaling[REMIND-MAgPIE 3.2-4.6 IntegratedPhysicalDamages (median)] | Delayed transition | FRA | Final Energy¦Transportation¦Electricity | EJ/yr | Final Energy¦Transportation¦Electricity | demand_projection | elc_transport | 2070 | 0.4557 | Final Energy¦Transportation¦Electricity
Downscaling[REMIND-MAgPIE 3.2-4.6 IntegratedPhysicalDamages (median)] | Delayed transition | FRA | Final Energy¦Transportation¦Electricity | EJ/yr | Final Energy¦Transportation¦Electricity | demand_projection | elc_transport | 2075 | 0.4689 | Final Energy¦Transportation¦Electricity
Downscaling[REMIND-MAgPIE 3.2-4.6 IntegratedPhysicalDamages (median)] | Delayed transition | FRA | Final Energy¦Transportation¦Electricity | EJ/yr | Final Energy¦Transportation¦Electricity | demand_projection | elc_transport | 2080 | 0.4837 | Final Energy¦Transportation¦Electricity
Downscaling[REMIND-MAgPIE 3.2-4.6 IntegratedPhysicalDamages (median)] | Delayed transition | FRA | Final Energy¦Transportation¦Electricity | EJ/yr | Final Energy¦Transportation¦Electricity | demand_projection | elc_transport | 2085 | 0.497 | Final Energy¦Transportation¦Electricity
Downscaling[REMIND-MAgPIE 3.2-4.6 IntegratedPhysicalDamages (median)] | Delayed transition | FRA | Final Energy¦Transportation¦Electricity | EJ/yr | Final Energy¦Transportation¦Electricity | demand_projection | elc_transport | 2090 | 0.5089 | Final Energy¦Transportation¦Electricity
Downscaling[REMIND-MAgPIE 3.2-4.6 IntegratedPhysicalDamages (median)] | Delayed transition | FRA | Final Energy¦Transportation¦Electricity | EJ/yr | Final Energy¦Transportation¦Electricity | demand_projection | elc_transport | 2095 | 0.5141 | Final Energy¦Transportation¦Electricity
Downscaling[REMIND-MAgPIE 3.2-4.6 IntegratedPhysicalDamages (median)] | Delayed transition | FRA | Final Energy¦Transportation¦Electricity | EJ/yr | Final Energy¦Transportation¦Electricity | demand_projection | elc_transport | 2100 | 0.5194 | Final Energy¦Transportation¦Electricity
Downscaling[REMIND-MAgPIE 3.2-4.6 IntegratedPhysicalDamages (median)] | Delayed transition | FRA | Secondary Energy¦Hydrogen | EJ/yr | Secondary Energy¦Hydrogen | demand_projection | hydrogen_allsect | 2020 | 0.0084 | Secondary Energy¦Hydrogen
Downscaling[REMIND-MAgPIE 3.2-4.6 IntegratedPhysicalDamages (median)] | Delayed transition | FRA | Secondary Energy¦Hydrogen | EJ/yr | Secondary Energy¦Hydrogen | demand_projection | hydrogen_allsect | 2025 | 0.0395 | Secondary Energy¦Hydrogen
Downscaling[REMIND-MAgPIE 3.2-4.6 IntegratedPhysicalDamages (median)] | Delayed transition | FRA | Secondary Energy¦Hydrogen | EJ/yr | Secondary Energy¦Hydrogen | demand_projection | hydrogen_allsect | 2030 | 0.0728 | Secondary Energy¦Hydrogen
Downscaling[REMIND-MAgPIE 3.2-4.6 IntegratedPhysicalDamages (median)] | Delayed transition | FRA | Secondary Energy¦Hydrogen | EJ/yr | Secondary Energy¦Hydrogen | demand_projection | hydrogen_allsect | 2035 | 0.0873 | Secondary Energy¦Hydrogen
Downscaling[REMIND-MAgPIE 3.2-4.6 IntegratedPhysicalDamages (median)] | Delayed transition | FRA | Secondary Energy¦Hydrogen | EJ/yr | Secondary Energy¦Hydrogen | demand_projection | hydrogen_allsect | 2040 | 0.1221 | Secondary Energy¦Hydrogen
Downscaling[REMIND-MAgPIE 3.2-4.6 IntegratedPhysicalDamages (median)] | Delayed transition | FRA | Secondary Energy¦Hydrogen | EJ/yr | Secondary Energy¦Hydrogen | demand_projection | hydrogen_allsect | 2045 | 0.2479 | Secondary Energy¦Hydrogen
Downscaling[REMIND-MAgPIE 3.2-4.6 IntegratedPhysicalDamages (median)] | Delayed transition | FRA | Secondary Energy¦Hydrogen | EJ/yr | Secondary Energy¦Hydrogen | demand_projection | hydrogen_allsect | 2050 | 0.3907 | Secondary Energy¦Hydrogen
Downscaling[REMIND-MAgPIE 3.2-4.6 IntegratedPhysicalDamages (median)] | Delayed transition | FRA | Secondary Energy¦Hydrogen | EJ/yr | Secondary Energy¦Hydrogen | demand_projection | hydrogen_allsect | 2055 | 0.4881 | Secondary Energy¦Hydrogen
Downscaling[REMIND-MAgPIE 3.2-4.6 IntegratedPhysicalDamages (median)] | Delayed transition | FRA | Secondary Energy¦Hydrogen | EJ/yr | Secondary Energy¦Hydrogen | demand_projection | hydrogen_allsect | 2060 | 0.5803 | Secondary Energy¦Hydrogen
Downscaling[REMIND-MAgPIE 3.2-4.6 IntegratedPhysicalDamages (median)] | Delayed transition | FRA | Secondary Energy¦Hydrogen | EJ/yr | Secondary Energy¦Hydrogen | demand_projection | hydrogen_allsect | 2065 | 0.5846 | Secondary Energy¦Hydrogen
Downscaling[REMIND-MAgPIE 3.2-4.6 IntegratedPhysicalDamages (median)] | Delayed transition | FRA | Secondary Energy¦Hydrogen | EJ/yr | Secondary Energy¦Hydrogen | demand_projection | hydrogen_allsect | 2070 | 0.5834 | Secondary Energy¦Hydrogen
Downscaling[REMIND-MAgPIE 3.2-4.6 IntegratedPhysicalDamages (median)] | Delayed transition | FRA | Secondary Energy¦Hydrogen | EJ/yr | Secondary Energy¦Hydrogen | demand_projection | hydrogen_allsect | 2075 | 0.5653 | Secondary Energy¦Hydrogen
Downscaling[REMIND-MAgPIE 3.2-4.6 IntegratedPhysicalDamages (median)] | Delayed transition | FRA | Secondary Energy¦Hydrogen | EJ/yr | Secondary Energy¦Hydrogen | demand_projection | hydrogen_allsect | 2080 | 0.5438 | Secondary Energy¦Hydrogen
Downscaling[REMIND-MAgPIE 3.2-4.6 IntegratedPhysicalDamages (median)] | Delayed transition | FRA | Secondary Energy¦Hydrogen | EJ/yr | Secondary Energy¦Hydrogen | demand_projection | hydrogen_allsect | 2085 | 0.5363 | Secondary Energy¦Hydrogen
Downscaling[REMIND-MAgPIE 3.2-4.6 IntegratedPhysicalDamages (median)] | Delayed transition | FRA | Secondary Energy¦Hydrogen | EJ/yr | Secondary Energy¦Hydrogen | demand_projection | hydrogen_allsect | 2090 | 0.5244 | Secondary Energy¦Hydrogen
Downscaling[REMIND-MAgPIE 3.2-4.6 IntegratedPhysicalDamages (median)] | Delayed transition | FRA | Secondary Energy¦Hydrogen | EJ/yr | Secondary Energy¦Hydrogen | demand_projection | hydrogen_allsect | 2095 | 0.5297 | Secondary Energy¦Hydrogen
Downscaling[REMIND-MAgPIE 3.2-4.6 IntegratedPhysicalDamages (median)] | Delayed transition | FRA | Secondary Energy¦Hydrogen | EJ/yr | Secondary Energy¦Hydrogen | demand_projection | hydrogen_allsect | 2100 | 0.5349 | Secondary Energy¦Hydrogen
Downscaling[REMIND-MAgPIE 3.2-4.6 IntegratedPhysicalDamages (median)] | Delayed transition | FRA | Secondary Energy¦Electricity¦Coal | EJ/yr | Secondary Energy¦Electricity¦Coal | elec_co2 |  | 2020 | 0.0327 | Secondary Energy¦Electricity¦Coal | 94
Downscaling[REMIND-MAgPIE 3.2-4.6 IntegratedPhysicalDamages (median)] | Delayed transition | FRA | Secondary Energy¦Electricity¦Coal | EJ/yr | Secondary Energy¦Electricity¦Coal | elec_co2 |  | 2025 | 0.0087 | Secondary Energy¦Electricity¦Coal | 94
Downscaling[REMIND-MAgPIE 3.2-4.6 IntegratedPhysicalDamages (median)] | Delayed transition | FRA | Secondary Energy¦Electricity¦Coal | EJ/yr | Secondary Energy¦Electricity¦Coal | elec_co2 |  | 2030 | 0.0025 | Secondary Energy¦Electricity¦Coal | 94
Downscaling[REMIND-MAgPIE 3.2-4.6 IntegratedPhysicalDamages (median)] | Delayed transition | FRA | Secondary Energy¦Electricity¦Coal | EJ/yr | Secondary Energy¦Electricity¦Coal | elec_co2 |  | 2035 | 0.0009 | Secondary Energy¦Electricity¦Coal | 94
Downscaling[REMIND-MAgPIE 3.2-4.6 IntegratedPhysicalDamages (median)] | Delayed transition | FRA | Secondary Energy¦Electricity¦Coal | EJ/yr | Secondary Energy¦Electricity¦Coal | elec_co2 |  | 2040 | 0 | Secondary Energy¦Electricity¦Coal | 94
Downscaling[REMIND-MAgPIE 3.2-4.6 IntegratedPhysicalDamages (median)] | Delayed transition | FRA | Secondary Energy¦Electricity¦Coal | EJ/yr | Secondary Energy¦Electricity¦Coal | elec_co2 |  | 2045 | 0 | Secondary Energy¦Electricity¦Coal | 94
Downscaling[REMIND-MAgPIE 3.2-4.6 IntegratedPhysicalDamages (median)] | Delayed transition | FRA | Secondary Energy¦Electricity¦Coal | EJ/yr | Secondary Energy¦Electricity¦Coal | elec_co2 |  | 2050 | 0 | Secondary Energy¦Electricity¦Coal | 94
Downscaling[REMIND-MAgPIE 3.2-4.6 IntegratedPhysicalDamages (median)] | Delayed transition | FRA | Secondary Energy¦Electricity¦Coal | EJ/yr | Secondary Energy¦Electricity¦Coal | elec_co2 |  | 2055 | 0 | Secondary Energy¦Electricity¦Coal | 94
Downscaling[REMIND-MAgPIE 3.2-4.6 IntegratedPhysicalDamages (median)] | Delayed transition | FRA | Secondary Energy¦Electricity¦Coal | EJ/yr | Secondary Energy¦Electricity¦Coal | elec_co2 |  | 2060 | 0 | Secondary Energy¦Electricity¦Coal | 94
Downscaling[REMIND-MAgPIE 3.2-4.6 IntegratedPhysicalDamages (median)] | Delayed transition | FRA | Secondary Energy¦Electricity¦Coal | EJ/yr | Secondary Energy¦Electricity¦Coal | elec_co2 |  | 2065 | 0 | Secondary Energy¦Electricity¦Coal | 94
Downscaling[REMIND-MAgPIE 3.2-4.6 IntegratedPhysicalDamages (median)] | Delayed transition | FRA | Secondary Energy¦Electricity¦Coal | EJ/yr | Secondary Energy¦Electricity¦Coal | elec_co2 |  | 2070 | 0 | Secondary Energy¦Electricity¦Coal | 94
Downscaling[REMIND-MAgPIE 3.2-4.6 IntegratedPhysicalDamages (median)] | Delayed transition | FRA | Secondary Energy¦Electricity¦Coal | EJ/yr | Secondary Energy¦Electricity¦Coal | elec_co2 |  | 2075 | 0 | Secondary Energy¦Electricity¦Coal | 94
Downscaling[REMIND-MAgPIE 3.2-4.6 IntegratedPhysicalDamages (median)] | Delayed transition | FRA | Secondary Energy¦Electricity¦Coal | EJ/yr | Secondary Energy¦Electricity¦Coal | elec_co2 |  | 2080 | 0 | Secondary Energy¦Electricity¦Coal | 94
Downscaling[REMIND-MAgPIE 3.2-4.6 IntegratedPhysicalDamages (median)] | Delayed transition | FRA | Secondary Energy¦Electricity¦Coal | EJ/yr | Secondary Energy¦Electricity¦Coal | elec_co2 |  | 2085 | 0 | Secondary Energy¦Electricity¦Coal | 94
Downscaling[REMIND-MAgPIE 3.2-4.6 IntegratedPhysicalDamages (median)] | Delayed transition | FRA | Secondary Energy¦Electricity¦Coal | EJ/yr | Secondary Energy¦Electricity¦Coal | elec_co2 |  | 2090 | 0 | Secondary Energy¦Electricity¦Coal | 94
Downscaling[REMIND-MAgPIE 3.2-4.6 IntegratedPhysicalDamages (median)] | Delayed transition | FRA | Secondary Energy¦Electricity¦Coal | EJ/yr | Secondary Energy¦Electricity¦Coal | elec_co2 |  | 2095 | 0 | Secondary Energy¦Electricity¦Coal | 94
Downscaling[REMIND-MAgPIE 3.2-4.6 IntegratedPhysicalDamages (median)] | Delayed transition | FRA | Secondary Energy¦Electricity¦Coal | EJ/yr | Secondary Energy¦Electricity¦Coal | elec_co2 |  | 2100 | 0 | Secondary Energy¦Electricity¦Coal | 94
Downscaling[REMIND-MAgPIE 3.2-4.6 IntegratedPhysicalDamages (median)] | Delayed transition | FRA | Secondary Energy¦Electricity¦Gas | EJ/yr | Secondary Energy¦Electricity¦Gas | elec_co2 |  | 2020 | 0.1768 | Secondary Energy¦Electricity¦Gas | 55
Downscaling[REMIND-MAgPIE 3.2-4.6 IntegratedPhysicalDamages (median)] | Delayed transition | FRA | Secondary Energy¦Electricity¦Gas | EJ/yr | Secondary Energy¦Electricity¦Gas | elec_co2 |  | 2025 | 0.2007 | Secondary Energy¦Electricity¦Gas | 55
Downscaling[REMIND-MAgPIE 3.2-4.6 IntegratedPhysicalDamages (median)] | Delayed transition | FRA | Secondary Energy¦Electricity¦Gas | EJ/yr | Secondary Energy¦Electricity¦Gas | elec_co2 |  | 2030 | 0.1828 | Secondary Energy¦Electricity¦Gas | 55
Downscaling[REMIND-MAgPIE 3.2-4.6 IntegratedPhysicalDamages (median)] | Delayed transition | FRA | Secondary Energy¦Electricity¦Gas | EJ/yr | Secondary Energy¦Electricity¦Gas | elec_co2 |  | 2035 | 0.1092 | Secondary Energy¦Electricity¦Gas | 55
Downscaling[REMIND-MAgPIE 3.2-4.6 IntegratedPhysicalDamages (median)] | Delayed transition | FRA | Secondary Energy¦Electricity¦Gas | EJ/yr | Secondary Energy¦Electricity¦Gas | elec_co2 |  | 2040 | 0.0087 | Secondary Energy¦Electricity¦Gas | 55
Downscaling[REMIND-MAgPIE 3.2-4.6 IntegratedPhysicalDamages (median)] | Delayed transition | FRA | Secondary Energy¦Electricity¦Gas | EJ/yr | Secondary Energy¦Electricity¦Gas | elec_co2 |  | 2045 | 0.0061 | Secondary Energy¦Electricity¦Gas | 55
Downscaling[REMIND-MAgPIE 3.2-4.6 IntegratedPhysicalDamages (median)] | Delayed transition | FRA | Secondary Energy¦Electricity¦Gas | EJ/yr | Secondary Energy¦Electricity¦Gas | elec_co2 |  | 2050 | 0.0026 | Secondary Energy¦Electricity¦Gas | 55
Downscaling[REMIND-MAgPIE 3.2-4.6 IntegratedPhysicalDamages (median)] | Delayed transition | FRA | Secondary Energy¦Electricity¦Gas | EJ/yr | Secondary Energy¦Electricity¦Gas | elec_co2 |  | 2055 | 0.0006 | Secondary Energy¦Electricity¦Gas | 55
Downscaling[REMIND-MAgPIE 3.2-4.6 IntegratedPhysicalDamages (median)] | Delayed transition | FRA | Secondary Energy¦Electricity¦Gas | EJ/yr | Secondary Energy¦Electricity¦Gas | elec_co2 |  | 2060 | 0 | Secondary Energy¦Electricity¦Gas | 55
Downscaling[REMIND-MAgPIE 3.2-4.6 IntegratedPhysicalDamages (median)] | Delayed transition | FRA | Secondary Energy¦Electricity¦Gas | EJ/yr | Secondary Energy¦Electricity¦Gas | elec_co2 |  | 2065 | 0 | Secondary Energy¦Electricity¦Gas | 55
Downscaling[REMIND-MAgPIE 3.2-4.6 IntegratedPhysicalDamages (median)] | Delayed transition | FRA | Secondary Energy¦Electricity¦Gas | EJ/yr | Secondary Energy¦Electricity¦Gas | elec_co2 |  | 2070 | 0 | Secondary Energy¦Electricity¦Gas | 55
Downscaling[REMIND-MAgPIE 3.2-4.6 IntegratedPhysicalDamages (median)] | Delayed transition | FRA | Secondary Energy¦Electricity¦Gas | EJ/yr | Secondary Energy¦Electricity¦Gas | elec_co2 |  | 2075 | 0 | Secondary Energy¦Electricity¦Gas | 55
Downscaling[REMIND-MAgPIE 3.2-4.6 IntegratedPhysicalDamages (median)] | Delayed transition | FRA | Secondary Energy¦Electricity¦Gas | EJ/yr | Secondary Energy¦Electricity¦Gas | elec_co2 |  | 2080 | 0 | Secondary Energy¦Electricity¦Gas | 55
Downscaling[REMIND-MAgPIE 3.2-4.6 IntegratedPhysicalDamages (median)] | Delayed transition | FRA | Secondary Energy¦Electricity¦Gas | EJ/yr | Secondary Energy¦Electricity¦Gas | elec_co2 |  | 2085 | 0 | Secondary Energy¦Electricity¦Gas | 55
Downscaling[REMIND-MAgPIE 3.2-4.6 IntegratedPhysicalDamages (median)] | Delayed transition | FRA | Secondary Energy¦Electricity¦Gas | EJ/yr | Secondary Energy¦Electricity¦Gas | elec_co2 |  | 2090 | 0 | Secondary Energy¦Electricity¦Gas | 55
Downscaling[REMIND-MAgPIE 3.2-4.6 IntegratedPhysicalDamages (median)] | Delayed transition | FRA | Secondary Energy¦Electricity¦Gas | EJ/yr | Secondary Energy¦Electricity¦Gas | elec_co2 |  | 2095 | 0 | Secondary Energy¦Electricity¦Gas | 55
Downscaling[REMIND-MAgPIE 3.2-4.6 IntegratedPhysicalDamages (median)] | Delayed transition | FRA | Secondary Energy¦Electricity¦Gas | EJ/yr | Secondary Energy¦Electricity¦Gas | elec_co2 |  | 2100 | 0 | Secondary Energy¦Electricity¦Gas | 55
Downscaling[REMIND-MAgPIE 3.2-4.6 IntegratedPhysicalDamages (median)] | Delayed transition | FRA | Secondary Energy¦Electricity¦Oil | EJ/yr | Secondary Energy¦Electricity¦Oil | elec_co2 |  | 2020 | 0.0143 | Secondary Energy¦Electricity¦Oil | 70
Downscaling[REMIND-MAgPIE 3.2-4.6 IntegratedPhysicalDamages (median)] | Delayed transition | FRA | Secondary Energy¦Electricity¦Oil | EJ/yr | Secondary Energy¦Electricity¦Oil | elec_co2 |  | 2025 | 0.0053 | Secondary Energy¦Electricity¦Oil | 70
Downscaling[REMIND-MAgPIE 3.2-4.6 IntegratedPhysicalDamages (median)] | Delayed transition | FRA | Secondary Energy¦Electricity¦Oil | EJ/yr | Secondary Energy¦Electricity¦Oil | elec_co2 |  | 2030 | 0.0004 | Secondary Energy¦Electricity¦Oil | 70
Downscaling[REMIND-MAgPIE 3.2-4.6 IntegratedPhysicalDamages (median)] | Delayed transition | FRA | Secondary Energy¦Electricity¦Oil | EJ/yr | Secondary Energy¦Electricity¦Oil | elec_co2 |  | 2035 | 0 | Secondary Energy¦Electricity¦Oil | 70
Downscaling[REMIND-MAgPIE 3.2-4.6 IntegratedPhysicalDamages (median)] | Delayed transition | FRA | Secondary Energy¦Electricity¦Oil | EJ/yr | Secondary Energy¦Electricity¦Oil | elec_co2 |  | 2040 | 0 | Secondary Energy¦Electricity¦Oil | 70
Downscaling[REMIND-MAgPIE 3.2-4.6 IntegratedPhysicalDamages (median)] | Delayed transition | FRA | Secondary Energy¦Electricity¦Oil | EJ/yr | Secondary Energy¦Electricity¦Oil | elec_co2 |  | 2045 | 0 | Secondary Energy¦Electricity¦Oil | 70
Downscaling[REMIND-MAgPIE 3.2-4.6 IntegratedPhysicalDamages (median)] | Delayed transition | FRA | Secondary Energy¦Electricity¦Oil | EJ/yr | Secondary Energy¦Electricity¦Oil | elec_co2 |  | 2050 | 0 | Secondary Energy¦Electricity¦Oil | 70
Downscaling[REMIND-MAgPIE 3.2-4.6 IntegratedPhysicalDamages (median)] | Delayed transition | FRA | Secondary Energy¦Electricity¦Oil | EJ/yr | Secondary Energy¦Electricity¦Oil | elec_co2 |  | 2055 | 0 | Secondary Energy¦Electricity¦Oil | 70
Downscaling[REMIND-MAgPIE 3.2-4.6 IntegratedPhysicalDamages (median)] | Delayed transition | FRA | Secondary Energy¦Electricity¦Oil | EJ/yr | Secondary Energy¦Electricity¦Oil | elec_co2 |  | 2060 | 0 | Secondary Energy¦Electricity¦Oil | 70
Downscaling[REMIND-MAgPIE 3.2-4.6 IntegratedPhysicalDamages (median)] | Delayed transition | FRA | Secondary Energy¦Electricity¦Oil | EJ/yr | Secondary Energy¦Electricity¦Oil | elec_co2 |  | 2065 | 0 | Secondary Energy¦Electricity¦Oil | 70
Downscaling[REMIND-MAgPIE 3.2-4.6 IntegratedPhysicalDamages (median)] | Delayed transition | FRA | Secondary Energy¦Electricity¦Oil | EJ/yr | Secondary Energy¦Electricity¦Oil | elec_co2 |  | 2070 | 0 | Secondary Energy¦Electricity¦Oil | 70
Downscaling[REMIND-MAgPIE 3.2-4.6 IntegratedPhysicalDamages (median)] | Delayed transition | FRA | Secondary Energy¦Electricity¦Oil | EJ/yr | Secondary Energy¦Electricity¦Oil | elec_co2 |  | 2075 | 0 | Secondary Energy¦Electricity¦Oil | 70
Downscaling[REMIND-MAgPIE 3.2-4.6 IntegratedPhysicalDamages (median)] | Delayed transition | FRA | Secondary Energy¦Electricity¦Oil | EJ/yr | Secondary Energy¦Electricity¦Oil | elec_co2 |  | 2080 | 0 | Secondary Energy¦Electricity¦Oil | 70
Downscaling[REMIND-MAgPIE 3.2-4.6 IntegratedPhysicalDamages (median)] | Delayed transition | FRA | Secondary Energy¦Electricity¦Oil | EJ/yr | Secondary Energy¦Electricity¦Oil | elec_co2 |  | 2085 | 0 | Secondary Energy¦Electricity¦Oil | 70
Downscaling[REMIND-MAgPIE 3.2-4.6 IntegratedPhysicalDamages (median)] | Delayed transition | FRA | Secondary Energy¦Electricity¦Oil | EJ/yr | Secondary Energy¦Electricity¦Oil | elec_co2 |  | 2090 | 0 | Secondary Energy¦Electricity¦Oil | 70
Downscaling[REMIND-MAgPIE 3.2-4.6 IntegratedPhysicalDamages (median)] | Delayed transition | FRA | Secondary Energy¦Electricity¦Oil | EJ/yr | Secondary Energy¦Electricity¦Oil | elec_co2 |  | 2095 | 0 | Secondary Energy¦Electricity¦Oil | 70
Downscaling[REMIND-MAgPIE 3.2-4.6 IntegratedPhysicalDamages (median)] | Delayed transition | FRA | Secondary Energy¦Electricity¦Oil | EJ/yr | Secondary Energy¦Electricity¦Oil | elec_co2 |  | 2100 | 0 | Secondary Energy¦Electricity¦Oil | 70
Downscaling[REMIND-MAgPIE 3.2-4.6 IntegratedPhysicalDamages (median)] | Delayed transition | FRA | Price¦Primary Energy¦Biomass | US$2010/GJ | Price¦Primary Energy¦Biomass | fuel_supply | bioenergy | 2020 | 5.3799 | Price¦Primary Energy¦Biomass
Downscaling[REMIND-MAgPIE 3.2-4.6 IntegratedPhysicalDamages (median)] | Delayed transition | FRA | Price¦Primary Energy¦Biomass | US$2010/GJ | Price¦Primary Energy¦Biomass | fuel_supply | bioenergy | 2025 | 5.7255 | Price¦Primary Energy¦Biomass
Downscaling[REMIND-MAgPIE 3.2-4.6 IntegratedPhysicalDamages (median)] | Delayed transition | FRA | Price¦Primary Energy¦Biomass | US$2010/GJ | Price¦Primary Energy¦Biomass | fuel_supply | bioenergy | 2030 | 5.1289 | Price¦Primary Energy¦Biomass
Downscaling[REMIND-MAgPIE 3.2-4.6 IntegratedPhysicalDamages (median)] | Delayed transition | FRA | Price¦Primary Energy¦Biomass | US$2010/GJ | Price¦Primary Energy¦Biomass | fuel_supply | bioenergy | 2035 | 1.9162 | Price¦Primary Energy¦Biomass
Downscaling[REMIND-MAgPIE 3.2-4.6 IntegratedPhysicalDamages (median)] | Delayed transition | FRA | Price¦Primary Energy¦Biomass | US$2010/GJ | Price¦Primary Energy¦Biomass | fuel_supply | bioenergy | 2040 | 5.324 | Price¦Primary Energy¦Biomass
Downscaling[REMIND-MAgPIE 3.2-4.6 IntegratedPhysicalDamages (median)] | Delayed transition | FRA | Price¦Primary Energy¦Biomass | US$2010/GJ | Price¦Primary Energy¦Biomass | fuel_supply | bioenergy | 2045 | 9.0474 | Price¦Primary Energy¦Biomass
Downscaling[REMIND-MAgPIE 3.2-4.6 IntegratedPhysicalDamages (median)] | Delayed transition | FRA | Price¦Primary Energy¦Biomass | US$2010/GJ | Price¦Primary Energy¦Biomass | fuel_supply | bioenergy | 2050 | 18.2626 | Price¦Primary Energy¦Biomass
Downscaling[REMIND-MAgPIE 3.2-4.6 IntegratedPhysicalDamages (median)] | Delayed transition | FRA | Price¦Primary Energy¦Biomass | US$2010/GJ | Price¦Primary Energy¦Biomass | fuel_supply | bioenergy | 2055 | 20.8273 | Price¦Primary Energy¦Biomass
Downscaling[REMIND-MAgPIE 3.2-4.6 IntegratedPhysicalDamages (median)] | Delayed transition | FRA | Price¦Primary Energy¦Biomass | US$2010/GJ | Price¦Primary Energy¦Biomass | fuel_supply | bioenergy | 2060 | 29.2543 | Price¦Primary Energy¦Biomass
Downscaling[REMIND-MAgPIE 3.2-4.6 IntegratedPhysicalDamages (median)] | Delayed transition | FRA | Price¦Primary Energy¦Biomass | US$2010/GJ | Price¦Primary Energy¦Biomass | fuel_supply | bioenergy | 2065 | 26.4936 | Price¦Primary Energy¦Biomass
Downscaling[REMIND-MAgPIE 3.2-4.6 IntegratedPhysicalDamages (median)] | Delayed transition | FRA | Price¦Primary Energy¦Biomass | US$2010/GJ | Price¦Primary Energy¦Biomass | fuel_supply | bioenergy | 2070 | 23.7328 | Price¦Primary Energy¦Biomass
Downscaling[REMIND-MAgPIE 3.2-4.6 IntegratedPhysicalDamages (median)] | Delayed transition | FRA | Price¦Primary Energy¦Biomass | US$2010/GJ | Price¦Primary Energy¦Biomass | fuel_supply | bioenergy | 2075 | 24.7315 | Price¦Primary Energy¦Biomass
Downscaling[REMIND-MAgPIE 3.2-4.6 IntegratedPhysicalDamages (median)] | Delayed transition | FRA | Price¦Primary Energy¦Biomass | US$2010/GJ | Price¦Primary Energy¦Biomass | fuel_supply | bioenergy | 2080 | 25.7302 | Price¦Primary Energy¦Biomass
Downscaling[REMIND-MAgPIE 3.2-4.6 IntegratedPhysicalDamages (median)] | Delayed transition | FRA | Price¦Primary Energy¦Biomass | US$2010/GJ | Price¦Primary Energy¦Biomass | fuel_supply | bioenergy | 2085 | 23.7365 | Price¦Primary Energy¦Biomass
Downscaling[REMIND-MAgPIE 3.2-4.6 IntegratedPhysicalDamages (median)] | Delayed transition | FRA | Price¦Primary Energy¦Biomass | US$2010/GJ | Price¦Primary Energy¦Biomass | fuel_supply | bioenergy | 2090 | 21.7427 | Price¦Primary Energy¦Biomass
Downscaling[REMIND-MAgPIE 3.2-4.6 IntegratedPhysicalDamages (median)] | Delayed transition | FRA | Price¦Primary Energy¦Biomass | US$2010/GJ | Price¦Primary Energy¦Biomass | fuel_supply | bioenergy | 2095 | 22.505 | Price¦Primary Energy¦Biomass
Downscaling[REMIND-MAgPIE 3.2-4.6 IntegratedPhysicalDamages (median)] | Delayed transition | FRA | Price¦Primary Energy¦Biomass | US$2010/GJ | Price¦Primary Energy¦Biomass | fuel_supply | bioenergy | 2100 | 23.2672 | Price¦Primary Energy¦Biomass
Downscaling[REMIND-MAgPIE 3.2-4.6 IntegratedPhysicalDamages (median)] | Delayed transition | FRA | Price¦Primary Energy¦Coal | US$2010/GJ | Price¦Primary Energy¦Coal | fuel_supply | coal | 2020 | 2.0344 | Price¦Primary Energy¦Coal
Downscaling[REMIND-MAgPIE 3.2-4.6 IntegratedPhysicalDamages (median)] | Delayed transition | FRA | Price¦Primary Energy¦Coal | US$2010/GJ | Price¦Primary Energy¦Coal | fuel_supply | coal | 2025 | 2.2207 | Price¦Primary Energy¦Coal
Downscaling[REMIND-MAgPIE 3.2-4.6 IntegratedPhysicalDamages (median)] | Delayed transition | FRA | Price¦Primary Energy¦Coal | US$2010/GJ | Price¦Primary Energy¦Coal | fuel_supply | coal | 2030 | 2.2579 | Price¦Primary Energy¦Coal
Downscaling[REMIND-MAgPIE 3.2-4.6 IntegratedPhysicalDamages (median)] | Delayed transition | FRA | Price¦Primary Energy¦Coal | US$2010/GJ | Price¦Primary Energy¦Coal | fuel_supply | coal | 2035 | 2.2943 | Price¦Primary Energy¦Coal
Downscaling[REMIND-MAgPIE 3.2-4.6 IntegratedPhysicalDamages (median)] | Delayed transition | FRA | Price¦Primary Energy¦Coal | US$2010/GJ | Price¦Primary Energy¦Coal | fuel_supply | coal | 2040 | 1.871 | Price¦Primary Energy¦Coal
Downscaling[REMIND-MAgPIE 3.2-4.6 IntegratedPhysicalDamages (median)] | Delayed transition | FRA | Price¦Primary Energy¦Coal | US$2010/GJ | Price¦Primary Energy¦Coal | fuel_supply | coal | 2045 | 1.4228 | Price¦Primary Energy¦Coal
Downscaling[REMIND-MAgPIE 3.2-4.6 IntegratedPhysicalDamages (median)] | Delayed transition | FRA | Price¦Primary Energy¦Coal | US$2010/GJ | Price¦Primary Energy¦Coal | fuel_supply | coal | 2050 | 1.5094 | Price¦Primary Energy¦Coal
Downscaling[REMIND-MAgPIE 3.2-4.6 IntegratedPhysicalDamages (median)] | Delayed transition | FRA | Price¦Primary Energy¦Coal | US$2010/GJ | Price¦Primary Energy¦Coal | fuel_supply | coal | 2055 | 1.5867 | Price¦Primary Energy¦Coal
Downscaling[REMIND-MAgPIE 3.2-4.6 IntegratedPhysicalDamages (median)] | Delayed transition | FRA | Price¦Primary Energy¦Coal | US$2010/GJ | Price¦Primary Energy¦Coal | fuel_supply | coal | 2060 | 2.1922 | Price¦Primary Energy¦Coal
Downscaling[REMIND-MAgPIE 3.2-4.6 IntegratedPhysicalDamages (median)] | Delayed transition | FRA | Price¦Primary Energy¦Coal | US$2010/GJ | Price¦Primary Energy¦Coal | fuel_supply | coal | 2065 | 2.1646 | Price¦Primary Energy¦Coal
Downscaling[REMIND-MAgPIE 3.2-4.6 IntegratedPhysicalDamages (median)] | Delayed transition | FRA | Price¦Primary Energy¦Coal | US$2010/GJ | Price¦Primary Energy¦Coal | fuel_supply | coal | 2070 | 2.1369 | Price¦Primary Energy¦Coal
Downscaling[REMIND-MAgPIE 3.2-4.6 IntegratedPhysicalDamages (median)] | Delayed transition | FRA | Price¦Primary Energy¦Coal | US$2010/GJ | Price¦Primary Energy¦Coal | fuel_supply | coal | 2075 | 2.0788 | Price¦Primary Energy¦Coal
Downscaling[REMIND-MAgPIE 3.2-4.6 IntegratedPhysicalDamages (median)] | Delayed transition | FRA | Price¦Primary Energy¦Coal | US$2010/GJ | Price¦Primary Energy¦Coal | fuel_supply | coal | 2080 | 2.0207 | Price¦Primary Energy¦Coal
Downscaling[REMIND-MAgPIE 3.2-4.6 IntegratedPhysicalDamages (median)] | Delayed transition | FRA | Price¦Primary Energy¦Coal | US$2010/GJ | Price¦Primary Energy¦Coal | fuel_supply | coal | 2085 | 2.0807 | Price¦Primary Energy¦Coal
Downscaling[REMIND-MAgPIE 3.2-4.6 IntegratedPhysicalDamages (median)] | Delayed transition | FRA | Price¦Primary Energy¦Coal | US$2010/GJ | Price¦Primary Energy¦Coal | fuel_supply | coal | 2090 | 2.1407 | Price¦Primary Energy¦Coal
Downscaling[REMIND-MAgPIE 3.2-4.6 IntegratedPhysicalDamages (median)] | Delayed transition | FRA | Price¦Primary Energy¦Coal | US$2010/GJ | Price¦Primary Energy¦Coal | fuel_supply | coal | 2095 | 1.9544 | Price¦Primary Energy¦Coal
Downscaling[REMIND-MAgPIE 3.2-4.6 IntegratedPhysicalDamages (median)] | Delayed transition | FRA | Price¦Primary Energy¦Coal | US$2010/GJ | Price¦Primary Energy¦Coal | fuel_supply | coal | 2100 | 1.7681 | Price¦Primary Energy¦Coal
Downscaling[REMIND-MAgPIE 3.2-4.6 IntegratedPhysicalDamages (median)] | Delayed transition | FRA | Price¦Primary Energy¦Gas | US$2010/GJ | Price¦Primary Energy¦Gas | fuel_supply | gas | 2020 | 3.9711 | Price¦Primary Energy¦Gas
Downscaling[REMIND-MAgPIE 3.2-4.6 IntegratedPhysicalDamages (median)] | Delayed transition | FRA | Price¦Primary Energy¦Gas | US$2010/GJ | Price¦Primary Energy¦Gas | fuel_supply | gas | 2025 | 4.682 | Price¦Primary Energy¦Gas
Downscaling[REMIND-MAgPIE 3.2-4.6 IntegratedPhysicalDamages (median)] | Delayed transition | FRA | Price¦Primary Energy¦Gas | US$2010/GJ | Price¦Primary Energy¦Gas | fuel_supply | gas | 2030 | 4.6153 | Price¦Primary Energy¦Gas
Downscaling[REMIND-MAgPIE 3.2-4.6 IntegratedPhysicalDamages (median)] | Delayed transition | FRA | Price¦Primary Energy¦Gas | US$2010/GJ | Price¦Primary Energy¦Gas | fuel_supply | gas | 2035 | 5.7228 | Price¦Primary Energy¦Gas
Downscaling[REMIND-MAgPIE 3.2-4.6 IntegratedPhysicalDamages (median)] | Delayed transition | FRA | Price¦Primary Energy¦Gas | US$2010/GJ | Price¦Primary Energy¦Gas | fuel_supply | gas | 2040 | 5.2861 | Price¦Primary Energy¦Gas
Downscaling[REMIND-MAgPIE 3.2-4.6 IntegratedPhysicalDamages (median)] | Delayed transition | FRA | Price¦Primary Energy¦Gas | US$2010/GJ | Price¦Primary Energy¦Gas | fuel_supply | gas | 2045 | 4.6993 | Price¦Primary Energy¦Gas
Downscaling[REMIND-MAgPIE 3.2-4.6 IntegratedPhysicalDamages (median)] | Delayed transition | FRA | Price¦Primary Energy¦Gas | US$2010/GJ | Price¦Primary Energy¦Gas | fuel_supply | gas | 2050 | 4.1966 | Price¦Primary Energy¦Gas
Downscaling[REMIND-MAgPIE 3.2-4.6 IntegratedPhysicalDamages (median)] | Delayed transition | FRA | Price¦Primary Energy¦Gas | US$2010/GJ | Price¦Primary Energy¦Gas | fuel_supply | gas | 2055 | 4.4618 | Price¦Primary Energy¦Gas
Downscaling[REMIND-MAgPIE 3.2-4.6 IntegratedPhysicalDamages (median)] | Delayed transition | FRA | Price¦Primary Energy¦Gas | US$2010/GJ | Price¦Primary Energy¦Gas | fuel_supply | gas | 2060 | 5.145 | Price¦Primary Energy¦Gas
Downscaling[REMIND-MAgPIE 3.2-4.6 IntegratedPhysicalDamages (median)] | Delayed transition | FRA | Price¦Primary Energy¦Gas | US$2010/GJ | Price¦Primary Energy¦Gas | fuel_supply | gas | 2065 | 5.0611 | Price¦Primary Energy¦Gas
Downscaling[REMIND-MAgPIE 3.2-4.6 IntegratedPhysicalDamages (median)] | Delayed transition | FRA | Price¦Primary Energy¦Gas | US$2010/GJ | Price¦Primary Energy¦Gas | fuel_supply | gas | 2070 | 4.9771 | Price¦Primary Energy¦Gas
Downscaling[REMIND-MAgPIE 3.2-4.6 IntegratedPhysicalDamages (median)] | Delayed transition | FRA | Price¦Primary Energy¦Gas | US$2010/GJ | Price¦Primary Energy¦Gas | fuel_supply | gas | 2075 | 5.1587 | Price¦Primary Energy¦Gas
Downscaling[REMIND-MAgPIE 3.2-4.6 IntegratedPhysicalDamages (median)] | Delayed transition | FRA | Price¦Primary Energy¦Gas | US$2010/GJ | Price¦Primary Energy¦Gas | fuel_supply | gas | 2080 | 5.3403 | Price¦Primary Energy¦Gas
Downscaling[REMIND-MAgPIE 3.2-4.6 IntegratedPhysicalDamages (median)] | Delayed transition | FRA | Price¦Primary Energy¦Gas | US$2010/GJ | Price¦Primary Energy¦Gas | fuel_supply | gas | 2085 | 5.263 | Price¦Primary Energy¦Gas
Downscaling[REMIND-MAgPIE 3.2-4.6 IntegratedPhysicalDamages (median)] | Delayed transition | FRA | Price¦Primary Energy¦Gas | US$2010/GJ | Price¦Primary Energy¦Gas | fuel_supply | gas | 2090 | 5.1858 | Price¦Primary Energy¦Gas
Downscaling[REMIND-MAgPIE 3.2-4.6 IntegratedPhysicalDamages (median)] | Delayed transition | FRA | Price¦Primary Energy¦Gas | US$2010/GJ | Price¦Primary Energy¦Gas | fuel_supply | gas | 2095 | 5.0929 | Price¦Primary Energy¦Gas
Downscaling[REMIND-MAgPIE 3.2-4.6 IntegratedPhysicalDamages (median)] | Delayed transition | FRA | Price¦Primary Energy¦Gas | US$2010/GJ | Price¦Primary Energy¦Gas | fuel_supply | gas | 2100 | 5.0001 | Price¦Primary Energy¦Gas
Downscaling[REMIND-MAgPIE 3.2-4.6 IntegratedPhysicalDamages (median)] | Delayed transition | FRA | Price¦Secondary Energy¦Liquids¦Oil | US$2010/GJ | Price¦Secondary Energy¦Liquids¦Oil | fuel_supply | oil | 2020 | 82.2847 | Price¦Secondary Energy¦Liquids¦Oil
Downscaling[REMIND-MAgPIE 3.2-4.6 IntegratedPhysicalDamages (median)] | Delayed transition | FRA | Price¦Secondary Energy¦Liquids¦Oil | US$2010/GJ | Price¦Secondary Energy¦Liquids¦Oil | fuel_supply | oil | 2025 | 95.1154 | Price¦Secondary Energy¦Liquids¦Oil
Downscaling[REMIND-MAgPIE 3.2-4.6 IntegratedPhysicalDamages (median)] | Delayed transition | FRA | Price¦Secondary Energy¦Liquids¦Oil | US$2010/GJ | Price¦Secondary Energy¦Liquids¦Oil | fuel_supply | oil | 2030 | 86.1677 | Price¦Secondary Energy¦Liquids¦Oil
Downscaling[REMIND-MAgPIE 3.2-4.6 IntegratedPhysicalDamages (median)] | Delayed transition | FRA | Price¦Secondary Energy¦Liquids¦Oil | US$2010/GJ | Price¦Secondary Energy¦Liquids¦Oil | fuel_supply | oil | 2035 | 67.8141 | Price¦Secondary Energy¦Liquids¦Oil
Downscaling[REMIND-MAgPIE 3.2-4.6 IntegratedPhysicalDamages (median)] | Delayed transition | FRA | Price¦Secondary Energy¦Liquids¦Oil | US$2010/GJ | Price¦Secondary Energy¦Liquids¦Oil | fuel_supply | oil | 2040 | 120.6444 | Price¦Secondary Energy¦Liquids¦Oil
Downscaling[REMIND-MAgPIE 3.2-4.6 IntegratedPhysicalDamages (median)] | Delayed transition | FRA | Price¦Secondary Energy¦Liquids¦Oil | US$2010/GJ | Price¦Secondary Energy¦Liquids¦Oil | fuel_supply | oil | 2045 | 162.8796 | Price¦Secondary Energy¦Liquids¦Oil
Downscaling[REMIND-MAgPIE 3.2-4.6 IntegratedPhysicalDamages (median)] | Delayed transition | FRA | Price¦Secondary Energy¦Liquids¦Oil | US$2010/GJ | Price¦Secondary Energy¦Liquids¦Oil | fuel_supply | oil | 2050 | 162.5033 | Price¦Secondary Energy¦Liquids¦Oil
Downscaling[REMIND-MAgPIE 3.2-4.6 IntegratedPhysicalDamages (median)] | Delayed transition | FRA | Price¦Secondary Energy¦Liquids¦Oil | US$2010/GJ | Price¦Secondary Energy¦Liquids¦Oil | fuel_supply | oil | 2055 | 176.1522 | Price¦Secondary Energy¦Liquids¦Oil
Downscaling[REMIND-MAgPIE 3.2-4.6 IntegratedPhysicalDamages (median)] | Delayed transition | FRA | Price¦Secondary Energy¦Liquids¦Oil | US$2010/GJ | Price¦Secondary Energy¦Liquids¦Oil | fuel_supply | oil | 2060 | 293.6938 | Price¦Secondary Energy¦Liquids¦Oil
Downscaling[REMIND-MAgPIE 3.2-4.6 IntegratedPhysicalDamages (median)] | Delayed transition | FRA | Price¦Secondary Energy¦Liquids¦Oil | US$2010/GJ | Price¦Secondary Energy¦Liquids¦Oil | fuel_supply | oil | 2065 | 364.7318 | Price¦Secondary Energy¦Liquids¦Oil
Downscaling[REMIND-MAgPIE 3.2-4.6 IntegratedPhysicalDamages (median)] | Delayed transition | FRA | Price¦Secondary Energy¦Liquids¦Oil | US$2010/GJ | Price¦Secondary Energy¦Liquids¦Oil | fuel_supply | oil | 2070 | 435.7698 | Price¦Secondary Energy¦Liquids¦Oil
Downscaling[REMIND-MAgPIE 3.2-4.6 IntegratedPhysicalDamages (median)] | Delayed transition | FRA | Price¦Secondary Energy¦Liquids¦Oil | US$2010/GJ | Price¦Secondary Energy¦Liquids¦Oil | fuel_supply | oil | 2075 | 441.7502 | Price¦Secondary Energy¦Liquids¦Oil
Downscaling[REMIND-MAgPIE 3.2-4.6 IntegratedPhysicalDamages (median)] | Delayed transition | FRA | Price¦Secondary Energy¦Liquids¦Oil | US$2010/GJ | Price¦Secondary Energy¦Liquids¦Oil | fuel_supply | oil | 2080 | 447.7306 | Price¦Secondary Energy¦Liquids¦Oil
Downscaling[REMIND-MAgPIE 3.2-4.6 IntegratedPhysicalDamages (median)] | Delayed transition | FRA | Price¦Secondary Energy¦Liquids¦Oil | US$2010/GJ | Price¦Secondary Energy¦Liquids¦Oil | fuel_supply | oil | 2085 | 446.7328 | Price¦Secondary Energy¦Liquids¦Oil
Downscaling[REMIND-MAgPIE 3.2-4.6 IntegratedPhysicalDamages (median)] | Delayed transition | FRA | Price¦Secondary Energy¦Liquids¦Oil | US$2010/GJ | Price¦Secondary Energy¦Liquids¦Oil | fuel_supply | oil | 2090 | 445.735 | Price¦Secondary Energy¦Liquids¦Oil
Downscaling[REMIND-MAgPIE 3.2-4.6 IntegratedPhysicalDamages (median)] | Delayed transition | FRA | Price¦Secondary Energy¦Liquids¦Oil | US$2010/GJ | Price¦Secondary Energy¦Liquids¦Oil | fuel_supply | oil | 2095 | 452.8757 | Price¦Secondary Energy¦Liquids¦Oil
Downscaling[REMIND-MAgPIE 3.2-4.6 IntegratedPhysicalDamages (median)] | Delayed transition | FRA | Price¦Secondary Energy¦Liquids¦Oil | US$2010/GJ | Price¦Secondary Energy¦Liquids¦Oil | fuel_supply | oil | 2100 | 460.0164 | Price¦Secondary Energy¦Liquids¦Oil
Downscaling[REMIND-MAgPIE 3.2-4.6 IntegratedPhysicalDamages (median)] | Delayed transition | FRA | Emissions¦CO2 | Mt CO2/yr | Emissions¦CO2 | scenarios - CO2 abatement | CO2 | 2020 | 245.3623 | Emissions¦CO2
Downscaling[REMIND-MAgPIE 3.2-4.6 IntegratedPhysicalDamages (median)] | Delayed transition | FRA | Emissions¦CO2 | Mt CO2/yr | Emissions¦CO2 | scenarios - CO2 abatement | CO2 | 2025 | 248.2277 | Emissions¦CO2
Downscaling[REMIND-MAgPIE 3.2-4.6 IntegratedPhysicalDamages (median)] | Delayed transition | FRA | Emissions¦CO2 | Mt CO2/yr | Emissions¦CO2 | scenarios - CO2 abatement | CO2 | 2030 | 223.3835 | Emissions¦CO2
Downscaling[REMIND-MAgPIE 3.2-4.6 IntegratedPhysicalDamages (median)] | Delayed transition | FRA | Emissions¦CO2 | Mt CO2/yr | Emissions¦CO2 | scenarios - CO2 abatement | CO2 | 2035 | 155.4783 | Emissions¦CO2
Downscaling[REMIND-MAgPIE 3.2-4.6 IntegratedPhysicalDamages (median)] | Delayed transition | FRA | Emissions¦CO2 | Mt CO2/yr | Emissions¦CO2 | scenarios - CO2 abatement | CO2 | 2040 | -7.9886 | Emissions¦CO2
Downscaling[REMIND-MAgPIE 3.2-4.6 IntegratedPhysicalDamages (median)] | Delayed transition | FRA | Emissions¦CO2 | Mt CO2/yr | Emissions¦CO2 | scenarios - CO2 abatement | CO2 | 2045 | -79.4273 | Emissions¦CO2
Downscaling[REMIND-MAgPIE 3.2-4.6 IntegratedPhysicalDamages (median)] | Delayed transition | FRA | Emissions¦CO2 | Mt CO2/yr | Emissions¦CO2 | scenarios - CO2 abatement | CO2 | 2050 | -112.7766 | Emissions¦CO2
Downscaling[REMIND-MAgPIE 3.2-4.6 IntegratedPhysicalDamages (median)] | Delayed transition | FRA | Emissions¦CO2 | Mt CO2/yr | Emissions¦CO2 | scenarios - CO2 abatement | CO2 | 2055 | -116.408 | Emissions¦CO2
Downscaling[REMIND-MAgPIE 3.2-4.6 IntegratedPhysicalDamages (median)] | Delayed transition | FRA | Emissions¦CO2 | Mt CO2/yr | Emissions¦CO2 | scenarios - CO2 abatement | CO2 | 2060 | -115.0543 | Emissions¦CO2
Downscaling[REMIND-MAgPIE 3.2-4.6 IntegratedPhysicalDamages (median)] | Delayed transition | FRA | Emissions¦CO2 | Mt CO2/yr | Emissions¦CO2 | scenarios - CO2 abatement | CO2 | 2065 | -116.3672 | Emissions¦CO2
Downscaling[REMIND-MAgPIE 3.2-4.6 IntegratedPhysicalDamages (median)] | Delayed transition | FRA | Emissions¦CO2 | Mt CO2/yr | Emissions¦CO2 | scenarios - CO2 abatement | CO2 | 2070 | -117.4521 | Emissions¦CO2
Downscaling[REMIND-MAgPIE 3.2-4.6 IntegratedPhysicalDamages (median)] | Delayed transition | FRA | Emissions¦CO2 | Mt CO2/yr | Emissions¦CO2 | scenarios - CO2 abatement | CO2 | 2075 | -110.5532 | Emissions¦CO2
Downscaling[REMIND-MAgPIE 3.2-4.6 IntegratedPhysicalDamages (median)] | Delayed transition | FRA | Emissions¦CO2 | Mt CO2/yr | Emissions¦CO2 | scenarios - CO2 abatement | CO2 | 2080 | -103.2156 | Emissions¦CO2
Downscaling[REMIND-MAgPIE 3.2-4.6 IntegratedPhysicalDamages (median)] | Delayed transition | FRA | Emissions¦CO2 | Mt CO2/yr | Emissions¦CO2 | scenarios - CO2 abatement | CO2 | 2085 | -95.3646 | Emissions¦CO2
Downscaling[REMIND-MAgPIE 3.2-4.6 IntegratedPhysicalDamages (median)] | Delayed transition | FRA | Emissions¦CO2 | Mt CO2/yr | Emissions¦CO2 | scenarios - CO2 abatement | CO2 | 2090 | -86.779 | Emissions¦CO2
Downscaling[REMIND-MAgPIE 3.2-4.6 IntegratedPhysicalDamages (median)] | Delayed transition | FRA | Emissions¦CO2 | Mt CO2/yr | Emissions¦CO2 | scenarios - CO2 abatement | CO2 | 2095 | -81.9497 | Emissions¦CO2
Downscaling[REMIND-MAgPIE 3.2-4.6 IntegratedPhysicalDamages (median)] | Delayed transition | FRA | Emissions¦CO2 | Mt CO2/yr | Emissions¦CO2 | scenarios - CO2 abatement | CO2 | 2100 | -77.1066 | Emissions¦CO2
Downscaling[REMIND-MAgPIE 3.2-4.6 IntegratedPhysicalDamages (median)] | Delayed transition | FRA | Emissions¦CO2¦Energy | Mt CO2/yr | Emissions¦CO2¦Energy | scenarios - CO2 abatement | CO2 | 2020 | 304.4794 | Emissions¦CO2¦Energy
Downscaling[REMIND-MAgPIE 3.2-4.6 IntegratedPhysicalDamages (median)] | Delayed transition | FRA | Emissions¦CO2¦Energy | Mt CO2/yr | Emissions¦CO2¦Energy | scenarios - CO2 abatement | CO2 | 2025 | 278.6972 | Emissions¦CO2¦Energy
Downscaling[REMIND-MAgPIE 3.2-4.6 IntegratedPhysicalDamages (median)] | Delayed transition | FRA | Emissions¦CO2¦Energy | Mt CO2/yr | Emissions¦CO2¦Energy | scenarios - CO2 abatement | CO2 | 2030 | 257.5685 | Emissions¦CO2¦Energy
Downscaling[REMIND-MAgPIE 3.2-4.6 IntegratedPhysicalDamages (median)] | Delayed transition | FRA | Emissions¦CO2¦Energy | Mt CO2/yr | Emissions¦CO2¦Energy | scenarios - CO2 abatement | CO2 | 2035 | 201.2124 | Emissions¦CO2¦Energy
Downscaling[REMIND-MAgPIE 3.2-4.6 IntegratedPhysicalDamages (median)] | Delayed transition | FRA | Emissions¦CO2¦Energy | Mt CO2/yr | Emissions¦CO2¦Energy | scenarios - CO2 abatement | CO2 | 2040 | 46.0222 | Emissions¦CO2¦Energy
Downscaling[REMIND-MAgPIE 3.2-4.6 IntegratedPhysicalDamages (median)] | Delayed transition | FRA | Emissions¦CO2¦Energy | Mt CO2/yr | Emissions¦CO2¦Energy | scenarios - CO2 abatement | CO2 | 2045 | -21.6611 | Emissions¦CO2¦Energy
Downscaling[REMIND-MAgPIE 3.2-4.6 IntegratedPhysicalDamages (median)] | Delayed transition | FRA | Emissions¦CO2¦Energy | Mt CO2/yr | Emissions¦CO2¦Energy | scenarios - CO2 abatement | CO2 | 2050 | -53.5599 | Emissions¦CO2¦Energy
Downscaling[REMIND-MAgPIE 3.2-4.6 IntegratedPhysicalDamages (median)] | Delayed transition | FRA | Emissions¦CO2¦Energy | Mt CO2/yr | Emissions¦CO2¦Energy | scenarios - CO2 abatement | CO2 | 2055 | -60.263 | Emissions¦CO2¦Energy
Downscaling[REMIND-MAgPIE 3.2-4.6 IntegratedPhysicalDamages (median)] | Delayed transition | FRA | Emissions¦CO2¦Energy | Mt CO2/yr | Emissions¦CO2¦Energy | scenarios - CO2 abatement | CO2 | 2060 | -63.6275 | Emissions¦CO2¦Energy
Downscaling[REMIND-MAgPIE 3.2-4.6 IntegratedPhysicalDamages (median)] | Delayed transition | FRA | Emissions¦CO2¦Energy | Mt CO2/yr | Emissions¦CO2¦Energy | scenarios - CO2 abatement | CO2 | 2065 | -67.0999 | Emissions¦CO2¦Energy
Downscaling[REMIND-MAgPIE 3.2-4.6 IntegratedPhysicalDamages (median)] | Delayed transition | FRA | Emissions¦CO2¦Energy | Mt CO2/yr | Emissions¦CO2¦Energy | scenarios - CO2 abatement | CO2 | 2070 | -70.3815 | Emissions¦CO2¦Energy
Downscaling[REMIND-MAgPIE 3.2-4.6 IntegratedPhysicalDamages (median)] | Delayed transition | FRA | Emissions¦CO2¦Energy | Mt CO2/yr | Emissions¦CO2¦Energy | scenarios - CO2 abatement | CO2 | 2075 | -65.4357 | Emissions¦CO2¦Energy
Downscaling[REMIND-MAgPIE 3.2-4.6 IntegratedPhysicalDamages (median)] | Delayed transition | FRA | Emissions¦CO2¦Energy | Mt CO2/yr | Emissions¦CO2¦Energy | scenarios - CO2 abatement | CO2 | 2080 | -60.0661 | Emissions¦CO2¦Energy
Downscaling[REMIND-MAgPIE 3.2-4.6 IntegratedPhysicalDamages (median)] | Delayed transition | FRA | Emissions¦CO2¦Energy | Mt CO2/yr | Emissions¦CO2¦Energy | scenarios - CO2 abatement | CO2 | 2085 | -52.8814 | Emissions¦CO2¦Energy
Downscaling[REMIND-MAgPIE 3.2-4.6 IntegratedPhysicalDamages (median)] | Delayed transition | FRA | Emissions¦CO2¦Energy | Mt CO2/yr | Emissions¦CO2¦Energy | scenarios - CO2 abatement | CO2 | 2090 | -44.9612 | Emissions¦CO2¦Energy
Downscaling[REMIND-MAgPIE 3.2-4.6 IntegratedPhysicalDamages (median)] | Delayed transition | FRA | Emissions¦CO2¦Energy | Mt CO2/yr | Emissions¦CO2¦Energy | scenarios - CO2 abatement | CO2 | 2095 | -44.9924 | Emissions¦CO2¦Energy
Downscaling[REMIND-MAgPIE 3.2-4.6 IntegratedPhysicalDamages (median)] | Delayed transition | FRA | Emissions¦CO2¦Energy | Mt CO2/yr | Emissions¦CO2¦Energy | scenarios - CO2 abatement | CO2 | 2100 | -45.0072 | Emissions¦CO2¦Energy
Downscaling[REMIND-MAgPIE 3.2-4.6 IntegratedPhysicalDamages (median)] | Fragmented World | FRA | Carbon Sequestration¦CCS | Mt CO2/yr | Carbon Sequestration¦CCS | CCS potential |  | 2020 | 0 | Carbon Sequestration¦CCS
Downscaling[REMIND-MAgPIE 3.2-4.6 IntegratedPhysicalDamages (median)] | Fragmented World | FRA | Carbon Sequestration¦CCS | Mt CO2/yr | Carbon Sequestration¦CCS | CCS potential |  | 2025 | 0.2361 | Carbon Sequestration¦CCS
Downscaling[REMIND-MAgPIE 3.2-4.6 IntegratedPhysicalDamages (median)] | Fragmented World | FRA | Carbon Sequestration¦CCS | Mt CO2/yr | Carbon Sequestration¦CCS | CCS potential |  | 2030 | 0.2622 | Carbon Sequestration¦CCS
Downscaling[REMIND-MAgPIE 3.2-4.6 IntegratedPhysicalDamages (median)] | Fragmented World | FRA | Carbon Sequestration¦CCS | Mt CO2/yr | Carbon Sequestration¦CCS | CCS potential |  | 2035 | 0.8039 | Carbon Sequestration¦CCS
Downscaling[REMIND-MAgPIE 3.2-4.6 IntegratedPhysicalDamages (median)] | Fragmented World | FRA | Carbon Sequestration¦CCS | Mt CO2/yr | Carbon Sequestration¦CCS | CCS potential |  | 2040 | 3.5776 | Carbon Sequestration¦CCS
Downscaling[REMIND-MAgPIE 3.2-4.6 IntegratedPhysicalDamages (median)] | Fragmented World | FRA | Carbon Sequestration¦CCS | Mt CO2/yr | Carbon Sequestration¦CCS | CCS potential |  | 2045 | 8.6466 | Carbon Sequestration¦CCS
Downscaling[REMIND-MAgPIE 3.2-4.6 IntegratedPhysicalDamages (median)] | Fragmented World | FRA | Carbon Sequestration¦CCS | Mt CO2/yr | Carbon Sequestration¦CCS | CCS potential |  | 2050 | 12.5797 | Carbon Sequestration¦CCS
Downscaling[REMIND-MAgPIE 3.2-4.6 IntegratedPhysicalDamages (median)] | Fragmented World | FRA | Carbon Sequestration¦CCS | Mt CO2/yr | Carbon Sequestration¦CCS | CCS potential |  | 2055 | 14.0619 | Carbon Sequestration¦CCS
Downscaling[REMIND-MAgPIE 3.2-4.6 IntegratedPhysicalDamages (median)] | Fragmented World | FRA | Carbon Sequestration¦CCS | Mt CO2/yr | Carbon Sequestration¦CCS | CCS potential |  | 2060 | 15.058 | Carbon Sequestration¦CCS
Downscaling[REMIND-MAgPIE 3.2-4.6 IntegratedPhysicalDamages (median)] | Fragmented World | FRA | Carbon Sequestration¦CCS | Mt CO2/yr | Carbon Sequestration¦CCS | CCS potential |  | 2065 | 15.0105 | Carbon Sequestration¦CCS
Downscaling[REMIND-MAgPIE 3.2-4.6 IntegratedPhysicalDamages (median)] | Fragmented World | FRA | Carbon Sequestration¦CCS | Mt CO2/yr | Carbon Sequestration¦CCS | CCS potential |  | 2070 | 14.8803 | Carbon Sequestration¦CCS
Downscaling[REMIND-MAgPIE 3.2-4.6 IntegratedPhysicalDamages (median)] | Fragmented World | FRA | Carbon Sequestration¦CCS | Mt CO2/yr | Carbon Sequestration¦CCS | CCS potential |  | 2075 | 12.6454 | Carbon Sequestration¦CCS
Downscaling[REMIND-MAgPIE 3.2-4.6 IntegratedPhysicalDamages (median)] | Fragmented World | FRA | Carbon Sequestration¦CCS | Mt CO2/yr | Carbon Sequestration¦CCS | CCS potential |  | 2080 | 10.2415 | Carbon Sequestration¦CCS
Downscaling[REMIND-MAgPIE 3.2-4.6 IntegratedPhysicalDamages (median)] | Fragmented World | FRA | Carbon Sequestration¦CCS | Mt CO2/yr | Carbon Sequestration¦CCS | CCS potential |  | 2085 | 11.4178 | Carbon Sequestration¦CCS
Downscaling[REMIND-MAgPIE 3.2-4.6 IntegratedPhysicalDamages (median)] | Fragmented World | FRA | Carbon Sequestration¦CCS | Mt CO2/yr | Carbon Sequestration¦CCS | CCS potential |  | 2090 | 12.5563 | Carbon Sequestration¦CCS
Downscaling[REMIND-MAgPIE 3.2-4.6 IntegratedPhysicalDamages (median)] | Fragmented World | FRA | Carbon Sequestration¦CCS | Mt CO2/yr | Carbon Sequestration¦CCS | CCS potential |  | 2095 | 13.8757 | Carbon Sequestration¦CCS
Downscaling[REMIND-MAgPIE 3.2-4.6 IntegratedPhysicalDamages (median)] | Fragmented World | FRA | Carbon Sequestration¦CCS | Mt CO2/yr | Carbon Sequestration¦CCS | CCS potential |  | 2100 | 15.2384 | Carbon Sequestration¦CCS
Downscaling[REMIND-MAgPIE 3.2-4.6 IntegratedPhysicalDamages (median)] | Fragmented World | FRA | Final Energy¦Industry¦Electricity | EJ/yr | Final Energy¦Industry¦Electricity | demand_projection | elc_industry | 2020 | 0.4592 | Final Energy¦Industry¦Electricity
Downscaling[REMIND-MAgPIE 3.2-4.6 IntegratedPhysicalDamages (median)] | Fragmented World | FRA | Final Energy¦Industry¦Electricity | EJ/yr | Final Energy¦Industry¦Electricity | demand_projection | elc_industry | 2025 | 0.5302 | Final Energy¦Industry¦Electricity
Downscaling[REMIND-MAgPIE 3.2-4.6 IntegratedPhysicalDamages (median)] | Fragmented World | FRA | Final Energy¦Industry¦Electricity | EJ/yr | Final Energy¦Industry¦Electricity | demand_projection | elc_industry | 2030 | 0.5638 | Final Energy¦Industry¦Electricity
Downscaling[REMIND-MAgPIE 3.2-4.6 IntegratedPhysicalDamages (median)] | Fragmented World | FRA | Final Energy¦Industry¦Electricity | EJ/yr | Final Energy¦Industry¦Electricity | demand_projection | elc_industry | 2035 | 0.5601 | Final Energy¦Industry¦Electricity
Downscaling[REMIND-MAgPIE 3.2-4.6 IntegratedPhysicalDamages (median)] | Fragmented World | FRA | Final Energy¦Industry¦Electricity | EJ/yr | Final Energy¦Industry¦Electricity | demand_projection | elc_industry | 2040 | 0.5697 | Final Energy¦Industry¦Electricity
Downscaling[REMIND-MAgPIE 3.2-4.6 IntegratedPhysicalDamages (median)] | Fragmented World | FRA | Final Energy¦Industry¦Electricity | EJ/yr | Final Energy¦Industry¦Electricity | demand_projection | elc_industry | 2045 | 0.6039 | Final Energy¦Industry¦Electricity
Downscaling[REMIND-MAgPIE 3.2-4.6 IntegratedPhysicalDamages (median)] | Fragmented World | FRA | Final Energy¦Industry¦Electricity | EJ/yr | Final Energy¦Industry¦Electricity | demand_projection | elc_industry | 2050 | 0.622 | Final Energy¦Industry¦Electricity
Downscaling[REMIND-MAgPIE 3.2-4.6 IntegratedPhysicalDamages (median)] | Fragmented World | FRA | Final Energy¦Industry¦Electricity | EJ/yr | Final Energy¦Industry¦Electricity | demand_projection | elc_industry | 2055 | 0.623 | Final Energy¦Industry¦Electricity
Downscaling[REMIND-MAgPIE 3.2-4.6 IntegratedPhysicalDamages (median)] | Fragmented World | FRA | Final Energy¦Industry¦Electricity | EJ/yr | Final Energy¦Industry¦Electricity | demand_projection | elc_industry | 2060 | 0.5875 | Final Energy¦Industry¦Electricity
Downscaling[REMIND-MAgPIE 3.2-4.6 IntegratedPhysicalDamages (median)] | Fragmented World | FRA | Final Energy¦Industry¦Electricity | EJ/yr | Final Energy¦Industry¦Electricity | demand_projection | elc_industry | 2065 | 0.5921 | Final Energy¦Industry¦Electricity
Downscaling[REMIND-MAgPIE 3.2-4.6 IntegratedPhysicalDamages (median)] | Fragmented World | FRA | Final Energy¦Industry¦Electricity | EJ/yr | Final Energy¦Industry¦Electricity | demand_projection | elc_industry | 2070 | 0.5979 | Final Energy¦Industry¦Electricity
Downscaling[REMIND-MAgPIE 3.2-4.6 IntegratedPhysicalDamages (median)] | Fragmented World | FRA | Final Energy¦Industry¦Electricity | EJ/yr | Final Energy¦Industry¦Electricity | demand_projection | elc_industry | 2075 | 0.5956 | Final Energy¦Industry¦Electricity
Downscaling[REMIND-MAgPIE 3.2-4.6 IntegratedPhysicalDamages (median)] | Fragmented World | FRA | Final Energy¦Industry¦Electricity | EJ/yr | Final Energy¦Industry¦Electricity | demand_projection | elc_industry | 2080 | 0.5912 | Final Energy¦Industry¦Electricity
Downscaling[REMIND-MAgPIE 3.2-4.6 IntegratedPhysicalDamages (median)] | Fragmented World | FRA | Final Energy¦Industry¦Electricity | EJ/yr | Final Energy¦Industry¦Electricity | demand_projection | elc_industry | 2085 | 0.5721 | Final Energy¦Industry¦Electricity
Downscaling[REMIND-MAgPIE 3.2-4.6 IntegratedPhysicalDamages (median)] | Fragmented World | FRA | Final Energy¦Industry¦Electricity | EJ/yr | Final Energy¦Industry¦Electricity | demand_projection | elc_industry | 2090 | 0.545 | Final Energy¦Industry¦Electricity
Downscaling[REMIND-MAgPIE 3.2-4.6 IntegratedPhysicalDamages (median)] | Fragmented World | FRA | Final Energy¦Industry¦Electricity | EJ/yr | Final Energy¦Industry¦Electricity | demand_projection | elc_industry | 2095 | 0.525 | Final Energy¦Industry¦Electricity
Downscaling[REMIND-MAgPIE 3.2-4.6 IntegratedPhysicalDamages (median)] | Fragmented World | FRA | Final Energy¦Industry¦Electricity | EJ/yr | Final Energy¦Industry¦Electricity | demand_projection | elc_industry | 2100 | 0.5045 | Final Energy¦Industry¦Electricity
Downscaling[REMIND-MAgPIE 3.2-4.6 IntegratedPhysicalDamages (median)] | Fragmented World | FRA | Final Energy¦Residential and Commercial¦Electricity | EJ/yr | Final Energy¦Residential and Commercial¦Electricity | demand_projection | elc_buildings | 2020 | 1.0991 | Final Energy¦Residential and Commercial¦Electricity
Downscaling[REMIND-MAgPIE 3.2-4.6 IntegratedPhysicalDamages (median)] | Fragmented World | FRA | Final Energy¦Residential and Commercial¦Electricity | EJ/yr | Final Energy¦Residential and Commercial¦Electricity | demand_projection | elc_buildings | 2025 | 1.2047 | Final Energy¦Residential and Commercial¦Electricity
Downscaling[REMIND-MAgPIE 3.2-4.6 IntegratedPhysicalDamages (median)] | Fragmented World | FRA | Final Energy¦Residential and Commercial¦Electricity | EJ/yr | Final Energy¦Residential and Commercial¦Electricity | demand_projection | elc_buildings | 2030 | 1.279 | Final Energy¦Residential and Commercial¦Electricity
Downscaling[REMIND-MAgPIE 3.2-4.6 IntegratedPhysicalDamages (median)] | Fragmented World | FRA | Final Energy¦Residential and Commercial¦Electricity | EJ/yr | Final Energy¦Residential and Commercial¦Electricity | demand_projection | elc_buildings | 2035 | 1.3423 | Final Energy¦Residential and Commercial¦Electricity
Downscaling[REMIND-MAgPIE 3.2-4.6 IntegratedPhysicalDamages (median)] | Fragmented World | FRA | Final Energy¦Residential and Commercial¦Electricity | EJ/yr | Final Energy¦Residential and Commercial¦Electricity | demand_projection | elc_buildings | 2040 | 1.3561 | Final Energy¦Residential and Commercial¦Electricity
Downscaling[REMIND-MAgPIE 3.2-4.6 IntegratedPhysicalDamages (median)] | Fragmented World | FRA | Final Energy¦Residential and Commercial¦Electricity | EJ/yr | Final Energy¦Residential and Commercial¦Electricity | demand_projection | elc_buildings | 2045 | 1.4366 | Final Energy¦Residential and Commercial¦Electricity
Downscaling[REMIND-MAgPIE 3.2-4.6 IntegratedPhysicalDamages (median)] | Fragmented World | FRA | Final Energy¦Residential and Commercial¦Electricity | EJ/yr | Final Energy¦Residential and Commercial¦Electricity | demand_projection | elc_buildings | 2050 | 1.4136 | Final Energy¦Residential and Commercial¦Electricity
Downscaling[REMIND-MAgPIE 3.2-4.6 IntegratedPhysicalDamages (median)] | Fragmented World | FRA | Final Energy¦Residential and Commercial¦Electricity | EJ/yr | Final Energy¦Residential and Commercial¦Electricity | demand_projection | elc_buildings | 2055 | 1.3705 | Final Energy¦Residential and Commercial¦Electricity
Downscaling[REMIND-MAgPIE 3.2-4.6 IntegratedPhysicalDamages (median)] | Fragmented World | FRA | Final Energy¦Residential and Commercial¦Electricity | EJ/yr | Final Energy¦Residential and Commercial¦Electricity | demand_projection | elc_buildings | 2060 | 1.3872 | Final Energy¦Residential and Commercial¦Electricity
Downscaling[REMIND-MAgPIE 3.2-4.6 IntegratedPhysicalDamages (median)] | Fragmented World | FRA | Final Energy¦Residential and Commercial¦Electricity | EJ/yr | Final Energy¦Residential and Commercial¦Electricity | demand_projection | elc_buildings | 2065 | 1.3948 | Final Energy¦Residential and Commercial¦Electricity
Downscaling[REMIND-MAgPIE 3.2-4.6 IntegratedPhysicalDamages (median)] | Fragmented World | FRA | Final Energy¦Residential and Commercial¦Electricity | EJ/yr | Final Energy¦Residential and Commercial¦Electricity | demand_projection | elc_buildings | 2070 | 1.4054 | Final Energy¦Residential and Commercial¦Electricity
Downscaling[REMIND-MAgPIE 3.2-4.6 IntegratedPhysicalDamages (median)] | Fragmented World | FRA | Final Energy¦Residential and Commercial¦Electricity | EJ/yr | Final Energy¦Residential and Commercial¦Electricity | demand_projection | elc_buildings | 2075 | 1.462 | Final Energy¦Residential and Commercial¦Electricity
Downscaling[REMIND-MAgPIE 3.2-4.6 IntegratedPhysicalDamages (median)] | Fragmented World | FRA | Final Energy¦Residential and Commercial¦Electricity | EJ/yr | Final Energy¦Residential and Commercial¦Electricity | demand_projection | elc_buildings | 2080 | 1.5218 | Final Energy¦Residential and Commercial¦Electricity
Downscaling[REMIND-MAgPIE 3.2-4.6 IntegratedPhysicalDamages (median)] | Fragmented World | FRA | Final Energy¦Residential and Commercial¦Electricity | EJ/yr | Final Energy¦Residential and Commercial¦Electricity | demand_projection | elc_buildings | 2085 | 1.5807 | Final Energy¦Residential and Commercial¦Electricity
Downscaling[REMIND-MAgPIE 3.2-4.6 IntegratedPhysicalDamages (median)] | Fragmented World | FRA | Final Energy¦Residential and Commercial¦Electricity | EJ/yr | Final Energy¦Residential and Commercial¦Electricity | demand_projection | elc_buildings | 2090 | 1.6377 | Final Energy¦Residential and Commercial¦Electricity
Downscaling[REMIND-MAgPIE 3.2-4.6 IntegratedPhysicalDamages (median)] | Fragmented World | FRA | Final Energy¦Residential and Commercial¦Electricity | EJ/yr | Final Energy¦Residential and Commercial¦Electricity | demand_projection | elc_buildings | 2095 | 1.7041 | Final Energy¦Residential and Commercial¦Electricity
Downscaling[REMIND-MAgPIE 3.2-4.6 IntegratedPhysicalDamages (median)] | Fragmented World | FRA | Final Energy¦Residential and Commercial¦Electricity | EJ/yr | Final Energy¦Residential and Commercial¦Electricity | demand_projection | elc_buildings | 2100 | 1.7742 | Final Energy¦Residential and Commercial¦Electricity
Downscaling[REMIND-MAgPIE 3.2-4.6 IntegratedPhysicalDamages (median)] | Fragmented World | FRA | Final Energy¦Transportation¦Electricity | EJ/yr | Final Energy¦Transportation¦Electricity | demand_projection | elc_transport | 2020 | 0.0531 | Final Energy¦Transportation¦Electricity
Downscaling[REMIND-MAgPIE 3.2-4.6 IntegratedPhysicalDamages (median)] | Fragmented World | FRA | Final Energy¦Transportation¦Electricity | EJ/yr | Final Energy¦Transportation¦Electricity | demand_projection | elc_transport | 2025 | 0.1205 | Final Energy¦Transportation¦Electricity
Downscaling[REMIND-MAgPIE 3.2-4.6 IntegratedPhysicalDamages (median)] | Fragmented World | FRA | Final Energy¦Transportation¦Electricity | EJ/yr | Final Energy¦Transportation¦Electricity | demand_projection | elc_transport | 2030 | 0.2116 | Final Energy¦Transportation¦Electricity
Downscaling[REMIND-MAgPIE 3.2-4.6 IntegratedPhysicalDamages (median)] | Fragmented World | FRA | Final Energy¦Transportation¦Electricity | EJ/yr | Final Energy¦Transportation¦Electricity | demand_projection | elc_transport | 2035 | 0.2962 | Final Energy¦Transportation¦Electricity
Downscaling[REMIND-MAgPIE 3.2-4.6 IntegratedPhysicalDamages (median)] | Fragmented World | FRA | Final Energy¦Transportation¦Electricity | EJ/yr | Final Energy¦Transportation¦Electricity | demand_projection | elc_transport | 2040 | 0.3512 | Final Energy¦Transportation¦Electricity
Downscaling[REMIND-MAgPIE 3.2-4.6 IntegratedPhysicalDamages (median)] | Fragmented World | FRA | Final Energy¦Transportation¦Electricity | EJ/yr | Final Energy¦Transportation¦Electricity | demand_projection | elc_transport | 2045 | 0.3738 | Final Energy¦Transportation¦Electricity
Downscaling[REMIND-MAgPIE 3.2-4.6 IntegratedPhysicalDamages (median)] | Fragmented World | FRA | Final Energy¦Transportation¦Electricity | EJ/yr | Final Energy¦Transportation¦Electricity | demand_projection | elc_transport | 2050 | 0.3901 | Final Energy¦Transportation¦Electricity
Downscaling[REMIND-MAgPIE 3.2-4.6 IntegratedPhysicalDamages (median)] | Fragmented World | FRA | Final Energy¦Transportation¦Electricity | EJ/yr | Final Energy¦Transportation¦Electricity | demand_projection | elc_transport | 2055 | 0.41 | Final Energy¦Transportation¦Electricity
Downscaling[REMIND-MAgPIE 3.2-4.6 IntegratedPhysicalDamages (median)] | Fragmented World | FRA | Final Energy¦Transportation¦Electricity | EJ/yr | Final Energy¦Transportation¦Electricity | demand_projection | elc_transport | 2060 | 0.4168 | Final Energy¦Transportation¦Electricity
Downscaling[REMIND-MAgPIE 3.2-4.6 IntegratedPhysicalDamages (median)] | Fragmented World | FRA | Final Energy¦Transportation¦Electricity | EJ/yr | Final Energy¦Transportation¦Electricity | demand_projection | elc_transport | 2065 | 0.4311 | Final Energy¦Transportation¦Electricity
Downscaling[REMIND-MAgPIE 3.2-4.6 IntegratedPhysicalDamages (median)] | Fragmented World | FRA | Final Energy¦Transportation¦Electricity | EJ/yr | Final Energy¦Transportation¦Electricity | demand_projection | elc_transport | 2070 | 0.4438 | Final Energy¦Transportation¦Electricity
Downscaling[REMIND-MAgPIE 3.2-4.6 IntegratedPhysicalDamages (median)] | Fragmented World | FRA | Final Energy¦Transportation¦Electricity | EJ/yr | Final Energy¦Transportation¦Electricity | demand_projection | elc_transport | 2075 | 0.4588 | Final Energy¦Transportation¦Electricity
Downscaling[REMIND-MAgPIE 3.2-4.6 IntegratedPhysicalDamages (median)] | Fragmented World | FRA | Final Energy¦Transportation¦Electricity | EJ/yr | Final Energy¦Transportation¦Electricity | demand_projection | elc_transport | 2080 | 0.4754 | Final Energy¦Transportation¦Electricity
Downscaling[REMIND-MAgPIE 3.2-4.6 IntegratedPhysicalDamages (median)] | Fragmented World | FRA | Final Energy¦Transportation¦Electricity | EJ/yr | Final Energy¦Transportation¦Electricity | demand_projection | elc_transport | 2085 | 0.4851 | Final Energy¦Transportation¦Electricity
Downscaling[REMIND-MAgPIE 3.2-4.6 IntegratedPhysicalDamages (median)] | Fragmented World | FRA | Final Energy¦Transportation¦Electricity | EJ/yr | Final Energy¦Transportation¦Electricity | demand_projection | elc_transport | 2090 | 0.4914 | Final Energy¦Transportation¦Electricity
Downscaling[REMIND-MAgPIE 3.2-4.6 IntegratedPhysicalDamages (median)] | Fragmented World | FRA | Final Energy¦Transportation¦Electricity | EJ/yr | Final Energy¦Transportation¦Electricity | demand_projection | elc_transport | 2095 | 0.4955 | Final Energy¦Transportation¦Electricity
Downscaling[REMIND-MAgPIE 3.2-4.6 IntegratedPhysicalDamages (median)] | Fragmented World | FRA | Final Energy¦Transportation¦Electricity | EJ/yr | Final Energy¦Transportation¦Electricity | demand_projection | elc_transport | 2100 | 0.499 | Final Energy¦Transportation¦Electricity
Downscaling[REMIND-MAgPIE 3.2-4.6 IntegratedPhysicalDamages (median)] | Fragmented World | FRA | Secondary Energy¦Hydrogen | EJ/yr | Secondary Energy¦Hydrogen | demand_projection | hydrogen_allsect | 2020 | 0.0085 | Secondary Energy¦Hydrogen
Downscaling[REMIND-MAgPIE 3.2-4.6 IntegratedPhysicalDamages (median)] | Fragmented World | FRA | Secondary Energy¦Hydrogen | EJ/yr | Secondary Energy¦Hydrogen | demand_projection | hydrogen_allsect | 2025 | 0.0396 | Secondary Energy¦Hydrogen
Downscaling[REMIND-MAgPIE 3.2-4.6 IntegratedPhysicalDamages (median)] | Fragmented World | FRA | Secondary Energy¦Hydrogen | EJ/yr | Secondary Energy¦Hydrogen | demand_projection | hydrogen_allsect | 2030 | 0.0726 | Secondary Energy¦Hydrogen
Downscaling[REMIND-MAgPIE 3.2-4.6 IntegratedPhysicalDamages (median)] | Fragmented World | FRA | Secondary Energy¦Hydrogen | EJ/yr | Secondary Energy¦Hydrogen | demand_projection | hydrogen_allsect | 2035 | 0.0844 | Secondary Energy¦Hydrogen
Downscaling[REMIND-MAgPIE 3.2-4.6 IntegratedPhysicalDamages (median)] | Fragmented World | FRA | Secondary Energy¦Hydrogen | EJ/yr | Secondary Energy¦Hydrogen | demand_projection | hydrogen_allsect | 2040 | 0.0988 | Secondary Energy¦Hydrogen
Downscaling[REMIND-MAgPIE 3.2-4.6 IntegratedPhysicalDamages (median)] | Fragmented World | FRA | Secondary Energy¦Hydrogen | EJ/yr | Secondary Energy¦Hydrogen | demand_projection | hydrogen_allsect | 2045 | 0.1451 | Secondary Energy¦Hydrogen
Downscaling[REMIND-MAgPIE 3.2-4.6 IntegratedPhysicalDamages (median)] | Fragmented World | FRA | Secondary Energy¦Hydrogen | EJ/yr | Secondary Energy¦Hydrogen | demand_projection | hydrogen_allsect | 2050 | 0.2272 | Secondary Energy¦Hydrogen
Downscaling[REMIND-MAgPIE 3.2-4.6 IntegratedPhysicalDamages (median)] | Fragmented World | FRA | Secondary Energy¦Hydrogen | EJ/yr | Secondary Energy¦Hydrogen | demand_projection | hydrogen_allsect | 2055 | 0.2941 | Secondary Energy¦Hydrogen
Downscaling[REMIND-MAgPIE 3.2-4.6 IntegratedPhysicalDamages (median)] | Fragmented World | FRA | Secondary Energy¦Hydrogen | EJ/yr | Secondary Energy¦Hydrogen | demand_projection | hydrogen_allsect | 2060 | 0.3804 | Secondary Energy¦Hydrogen
Downscaling[REMIND-MAgPIE 3.2-4.6 IntegratedPhysicalDamages (median)] | Fragmented World | FRA | Secondary Energy¦Hydrogen | EJ/yr | Secondary Energy¦Hydrogen | demand_projection | hydrogen_allsect | 2065 | 0.3964 | Secondary Energy¦Hydrogen
Downscaling[REMIND-MAgPIE 3.2-4.6 IntegratedPhysicalDamages (median)] | Fragmented World | FRA | Secondary Energy¦Hydrogen | EJ/yr | Secondary Energy¦Hydrogen | demand_projection | hydrogen_allsect | 2070 | 0.4054 | Secondary Energy¦Hydrogen
Downscaling[REMIND-MAgPIE 3.2-4.6 IntegratedPhysicalDamages (median)] | Fragmented World | FRA | Secondary Energy¦Hydrogen | EJ/yr | Secondary Energy¦Hydrogen | demand_projection | hydrogen_allsect | 2075 | 0.4157 | Secondary Energy¦Hydrogen
Downscaling[REMIND-MAgPIE 3.2-4.6 IntegratedPhysicalDamages (median)] | Fragmented World | FRA | Secondary Energy¦Hydrogen | EJ/yr | Secondary Energy¦Hydrogen | demand_projection | hydrogen_allsect | 2080 | 0.4204 | Secondary Energy¦Hydrogen
Downscaling[REMIND-MAgPIE 3.2-4.6 IntegratedPhysicalDamages (median)] | Fragmented World | FRA | Secondary Energy¦Hydrogen | EJ/yr | Secondary Energy¦Hydrogen | demand_projection | hydrogen_allsect | 2085 | 0.4405 | Secondary Energy¦Hydrogen
Downscaling[REMIND-MAgPIE 3.2-4.6 IntegratedPhysicalDamages (median)] | Fragmented World | FRA | Secondary Energy¦Hydrogen | EJ/yr | Secondary Energy¦Hydrogen | demand_projection | hydrogen_allsect | 2090 | 0.4579 | Secondary Energy¦Hydrogen
Downscaling[REMIND-MAgPIE 3.2-4.6 IntegratedPhysicalDamages (median)] | Fragmented World | FRA | Secondary Energy¦Hydrogen | EJ/yr | Secondary Energy¦Hydrogen | demand_projection | hydrogen_allsect | 2095 | 0.4621 | Secondary Energy¦Hydrogen
Downscaling[REMIND-MAgPIE 3.2-4.6 IntegratedPhysicalDamages (median)] | Fragmented World | FRA | Secondary Energy¦Hydrogen | EJ/yr | Secondary Energy¦Hydrogen | demand_projection | hydrogen_allsect | 2100 | 0.4658 | Secondary Energy¦Hydrogen
Downscaling[REMIND-MAgPIE 3.2-4.6 IntegratedPhysicalDamages (median)] | Fragmented World | FRA | Secondary Energy¦Electricity¦Coal | EJ/yr | Secondary Energy¦Electricity¦Coal | elec_co2 |  | 2020 | 0.0328 | Secondary Energy¦Electricity¦Coal | 94
Downscaling[REMIND-MAgPIE 3.2-4.6 IntegratedPhysicalDamages (median)] | Fragmented World | FRA | Secondary Energy¦Electricity¦Coal | EJ/yr | Secondary Energy¦Electricity¦Coal | elec_co2 |  | 2025 | 0.0087 | Secondary Energy¦Electricity¦Coal | 94
Downscaling[REMIND-MAgPIE 3.2-4.6 IntegratedPhysicalDamages (median)] | Fragmented World | FRA | Secondary Energy¦Electricity¦Coal | EJ/yr | Secondary Energy¦Electricity¦Coal | elec_co2 |  | 2030 | 0.0025 | Secondary Energy¦Electricity¦Coal | 94
Downscaling[REMIND-MAgPIE 3.2-4.6 IntegratedPhysicalDamages (median)] | Fragmented World | FRA | Secondary Energy¦Electricity¦Coal | EJ/yr | Secondary Energy¦Electricity¦Coal | elec_co2 |  | 2035 | 0.0011 | Secondary Energy¦Electricity¦Coal | 94
Downscaling[REMIND-MAgPIE 3.2-4.6 IntegratedPhysicalDamages (median)] | Fragmented World | FRA | Secondary Energy¦Electricity¦Coal | EJ/yr | Secondary Energy¦Electricity¦Coal | elec_co2 |  | 2040 | 0 | Secondary Energy¦Electricity¦Coal | 94
Downscaling[REMIND-MAgPIE 3.2-4.6 IntegratedPhysicalDamages (median)] | Fragmented World | FRA | Secondary Energy¦Electricity¦Coal | EJ/yr | Secondary Energy¦Electricity¦Coal | elec_co2 |  | 2045 | 0 | Secondary Energy¦Electricity¦Coal | 94
Downscaling[REMIND-MAgPIE 3.2-4.6 IntegratedPhysicalDamages (median)] | Fragmented World | FRA | Secondary Energy¦Electricity¦Coal | EJ/yr | Secondary Energy¦Electricity¦Coal | elec_co2 |  | 2050 | 0 | Secondary Energy¦Electricity¦Coal | 94
Downscaling[REMIND-MAgPIE 3.2-4.6 IntegratedPhysicalDamages (median)] | Fragmented World | FRA | Secondary Energy¦Electricity¦Coal | EJ/yr | Secondary Energy¦Electricity¦Coal | elec_co2 |  | 2055 | 0 | Secondary Energy¦Electricity¦Coal | 94
Downscaling[REMIND-MAgPIE 3.2-4.6 IntegratedPhysicalDamages (median)] | Fragmented World | FRA | Secondary Energy¦Electricity¦Coal | EJ/yr | Secondary Energy¦Electricity¦Coal | elec_co2 |  | 2060 | 0 | Secondary Energy¦Electricity¦Coal | 94
Downscaling[REMIND-MAgPIE 3.2-4.6 IntegratedPhysicalDamages (median)] | Fragmented World | FRA | Secondary Energy¦Electricity¦Coal | EJ/yr | Secondary Energy¦Electricity¦Coal | elec_co2 |  | 2065 | 0 | Secondary Energy¦Electricity¦Coal | 94
Downscaling[REMIND-MAgPIE 3.2-4.6 IntegratedPhysicalDamages (median)] | Fragmented World | FRA | Secondary Energy¦Electricity¦Coal | EJ/yr | Secondary Energy¦Electricity¦Coal | elec_co2 |  | 2070 | 0 | Secondary Energy¦Electricity¦Coal | 94
Downscaling[REMIND-MAgPIE 3.2-4.6 IntegratedPhysicalDamages (median)] | Fragmented World | FRA | Secondary Energy¦Electricity¦Coal | EJ/yr | Secondary Energy¦Electricity¦Coal | elec_co2 |  | 2075 | 0 | Secondary Energy¦Electricity¦Coal | 94
Downscaling[REMIND-MAgPIE 3.2-4.6 IntegratedPhysicalDamages (median)] | Fragmented World | FRA | Secondary Energy¦Electricity¦Coal | EJ/yr | Secondary Energy¦Electricity¦Coal | elec_co2 |  | 2080 | 0 | Secondary Energy¦Electricity¦Coal | 94
Downscaling[REMIND-MAgPIE 3.2-4.6 IntegratedPhysicalDamages (median)] | Fragmented World | FRA | Secondary Energy¦Electricity¦Coal | EJ/yr | Secondary Energy¦Electricity¦Coal | elec_co2 |  | 2085 | 0 | Secondary Energy¦Electricity¦Coal | 94
Downscaling[REMIND-MAgPIE 3.2-4.6 IntegratedPhysicalDamages (median)] | Fragmented World | FRA | Secondary Energy¦Electricity¦Coal | EJ/yr | Secondary Energy¦Electricity¦Coal | elec_co2 |  | 2090 | 0 | Secondary Energy¦Electricity¦Coal | 94
Downscaling[REMIND-MAgPIE 3.2-4.6 IntegratedPhysicalDamages (median)] | Fragmented World | FRA | Secondary Energy¦Electricity¦Coal | EJ/yr | Secondary Energy¦Electricity¦Coal | elec_co2 |  | 2095 | 0 | Secondary Energy¦Electricity¦Coal | 94
Downscaling[REMIND-MAgPIE 3.2-4.6 IntegratedPhysicalDamages (median)] | Fragmented World | FRA | Secondary Energy¦Electricity¦Coal | EJ/yr | Secondary Energy¦Electricity¦Coal | elec_co2 |  | 2100 | 0 | Secondary Energy¦Electricity¦Coal | 94
Downscaling[REMIND-MAgPIE 3.2-4.6 IntegratedPhysicalDamages (median)] | Fragmented World | FRA | Secondary Energy¦Electricity¦Gas | EJ/yr | Secondary Energy¦Electricity¦Gas | elec_co2 |  | 2020 | 0.1766 | Secondary Energy¦Electricity¦Gas | 55
Downscaling[REMIND-MAgPIE 3.2-4.6 IntegratedPhysicalDamages (median)] | Fragmented World | FRA | Secondary Energy¦Electricity¦Gas | EJ/yr | Secondary Energy¦Electricity¦Gas | elec_co2 |  | 2025 | 0.2 | Secondary Energy¦Electricity¦Gas | 55
Downscaling[REMIND-MAgPIE 3.2-4.6 IntegratedPhysicalDamages (median)] | Fragmented World | FRA | Secondary Energy¦Electricity¦Gas | EJ/yr | Secondary Energy¦Electricity¦Gas | elec_co2 |  | 2030 | 0.1822 | Secondary Energy¦Electricity¦Gas | 55
Downscaling[REMIND-MAgPIE 3.2-4.6 IntegratedPhysicalDamages (median)] | Fragmented World | FRA | Secondary Energy¦Electricity¦Gas | EJ/yr | Secondary Energy¦Electricity¦Gas | elec_co2 |  | 2035 | 0.1156 | Secondary Energy¦Electricity¦Gas | 55
Downscaling[REMIND-MAgPIE 3.2-4.6 IntegratedPhysicalDamages (median)] | Fragmented World | FRA | Secondary Energy¦Electricity¦Gas | EJ/yr | Secondary Energy¦Electricity¦Gas | elec_co2 |  | 2040 | 0.0221 | Secondary Energy¦Electricity¦Gas | 55
Downscaling[REMIND-MAgPIE 3.2-4.6 IntegratedPhysicalDamages (median)] | Fragmented World | FRA | Secondary Energy¦Electricity¦Gas | EJ/yr | Secondary Energy¦Electricity¦Gas | elec_co2 |  | 2045 | 0.0231 | Secondary Energy¦Electricity¦Gas | 55
Downscaling[REMIND-MAgPIE 3.2-4.6 IntegratedPhysicalDamages (median)] | Fragmented World | FRA | Secondary Energy¦Electricity¦Gas | EJ/yr | Secondary Energy¦Electricity¦Gas | elec_co2 |  | 2050 | 0.0217 | Secondary Energy¦Electricity¦Gas | 55
Downscaling[REMIND-MAgPIE 3.2-4.6 IntegratedPhysicalDamages (median)] | Fragmented World | FRA | Secondary Energy¦Electricity¦Gas | EJ/yr | Secondary Energy¦Electricity¦Gas | elec_co2 |  | 2055 | 0.0203 | Secondary Energy¦Electricity¦Gas | 55
Downscaling[REMIND-MAgPIE 3.2-4.6 IntegratedPhysicalDamages (median)] | Fragmented World | FRA | Secondary Energy¦Electricity¦Gas | EJ/yr | Secondary Energy¦Electricity¦Gas | elec_co2 |  | 2060 | 0.0138 | Secondary Energy¦Electricity¦Gas | 55
Downscaling[REMIND-MAgPIE 3.2-4.6 IntegratedPhysicalDamages (median)] | Fragmented World | FRA | Secondary Energy¦Electricity¦Gas | EJ/yr | Secondary Energy¦Electricity¦Gas | elec_co2 |  | 2065 | 0.0097 | Secondary Energy¦Electricity¦Gas | 55
Downscaling[REMIND-MAgPIE 3.2-4.6 IntegratedPhysicalDamages (median)] | Fragmented World | FRA | Secondary Energy¦Electricity¦Gas | EJ/yr | Secondary Energy¦Electricity¦Gas | elec_co2 |  | 2070 | 0.0056 | Secondary Energy¦Electricity¦Gas | 55
Downscaling[REMIND-MAgPIE 3.2-4.6 IntegratedPhysicalDamages (median)] | Fragmented World | FRA | Secondary Energy¦Electricity¦Gas | EJ/yr | Secondary Energy¦Electricity¦Gas | elec_co2 |  | 2075 | 0.003 | Secondary Energy¦Electricity¦Gas | 55
Downscaling[REMIND-MAgPIE 3.2-4.6 IntegratedPhysicalDamages (median)] | Fragmented World | FRA | Secondary Energy¦Electricity¦Gas | EJ/yr | Secondary Energy¦Electricity¦Gas | elec_co2 |  | 2080 | 0.0003 | Secondary Energy¦Electricity¦Gas | 55
Downscaling[REMIND-MAgPIE 3.2-4.6 IntegratedPhysicalDamages (median)] | Fragmented World | FRA | Secondary Energy¦Electricity¦Gas | EJ/yr | Secondary Energy¦Electricity¦Gas | elec_co2 |  | 2085 | 0.0001 | Secondary Energy¦Electricity¦Gas | 55
Downscaling[REMIND-MAgPIE 3.2-4.6 IntegratedPhysicalDamages (median)] | Fragmented World | FRA | Secondary Energy¦Electricity¦Gas | EJ/yr | Secondary Energy¦Electricity¦Gas | elec_co2 |  | 2090 | 0 | Secondary Energy¦Electricity¦Gas | 55
Downscaling[REMIND-MAgPIE 3.2-4.6 IntegratedPhysicalDamages (median)] | Fragmented World | FRA | Secondary Energy¦Electricity¦Gas | EJ/yr | Secondary Energy¦Electricity¦Gas | elec_co2 |  | 2095 | 0 | Secondary Energy¦Electricity¦Gas | 55
Downscaling[REMIND-MAgPIE 3.2-4.6 IntegratedPhysicalDamages (median)] | Fragmented World | FRA | Secondary Energy¦Electricity¦Gas | EJ/yr | Secondary Energy¦Electricity¦Gas | elec_co2 |  | 2100 | 0 | Secondary Energy¦Electricity¦Gas | 55
Downscaling[REMIND-MAgPIE 3.2-4.6 IntegratedPhysicalDamages (median)] | Fragmented World | FRA | Secondary Energy¦Electricity¦Oil | EJ/yr | Secondary Energy¦Electricity¦Oil | elec_co2 |  | 2020 | 0.0144 | Secondary Energy¦Electricity¦Oil | 70
Downscaling[REMIND-MAgPIE 3.2-4.6 IntegratedPhysicalDamages (median)] | Fragmented World | FRA | Secondary Energy¦Electricity¦Oil | EJ/yr | Secondary Energy¦Electricity¦Oil | elec_co2 |  | 2025 | 0.0053 | Secondary Energy¦Electricity¦Oil | 70
Downscaling[REMIND-MAgPIE 3.2-4.6 IntegratedPhysicalDamages (median)] | Fragmented World | FRA | Secondary Energy¦Electricity¦Oil | EJ/yr | Secondary Energy¦Electricity¦Oil | elec_co2 |  | 2030 | 0.0004 | Secondary Energy¦Electricity¦Oil | 70
Downscaling[REMIND-MAgPIE 3.2-4.6 IntegratedPhysicalDamages (median)] | Fragmented World | FRA | Secondary Energy¦Electricity¦Oil | EJ/yr | Secondary Energy¦Electricity¦Oil | elec_co2 |  | 2035 | 0 | Secondary Energy¦Electricity¦Oil | 70
Downscaling[REMIND-MAgPIE 3.2-4.6 IntegratedPhysicalDamages (median)] | Fragmented World | FRA | Secondary Energy¦Electricity¦Oil | EJ/yr | Secondary Energy¦Electricity¦Oil | elec_co2 |  | 2040 | 0 | Secondary Energy¦Electricity¦Oil | 70
Downscaling[REMIND-MAgPIE 3.2-4.6 IntegratedPhysicalDamages (median)] | Fragmented World | FRA | Secondary Energy¦Electricity¦Oil | EJ/yr | Secondary Energy¦Electricity¦Oil | elec_co2 |  | 2045 | 0 | Secondary Energy¦Electricity¦Oil | 70
Downscaling[REMIND-MAgPIE 3.2-4.6 IntegratedPhysicalDamages (median)] | Fragmented World | FRA | Secondary Energy¦Electricity¦Oil | EJ/yr | Secondary Energy¦Electricity¦Oil | elec_co2 |  | 2050 | 0 | Secondary Energy¦Electricity¦Oil | 70
Downscaling[REMIND-MAgPIE 3.2-4.6 IntegratedPhysicalDamages (median)] | Fragmented World | FRA | Secondary Energy¦Electricity¦Oil | EJ/yr | Secondary Energy¦Electricity¦Oil | elec_co2 |  | 2055 | 0 | Secondary Energy¦Electricity¦Oil | 70
Downscaling[REMIND-MAgPIE 3.2-4.6 IntegratedPhysicalDamages (median)] | Fragmented World | FRA | Secondary Energy¦Electricity¦Oil | EJ/yr | Secondary Energy¦Electricity¦Oil | elec_co2 |  | 2060 | 0 | Secondary Energy¦Electricity¦Oil | 70
Downscaling[REMIND-MAgPIE 3.2-4.6 IntegratedPhysicalDamages (median)] | Fragmented World | FRA | Secondary Energy¦Electricity¦Oil | EJ/yr | Secondary Energy¦Electricity¦Oil | elec_co2 |  | 2065 | 0 | Secondary Energy¦Electricity¦Oil | 70
Downscaling[REMIND-MAgPIE 3.2-4.6 IntegratedPhysicalDamages (median)] | Fragmented World | FRA | Secondary Energy¦Electricity¦Oil | EJ/yr | Secondary Energy¦Electricity¦Oil | elec_co2 |  | 2070 | 0 | Secondary Energy¦Electricity¦Oil | 70
Downscaling[REMIND-MAgPIE 3.2-4.6 IntegratedPhysicalDamages (median)] | Fragmented World | FRA | Secondary Energy¦Electricity¦Oil | EJ/yr | Secondary Energy¦Electricity¦Oil | elec_co2 |  | 2075 | 0 | Secondary Energy¦Electricity¦Oil | 70
Downscaling[REMIND-MAgPIE 3.2-4.6 IntegratedPhysicalDamages (median)] | Fragmented World | FRA | Secondary Energy¦Electricity¦Oil | EJ/yr | Secondary Energy¦Electricity¦Oil | elec_co2 |  | 2080 | 0 | Secondary Energy¦Electricity¦Oil | 70
Downscaling[REMIND-MAgPIE 3.2-4.6 IntegratedPhysicalDamages (median)] | Fragmented World | FRA | Secondary Energy¦Electricity¦Oil | EJ/yr | Secondary Energy¦Electricity¦Oil | elec_co2 |  | 2085 | 0 | Secondary Energy¦Electricity¦Oil | 70
Downscaling[REMIND-MAgPIE 3.2-4.6 IntegratedPhysicalDamages (median)] | Fragmented World | FRA | Secondary Energy¦Electricity¦Oil | EJ/yr | Secondary Energy¦Electricity¦Oil | elec_co2 |  | 2090 | 0 | Secondary Energy¦Electricity¦Oil | 70
Downscaling[REMIND-MAgPIE 3.2-4.6 IntegratedPhysicalDamages (median)] | Fragmented World | FRA | Secondary Energy¦Electricity¦Oil | EJ/yr | Secondary Energy¦Electricity¦Oil | elec_co2 |  | 2095 | 0 | Secondary Energy¦Electricity¦Oil | 70
Downscaling[REMIND-MAgPIE 3.2-4.6 IntegratedPhysicalDamages (median)] | Fragmented World | FRA | Secondary Energy¦Electricity¦Oil | EJ/yr | Secondary Energy¦Electricity¦Oil | elec_co2 |  | 2100 | 0 | Secondary Energy¦Electricity¦Oil | 70
Downscaling[REMIND-MAgPIE 3.2-4.6 IntegratedPhysicalDamages (median)] | Fragmented World | FRA | Price¦Primary Energy¦Biomass | US$2010/GJ | Price¦Primary Energy¦Biomass | fuel_supply | bioenergy | 2020 | 5.3799 | Price¦Primary Energy¦Biomass
Downscaling[REMIND-MAgPIE 3.2-4.6 IntegratedPhysicalDamages (median)] | Fragmented World | FRA | Price¦Primary Energy¦Biomass | US$2010/GJ | Price¦Primary Energy¦Biomass | fuel_supply | bioenergy | 2025 | 5.7255 | Price¦Primary Energy¦Biomass
Downscaling[REMIND-MAgPIE 3.2-4.6 IntegratedPhysicalDamages (median)] | Fragmented World | FRA | Price¦Primary Energy¦Biomass | US$2010/GJ | Price¦Primary Energy¦Biomass | fuel_supply | bioenergy | 2030 | 5.1289 | Price¦Primary Energy¦Biomass
Downscaling[REMIND-MAgPIE 3.2-4.6 IntegratedPhysicalDamages (median)] | Fragmented World | FRA | Price¦Primary Energy¦Biomass | US$2010/GJ | Price¦Primary Energy¦Biomass | fuel_supply | bioenergy | 2035 | 4.734 | Price¦Primary Energy¦Biomass
Downscaling[REMIND-MAgPIE 3.2-4.6 IntegratedPhysicalDamages (median)] | Fragmented World | FRA | Price¦Primary Energy¦Biomass | US$2010/GJ | Price¦Primary Energy¦Biomass | fuel_supply | bioenergy | 2040 | 5.146 | Price¦Primary Energy¦Biomass
Downscaling[REMIND-MAgPIE 3.2-4.6 IntegratedPhysicalDamages (median)] | Fragmented World | FRA | Price¦Primary Energy¦Biomass | US$2010/GJ | Price¦Primary Energy¦Biomass | fuel_supply | bioenergy | 2045 | 5.8974 | Price¦Primary Energy¦Biomass
Downscaling[REMIND-MAgPIE 3.2-4.6 IntegratedPhysicalDamages (median)] | Fragmented World | FRA | Price¦Primary Energy¦Biomass | US$2010/GJ | Price¦Primary Energy¦Biomass | fuel_supply | bioenergy | 2050 | 6.5883 | Price¦Primary Energy¦Biomass
Downscaling[REMIND-MAgPIE 3.2-4.6 IntegratedPhysicalDamages (median)] | Fragmented World | FRA | Price¦Primary Energy¦Biomass | US$2010/GJ | Price¦Primary Energy¦Biomass | fuel_supply | bioenergy | 2055 | 8.2953 | Price¦Primary Energy¦Biomass
Downscaling[REMIND-MAgPIE 3.2-4.6 IntegratedPhysicalDamages (median)] | Fragmented World | FRA | Price¦Primary Energy¦Biomass | US$2010/GJ | Price¦Primary Energy¦Biomass | fuel_supply | bioenergy | 2060 | 14.1124 | Price¦Primary Energy¦Biomass
Downscaling[REMIND-MAgPIE 3.2-4.6 IntegratedPhysicalDamages (median)] | Fragmented World | FRA | Price¦Primary Energy¦Biomass | US$2010/GJ | Price¦Primary Energy¦Biomass | fuel_supply | bioenergy | 2065 | 14.4529 | Price¦Primary Energy¦Biomass
Downscaling[REMIND-MAgPIE 3.2-4.6 IntegratedPhysicalDamages (median)] | Fragmented World | FRA | Price¦Primary Energy¦Biomass | US$2010/GJ | Price¦Primary Energy¦Biomass | fuel_supply | bioenergy | 2070 | 14.7934 | Price¦Primary Energy¦Biomass
Downscaling[REMIND-MAgPIE 3.2-4.6 IntegratedPhysicalDamages (median)] | Fragmented World | FRA | Price¦Primary Energy¦Biomass | US$2010/GJ | Price¦Primary Energy¦Biomass | fuel_supply | bioenergy | 2075 | 14.9008 | Price¦Primary Energy¦Biomass
Downscaling[REMIND-MAgPIE 3.2-4.6 IntegratedPhysicalDamages (median)] | Fragmented World | FRA | Price¦Primary Energy¦Biomass | US$2010/GJ | Price¦Primary Energy¦Biomass | fuel_supply | bioenergy | 2080 | 15.0082 | Price¦Primary Energy¦Biomass
Downscaling[REMIND-MAgPIE 3.2-4.6 IntegratedPhysicalDamages (median)] | Fragmented World | FRA | Price¦Primary Energy¦Biomass | US$2010/GJ | Price¦Primary Energy¦Biomass | fuel_supply | bioenergy | 2085 | 14.6652 | Price¦Primary Energy¦Biomass
Downscaling[REMIND-MAgPIE 3.2-4.6 IntegratedPhysicalDamages (median)] | Fragmented World | FRA | Price¦Primary Energy¦Biomass | US$2010/GJ | Price¦Primary Energy¦Biomass | fuel_supply | bioenergy | 2090 | 14.3223 | Price¦Primary Energy¦Biomass
Downscaling[REMIND-MAgPIE 3.2-4.6 IntegratedPhysicalDamages (median)] | Fragmented World | FRA | Price¦Primary Energy¦Biomass | US$2010/GJ | Price¦Primary Energy¦Biomass | fuel_supply | bioenergy | 2095 | 13.7376 | Price¦Primary Energy¦Biomass
Downscaling[REMIND-MAgPIE 3.2-4.6 IntegratedPhysicalDamages (median)] | Fragmented World | FRA | Price¦Primary Energy¦Biomass | US$2010/GJ | Price¦Primary Energy¦Biomass | fuel_supply | bioenergy | 2100 | 13.153 | Price¦Primary Energy¦Biomass
Downscaling[REMIND-MAgPIE 3.2-4.6 IntegratedPhysicalDamages (median)] | Fragmented World | FRA | Price¦Primary Energy¦Coal | US$2010/GJ | Price¦Primary Energy¦Coal | fuel_supply | coal | 2020 | 2.0344 | Price¦Primary Energy¦Coal
Downscaling[REMIND-MAgPIE 3.2-4.6 IntegratedPhysicalDamages (median)] | Fragmented World | FRA | Price¦Primary Energy¦Coal | US$2010/GJ | Price¦Primary Energy¦Coal | fuel_supply | coal | 2025 | 2.2207 | Price¦Primary Energy¦Coal
Downscaling[REMIND-MAgPIE 3.2-4.6 IntegratedPhysicalDamages (median)] | Fragmented World | FRA | Price¦Primary Energy¦Coal | US$2010/GJ | Price¦Primary Energy¦Coal | fuel_supply | coal | 2030 | 2.2579 | Price¦Primary Energy¦Coal
Downscaling[REMIND-MAgPIE 3.2-4.6 IntegratedPhysicalDamages (median)] | Fragmented World | FRA | Price¦Primary Energy¦Coal | US$2010/GJ | Price¦Primary Energy¦Coal | fuel_supply | coal | 2035 | 2.2496 | Price¦Primary Energy¦Coal
Downscaling[REMIND-MAgPIE 3.2-4.6 IntegratedPhysicalDamages (median)] | Fragmented World | FRA | Price¦Primary Energy¦Coal | US$2010/GJ | Price¦Primary Energy¦Coal | fuel_supply | coal | 2040 | 1.791 | Price¦Primary Energy¦Coal
Downscaling[REMIND-MAgPIE 3.2-4.6 IntegratedPhysicalDamages (median)] | Fragmented World | FRA | Price¦Primary Energy¦Coal | US$2010/GJ | Price¦Primary Energy¦Coal | fuel_supply | coal | 2045 | 1.6065 | Price¦Primary Energy¦Coal
Downscaling[REMIND-MAgPIE 3.2-4.6 IntegratedPhysicalDamages (median)] | Fragmented World | FRA | Price¦Primary Energy¦Coal | US$2010/GJ | Price¦Primary Energy¦Coal | fuel_supply | coal | 2050 | 1.8856 | Price¦Primary Energy¦Coal
Downscaling[REMIND-MAgPIE 3.2-4.6 IntegratedPhysicalDamages (median)] | Fragmented World | FRA | Price¦Primary Energy¦Coal | US$2010/GJ | Price¦Primary Energy¦Coal | fuel_supply | coal | 2055 | 1.7407 | Price¦Primary Energy¦Coal
Downscaling[REMIND-MAgPIE 3.2-4.6 IntegratedPhysicalDamages (median)] | Fragmented World | FRA | Price¦Primary Energy¦Coal | US$2010/GJ | Price¦Primary Energy¦Coal | fuel_supply | coal | 2060 | 2.3799 | Price¦Primary Energy¦Coal
Downscaling[REMIND-MAgPIE 3.2-4.6 IntegratedPhysicalDamages (median)] | Fragmented World | FRA | Price¦Primary Energy¦Coal | US$2010/GJ | Price¦Primary Energy¦Coal | fuel_supply | coal | 2065 | 2.4298 | Price¦Primary Energy¦Coal
Downscaling[REMIND-MAgPIE 3.2-4.6 IntegratedPhysicalDamages (median)] | Fragmented World | FRA | Price¦Primary Energy¦Coal | US$2010/GJ | Price¦Primary Energy¦Coal | fuel_supply | coal | 2070 | 2.4798 | Price¦Primary Energy¦Coal
Downscaling[REMIND-MAgPIE 3.2-4.6 IntegratedPhysicalDamages (median)] | Fragmented World | FRA | Price¦Primary Energy¦Coal | US$2010/GJ | Price¦Primary Energy¦Coal | fuel_supply | coal | 2075 | 2.4354 | Price¦Primary Energy¦Coal
Downscaling[REMIND-MAgPIE 3.2-4.6 IntegratedPhysicalDamages (median)] | Fragmented World | FRA | Price¦Primary Energy¦Coal | US$2010/GJ | Price¦Primary Energy¦Coal | fuel_supply | coal | 2080 | 2.3911 | Price¦Primary Energy¦Coal
Downscaling[REMIND-MAgPIE 3.2-4.6 IntegratedPhysicalDamages (median)] | Fragmented World | FRA | Price¦Primary Energy¦Coal | US$2010/GJ | Price¦Primary Energy¦Coal | fuel_supply | coal | 2085 | 2.3793 | Price¦Primary Energy¦Coal
Downscaling[REMIND-MAgPIE 3.2-4.6 IntegratedPhysicalDamages (median)] | Fragmented World | FRA | Price¦Primary Energy¦Coal | US$2010/GJ | Price¦Primary Energy¦Coal | fuel_supply | coal | 2090 | 2.3674 | Price¦Primary Energy¦Coal
Downscaling[REMIND-MAgPIE 3.2-4.6 IntegratedPhysicalDamages (median)] | Fragmented World | FRA | Price¦Primary Energy¦Coal | US$2010/GJ | Price¦Primary Energy¦Coal | fuel_supply | coal | 2095 | 2.3416 | Price¦Primary Energy¦Coal
Downscaling[REMIND-MAgPIE 3.2-4.6 IntegratedPhysicalDamages (median)] | Fragmented World | FRA | Price¦Primary Energy¦Coal | US$2010/GJ | Price¦Primary Energy¦Coal | fuel_supply | coal | 2100 | 2.3157 | Price¦Primary Energy¦Coal
Downscaling[REMIND-MAgPIE 3.2-4.6 IntegratedPhysicalDamages (median)] | Fragmented World | FRA | Price¦Primary Energy¦Gas | US$2010/GJ | Price¦Primary Energy¦Gas | fuel_supply | gas | 2020 | 3.9711 | Price¦Primary Energy¦Gas
Downscaling[REMIND-MAgPIE 3.2-4.6 IntegratedPhysicalDamages (median)] | Fragmented World | FRA | Price¦Primary Energy¦Gas | US$2010/GJ | Price¦Primary Energy¦Gas | fuel_supply | gas | 2025 | 4.682 | Price¦Primary Energy¦Gas
Downscaling[REMIND-MAgPIE 3.2-4.6 IntegratedPhysicalDamages (median)] | Fragmented World | FRA | Price¦Primary Energy¦Gas | US$2010/GJ | Price¦Primary Energy¦Gas | fuel_supply | gas | 2030 | 4.6153 | Price¦Primary Energy¦Gas
Downscaling[REMIND-MAgPIE 3.2-4.6 IntegratedPhysicalDamages (median)] | Fragmented World | FRA | Price¦Primary Energy¦Gas | US$2010/GJ | Price¦Primary Energy¦Gas | fuel_supply | gas | 2035 | 5.1579 | Price¦Primary Energy¦Gas
Downscaling[REMIND-MAgPIE 3.2-4.6 IntegratedPhysicalDamages (median)] | Fragmented World | FRA | Price¦Primary Energy¦Gas | US$2010/GJ | Price¦Primary Energy¦Gas | fuel_supply | gas | 2040 | 5.1806 | Price¦Primary Energy¦Gas
Downscaling[REMIND-MAgPIE 3.2-4.6 IntegratedPhysicalDamages (median)] | Fragmented World | FRA | Price¦Primary Energy¦Gas | US$2010/GJ | Price¦Primary Energy¦Gas | fuel_supply | gas | 2045 | 5.5095 | Price¦Primary Energy¦Gas
Downscaling[REMIND-MAgPIE 3.2-4.6 IntegratedPhysicalDamages (median)] | Fragmented World | FRA | Price¦Primary Energy¦Gas | US$2010/GJ | Price¦Primary Energy¦Gas | fuel_supply | gas | 2050 | 5.3321 | Price¦Primary Energy¦Gas
Downscaling[REMIND-MAgPIE 3.2-4.6 IntegratedPhysicalDamages (median)] | Fragmented World | FRA | Price¦Primary Energy¦Gas | US$2010/GJ | Price¦Primary Energy¦Gas | fuel_supply | gas | 2055 | 5.1763 | Price¦Primary Energy¦Gas
Downscaling[REMIND-MAgPIE 3.2-4.6 IntegratedPhysicalDamages (median)] | Fragmented World | FRA | Price¦Primary Energy¦Gas | US$2010/GJ | Price¦Primary Energy¦Gas | fuel_supply | gas | 2060 | 5.9523 | Price¦Primary Energy¦Gas
Downscaling[REMIND-MAgPIE 3.2-4.6 IntegratedPhysicalDamages (median)] | Fragmented World | FRA | Price¦Primary Energy¦Gas | US$2010/GJ | Price¦Primary Energy¦Gas | fuel_supply | gas | 2065 | 5.8333 | Price¦Primary Energy¦Gas
Downscaling[REMIND-MAgPIE 3.2-4.6 IntegratedPhysicalDamages (median)] | Fragmented World | FRA | Price¦Primary Energy¦Gas | US$2010/GJ | Price¦Primary Energy¦Gas | fuel_supply | gas | 2070 | 5.7142 | Price¦Primary Energy¦Gas
Downscaling[REMIND-MAgPIE 3.2-4.6 IntegratedPhysicalDamages (median)] | Fragmented World | FRA | Price¦Primary Energy¦Gas | US$2010/GJ | Price¦Primary Energy¦Gas | fuel_supply | gas | 2075 | 5.7313 | Price¦Primary Energy¦Gas
Downscaling[REMIND-MAgPIE 3.2-4.6 IntegratedPhysicalDamages (median)] | Fragmented World | FRA | Price¦Primary Energy¦Gas | US$2010/GJ | Price¦Primary Energy¦Gas | fuel_supply | gas | 2080 | 5.7484 | Price¦Primary Energy¦Gas
Downscaling[REMIND-MAgPIE 3.2-4.6 IntegratedPhysicalDamages (median)] | Fragmented World | FRA | Price¦Primary Energy¦Gas | US$2010/GJ | Price¦Primary Energy¦Gas | fuel_supply | gas | 2085 | 5.7743 | Price¦Primary Energy¦Gas
Downscaling[REMIND-MAgPIE 3.2-4.6 IntegratedPhysicalDamages (median)] | Fragmented World | FRA | Price¦Primary Energy¦Gas | US$2010/GJ | Price¦Primary Energy¦Gas | fuel_supply | gas | 2090 | 5.8002 | Price¦Primary Energy¦Gas
Downscaling[REMIND-MAgPIE 3.2-4.6 IntegratedPhysicalDamages (median)] | Fragmented World | FRA | Price¦Primary Energy¦Gas | US$2010/GJ | Price¦Primary Energy¦Gas | fuel_supply | gas | 2095 | 5.8457 | Price¦Primary Energy¦Gas
Downscaling[REMIND-MAgPIE 3.2-4.6 IntegratedPhysicalDamages (median)] | Fragmented World | FRA | Price¦Primary Energy¦Gas | US$2010/GJ | Price¦Primary Energy¦Gas | fuel_supply | gas | 2100 | 5.8912 | Price¦Primary Energy¦Gas
Downscaling[REMIND-MAgPIE 3.2-4.6 IntegratedPhysicalDamages (median)] | Fragmented World | FRA | Price¦Secondary Energy¦Liquids¦Oil | US$2010/GJ | Price¦Secondary Energy¦Liquids¦Oil | fuel_supply | oil | 2020 | 82.2847 | Price¦Secondary Energy¦Liquids¦Oil
Downscaling[REMIND-MAgPIE 3.2-4.6 IntegratedPhysicalDamages (median)] | Fragmented World | FRA | Price¦Secondary Energy¦Liquids¦Oil | US$2010/GJ | Price¦Secondary Energy¦Liquids¦Oil | fuel_supply | oil | 2025 | 95.1154 | Price¦Secondary Energy¦Liquids¦Oil
Downscaling[REMIND-MAgPIE 3.2-4.6 IntegratedPhysicalDamages (median)] | Fragmented World | FRA | Price¦Secondary Energy¦Liquids¦Oil | US$2010/GJ | Price¦Secondary Energy¦Liquids¦Oil | fuel_supply | oil | 2030 | 86.1677 | Price¦Secondary Energy¦Liquids¦Oil
Downscaling[REMIND-MAgPIE 3.2-4.6 IntegratedPhysicalDamages (median)] | Fragmented World | FRA | Price¦Secondary Energy¦Liquids¦Oil | US$2010/GJ | Price¦Secondary Energy¦Liquids¦Oil | fuel_supply | oil | 2035 | 71.6493 | Price¦Secondary Energy¦Liquids¦Oil
Downscaling[REMIND-MAgPIE 3.2-4.6 IntegratedPhysicalDamages (median)] | Fragmented World | FRA | Price¦Secondary Energy¦Liquids¦Oil | US$2010/GJ | Price¦Secondary Energy¦Liquids¦Oil | fuel_supply | oil | 2040 | 101.7138 | Price¦Secondary Energy¦Liquids¦Oil
Downscaling[REMIND-MAgPIE 3.2-4.6 IntegratedPhysicalDamages (median)] | Fragmented World | FRA | Price¦Secondary Energy¦Liquids¦Oil | US$2010/GJ | Price¦Secondary Energy¦Liquids¦Oil | fuel_supply | oil | 2045 | 127.9225 | Price¦Secondary Energy¦Liquids¦Oil
Downscaling[REMIND-MAgPIE 3.2-4.6 IntegratedPhysicalDamages (median)] | Fragmented World | FRA | Price¦Secondary Energy¦Liquids¦Oil | US$2010/GJ | Price¦Secondary Energy¦Liquids¦Oil | fuel_supply | oil | 2050 | 131.0716 | Price¦Secondary Energy¦Liquids¦Oil
Downscaling[REMIND-MAgPIE 3.2-4.6 IntegratedPhysicalDamages (median)] | Fragmented World | FRA | Price¦Secondary Energy¦Liquids¦Oil | US$2010/GJ | Price¦Secondary Energy¦Liquids¦Oil | fuel_supply | oil | 2055 | 143.881 | Price¦Secondary Energy¦Liquids¦Oil
Downscaling[REMIND-MAgPIE 3.2-4.6 IntegratedPhysicalDamages (median)] | Fragmented World | FRA | Price¦Secondary Energy¦Liquids¦Oil | US$2010/GJ | Price¦Secondary Energy¦Liquids¦Oil | fuel_supply | oil | 2060 | 227.4295 | Price¦Secondary Energy¦Liquids¦Oil
Downscaling[REMIND-MAgPIE 3.2-4.6 IntegratedPhysicalDamages (median)] | Fragmented World | FRA | Price¦Secondary Energy¦Liquids¦Oil | US$2010/GJ | Price¦Secondary Energy¦Liquids¦Oil | fuel_supply | oil | 2065 | 285.2497 | Price¦Secondary Energy¦Liquids¦Oil
Downscaling[REMIND-MAgPIE 3.2-4.6 IntegratedPhysicalDamages (median)] | Fragmented World | FRA | Price¦Secondary Energy¦Liquids¦Oil | US$2010/GJ | Price¦Secondary Energy¦Liquids¦Oil | fuel_supply | oil | 2070 | 343.0699 | Price¦Secondary Energy¦Liquids¦Oil
Downscaling[REMIND-MAgPIE 3.2-4.6 IntegratedPhysicalDamages (median)] | Fragmented World | FRA | Price¦Secondary Energy¦Liquids¦Oil | US$2010/GJ | Price¦Secondary Energy¦Liquids¦Oil | fuel_supply | oil | 2075 | 336.9266 | Price¦Secondary Energy¦Liquids¦Oil
Downscaling[REMIND-MAgPIE 3.2-4.6 IntegratedPhysicalDamages (median)] | Fragmented World | FRA | Price¦Secondary Energy¦Liquids¦Oil | US$2010/GJ | Price¦Secondary Energy¦Liquids¦Oil | fuel_supply | oil | 2080 | 330.7833 | Price¦Secondary Energy¦Liquids¦Oil
Downscaling[REMIND-MAgPIE 3.2-4.6 IntegratedPhysicalDamages (median)] | Fragmented World | FRA | Price¦Secondary Energy¦Liquids¦Oil | US$2010/GJ | Price¦Secondary Energy¦Liquids¦Oil | fuel_supply | oil | 2085 | 316.617 | Price¦Secondary Energy¦Liquids¦Oil
Downscaling[REMIND-MAgPIE 3.2-4.6 IntegratedPhysicalDamages (median)] | Fragmented World | FRA | Price¦Secondary Energy¦Liquids¦Oil | US$2010/GJ | Price¦Secondary Energy¦Liquids¦Oil | fuel_supply | oil | 2090 | 302.4506 | Price¦Secondary Energy¦Liquids¦Oil
Downscaling[REMIND-MAgPIE 3.2-4.6 IntegratedPhysicalDamages (median)] | Fragmented World | FRA | Price¦Secondary Energy¦Liquids¦Oil | US$2010/GJ | Price¦Secondary Energy¦Liquids¦Oil | fuel_supply | oil | 2095 | 321.138 | Price¦Secondary Energy¦Liquids¦Oil
Downscaling[REMIND-MAgPIE 3.2-4.6 IntegratedPhysicalDamages (median)] | Fragmented World | FRA | Price¦Secondary Energy¦Liquids¦Oil | US$2010/GJ | Price¦Secondary Energy¦Liquids¦Oil | fuel_supply | oil | 2100 | 339.8253 | Price¦Secondary Energy¦Liquids¦Oil
Downscaling[REMIND-MAgPIE 3.2-4.6 IntegratedPhysicalDamages (median)] | Fragmented World | FRA | Emissions¦CO2 | Mt CO2/yr | Emissions¦CO2 | scenarios - CO2 abatement | CO2 | 2020 | 244.924 | Emissions¦CO2
Downscaling[REMIND-MAgPIE 3.2-4.6 IntegratedPhysicalDamages (median)] | Fragmented World | FRA | Emissions¦CO2 | Mt CO2/yr | Emissions¦CO2 | scenarios - CO2 abatement | CO2 | 2025 | 246.1933 | Emissions¦CO2
Downscaling[REMIND-MAgPIE 3.2-4.6 IntegratedPhysicalDamages (median)] | Fragmented World | FRA | Emissions¦CO2 | Mt CO2/yr | Emissions¦CO2 | scenarios - CO2 abatement | CO2 | 2030 | 218.9555 | Emissions¦CO2
Downscaling[REMIND-MAgPIE 3.2-4.6 IntegratedPhysicalDamages (median)] | Fragmented World | FRA | Emissions¦CO2 | Mt CO2/yr | Emissions¦CO2 | scenarios - CO2 abatement | CO2 | 2035 | 158.5782 | Emissions¦CO2
Downscaling[REMIND-MAgPIE 3.2-4.6 IntegratedPhysicalDamages (median)] | Fragmented World | FRA | Emissions¦CO2 | Mt CO2/yr | Emissions¦CO2 | scenarios - CO2 abatement | CO2 | 2040 | 43.5884 | Emissions¦CO2
Downscaling[REMIND-MAgPIE 3.2-4.6 IntegratedPhysicalDamages (median)] | Fragmented World | FRA | Emissions¦CO2 | Mt CO2/yr | Emissions¦CO2 | scenarios - CO2 abatement | CO2 | 2045 | -2.9035 | Emissions¦CO2
Downscaling[REMIND-MAgPIE 3.2-4.6 IntegratedPhysicalDamages (median)] | Fragmented World | FRA | Emissions¦CO2 | Mt CO2/yr | Emissions¦CO2 | scenarios - CO2 abatement | CO2 | 2050 | -28.9792 | Emissions¦CO2
Downscaling[REMIND-MAgPIE 3.2-4.6 IntegratedPhysicalDamages (median)] | Fragmented World | FRA | Emissions¦CO2 | Mt CO2/yr | Emissions¦CO2 | scenarios - CO2 abatement | CO2 | 2055 | -34.5396 | Emissions¦CO2
Downscaling[REMIND-MAgPIE 3.2-4.6 IntegratedPhysicalDamages (median)] | Fragmented World | FRA | Emissions¦CO2 | Mt CO2/yr | Emissions¦CO2 | scenarios - CO2 abatement | CO2 | 2060 | -38.9581 | Emissions¦CO2
Downscaling[REMIND-MAgPIE 3.2-4.6 IntegratedPhysicalDamages (median)] | Fragmented World | FRA | Emissions¦CO2 | Mt CO2/yr | Emissions¦CO2 | scenarios - CO2 abatement | CO2 | 2065 | -40.1804 | Emissions¦CO2
Downscaling[REMIND-MAgPIE 3.2-4.6 IntegratedPhysicalDamages (median)] | Fragmented World | FRA | Emissions¦CO2 | Mt CO2/yr | Emissions¦CO2 | scenarios - CO2 abatement | CO2 | 2070 | -41.4043 | Emissions¦CO2
Downscaling[REMIND-MAgPIE 3.2-4.6 IntegratedPhysicalDamages (median)] | Fragmented World | FRA | Emissions¦CO2 | Mt CO2/yr | Emissions¦CO2 | scenarios - CO2 abatement | CO2 | 2075 | -41.7865 | Emissions¦CO2
Downscaling[REMIND-MAgPIE 3.2-4.6 IntegratedPhysicalDamages (median)] | Fragmented World | FRA | Emissions¦CO2 | Mt CO2/yr | Emissions¦CO2 | scenarios - CO2 abatement | CO2 | 2080 | -42.1009 | Emissions¦CO2
Downscaling[REMIND-MAgPIE 3.2-4.6 IntegratedPhysicalDamages (median)] | Fragmented World | FRA | Emissions¦CO2 | Mt CO2/yr | Emissions¦CO2 | scenarios - CO2 abatement | CO2 | 2085 | -44.8925 | Emissions¦CO2
Downscaling[REMIND-MAgPIE 3.2-4.6 IntegratedPhysicalDamages (median)] | Fragmented World | FRA | Emissions¦CO2 | Mt CO2/yr | Emissions¦CO2 | scenarios - CO2 abatement | CO2 | 2090 | -47.6832 | Emissions¦CO2
Downscaling[REMIND-MAgPIE 3.2-4.6 IntegratedPhysicalDamages (median)] | Fragmented World | FRA | Emissions¦CO2 | Mt CO2/yr | Emissions¦CO2 | scenarios - CO2 abatement | CO2 | 2095 | -43.8474 | Emissions¦CO2
Downscaling[REMIND-MAgPIE 3.2-4.6 IntegratedPhysicalDamages (median)] | Fragmented World | FRA | Emissions¦CO2 | Mt CO2/yr | Emissions¦CO2 | scenarios - CO2 abatement | CO2 | 2100 | -40.0622 | Emissions¦CO2
Downscaling[REMIND-MAgPIE 3.2-4.6 IntegratedPhysicalDamages (median)] | Fragmented World | FRA | Emissions¦CO2¦Energy | Mt CO2/yr | Emissions¦CO2¦Energy | scenarios - CO2 abatement | CO2 | 2020 | 303.8831 | Emissions¦CO2¦Energy
Downscaling[REMIND-MAgPIE 3.2-4.6 IntegratedPhysicalDamages (median)] | Fragmented World | FRA | Emissions¦CO2¦Energy | Mt CO2/yr | Emissions¦CO2¦Energy | scenarios - CO2 abatement | CO2 | 2025 | 277.6764 | Emissions¦CO2¦Energy
Downscaling[REMIND-MAgPIE 3.2-4.6 IntegratedPhysicalDamages (median)] | Fragmented World | FRA | Emissions¦CO2¦Energy | Mt CO2/yr | Emissions¦CO2¦Energy | scenarios - CO2 abatement | CO2 | 2030 | 255.5021 | Emissions¦CO2¦Energy
Downscaling[REMIND-MAgPIE 3.2-4.6 IntegratedPhysicalDamages (median)] | Fragmented World | FRA | Emissions¦CO2¦Energy | Mt CO2/yr | Emissions¦CO2¦Energy | scenarios - CO2 abatement | CO2 | 2035 | 204.4069 | Emissions¦CO2¦Energy
Downscaling[REMIND-MAgPIE 3.2-4.6 IntegratedPhysicalDamages (median)] | Fragmented World | FRA | Emissions¦CO2¦Energy | Mt CO2/yr | Emissions¦CO2¦Energy | scenarios - CO2 abatement | CO2 | 2040 | 96.776 | Emissions¦CO2¦Energy
Downscaling[REMIND-MAgPIE 3.2-4.6 IntegratedPhysicalDamages (median)] | Fragmented World | FRA | Emissions¦CO2¦Energy | Mt CO2/yr | Emissions¦CO2¦Energy | scenarios - CO2 abatement | CO2 | 2045 | 56.1059 | Emissions¦CO2¦Energy
Downscaling[REMIND-MAgPIE 3.2-4.6 IntegratedPhysicalDamages (median)] | Fragmented World | FRA | Emissions¦CO2¦Energy | Mt CO2/yr | Emissions¦CO2¦Energy | scenarios - CO2 abatement | CO2 | 2050 | 33.5537 | Emissions¦CO2¦Energy
Downscaling[REMIND-MAgPIE 3.2-4.6 IntegratedPhysicalDamages (median)] | Fragmented World | FRA | Emissions¦CO2¦Energy | Mt CO2/yr | Emissions¦CO2¦Energy | scenarios - CO2 abatement | CO2 | 2055 | 24.8837 | Emissions¦CO2¦Energy
Downscaling[REMIND-MAgPIE 3.2-4.6 IntegratedPhysicalDamages (median)] | Fragmented World | FRA | Emissions¦CO2¦Energy | Mt CO2/yr | Emissions¦CO2¦Energy | scenarios - CO2 abatement | CO2 | 2060 | 15.8397 | Emissions¦CO2¦Energy
Downscaling[REMIND-MAgPIE 3.2-4.6 IntegratedPhysicalDamages (median)] | Fragmented World | FRA | Emissions¦CO2¦Energy | Mt CO2/yr | Emissions¦CO2¦Energy | scenarios - CO2 abatement | CO2 | 2065 | 11.5786 | Emissions¦CO2¦Energy
Downscaling[REMIND-MAgPIE 3.2-4.6 IntegratedPhysicalDamages (median)] | Fragmented World | FRA | Emissions¦CO2¦Energy | Mt CO2/yr | Emissions¦CO2¦Energy | scenarios - CO2 abatement | CO2 | 2070 | 7.2693 | Emissions¦CO2¦Energy
Downscaling[REMIND-MAgPIE 3.2-4.6 IntegratedPhysicalDamages (median)] | Fragmented World | FRA | Emissions¦CO2¦Energy | Mt CO2/yr | Emissions¦CO2¦Energy | scenarios - CO2 abatement | CO2 | 2075 | 7.4392 | Emissions¦CO2¦Energy
Downscaling[REMIND-MAgPIE 3.2-4.6 IntegratedPhysicalDamages (median)] | Fragmented World | FRA | Emissions¦CO2¦Energy | Mt CO2/yr | Emissions¦CO2¦Energy | scenarios - CO2 abatement | CO2 | 2080 | 7.6652 | Emissions¦CO2¦Energy
Downscaling[REMIND-MAgPIE 3.2-4.6 IntegratedPhysicalDamages (median)] | Fragmented World | FRA | Emissions¦CO2¦Energy | Mt CO2/yr | Emissions¦CO2¦Energy | scenarios - CO2 abatement | CO2 | 2085 | 3.4547 | Emissions¦CO2¦Energy
Downscaling[REMIND-MAgPIE 3.2-4.6 IntegratedPhysicalDamages (median)] | Fragmented World | FRA | Emissions¦CO2¦Energy | Mt CO2/yr | Emissions¦CO2¦Energy | scenarios - CO2 abatement | CO2 | 2090 | -0.7268 | Emissions¦CO2¦Energy
Downscaling[REMIND-MAgPIE 3.2-4.6 IntegratedPhysicalDamages (median)] | Fragmented World | FRA | Emissions¦CO2¦Energy | Mt CO2/yr | Emissions¦CO2¦Energy | scenarios - CO2 abatement | CO2 | 2095 | -3.9212 | Emissions¦CO2¦Energy
Downscaling[REMIND-MAgPIE 3.2-4.6 IntegratedPhysicalDamages (median)] | Fragmented World | FRA | Emissions¦CO2¦Energy | Mt CO2/yr | Emissions¦CO2¦Energy | scenarios - CO2 abatement | CO2 | 2100 | -7.1571 | Emissions¦CO2¦Energy
Downscaling[REMIND-MAgPIE 3.2-4.6 IntegratedPhysicalDamages (median)] | Low demand | FRA | Carbon Sequestration¦CCS | Mt CO2/yr | Carbon Sequestration¦CCS | CCS potential |  | 2020 | 0 | Carbon Sequestration¦CCS
Downscaling[REMIND-MAgPIE 3.2-4.6 IntegratedPhysicalDamages (median)] | Low demand | FRA | Carbon Sequestration¦CCS | Mt CO2/yr | Carbon Sequestration¦CCS | CCS potential |  | 2025 | 0.4274 | Carbon Sequestration¦CCS
Downscaling[REMIND-MAgPIE 3.2-4.6 IntegratedPhysicalDamages (median)] | Low demand | FRA | Carbon Sequestration¦CCS | Mt CO2/yr | Carbon Sequestration¦CCS | CCS potential |  | 2030 | 7.3533 | Carbon Sequestration¦CCS
Downscaling[REMIND-MAgPIE 3.2-4.6 IntegratedPhysicalDamages (median)] | Low demand | FRA | Carbon Sequestration¦CCS | Mt CO2/yr | Carbon Sequestration¦CCS | CCS potential |  | 2035 | 17.1665 | Carbon Sequestration¦CCS
Downscaling[REMIND-MAgPIE 3.2-4.6 IntegratedPhysicalDamages (median)] | Low demand | FRA | Carbon Sequestration¦CCS | Mt CO2/yr | Carbon Sequestration¦CCS | CCS potential |  | 2040 | 28.0576 | Carbon Sequestration¦CCS
Downscaling[REMIND-MAgPIE 3.2-4.6 IntegratedPhysicalDamages (median)] | Low demand | FRA | Carbon Sequestration¦CCS | Mt CO2/yr | Carbon Sequestration¦CCS | CCS potential |  | 2045 | 36.3725 | Carbon Sequestration¦CCS
Downscaling[REMIND-MAgPIE 3.2-4.6 IntegratedPhysicalDamages (median)] | Low demand | FRA | Carbon Sequestration¦CCS | Mt CO2/yr | Carbon Sequestration¦CCS | CCS potential |  | 2050 | 41.0506 | Carbon Sequestration¦CCS
Downscaling[REMIND-MAgPIE 3.2-4.6 IntegratedPhysicalDamages (median)] | Low demand | FRA | Carbon Sequestration¦CCS | Mt CO2/yr | Carbon Sequestration¦CCS | CCS potential |  | 2055 | 43.2802 | Carbon Sequestration¦CCS
Downscaling[REMIND-MAgPIE 3.2-4.6 IntegratedPhysicalDamages (median)] | Low demand | FRA | Carbon Sequestration¦CCS | Mt CO2/yr | Carbon Sequestration¦CCS | CCS potential |  | 2060 | 43.2745 | Carbon Sequestration¦CCS
Downscaling[REMIND-MAgPIE 3.2-4.6 IntegratedPhysicalDamages (median)] | Low demand | FRA | Carbon Sequestration¦CCS | Mt CO2/yr | Carbon Sequestration¦CCS | CCS potential |  | 2065 | 44.2773 | Carbon Sequestration¦CCS
Downscaling[REMIND-MAgPIE 3.2-4.6 IntegratedPhysicalDamages (median)] | Low demand | FRA | Carbon Sequestration¦CCS | Mt CO2/yr | Carbon Sequestration¦CCS | CCS potential |  | 2070 | 45.0375 | Carbon Sequestration¦CCS
Downscaling[REMIND-MAgPIE 3.2-4.6 IntegratedPhysicalDamages (median)] | Low demand | FRA | Carbon Sequestration¦CCS | Mt CO2/yr | Carbon Sequestration¦CCS | CCS potential |  | 2075 | 47.2594 | Carbon Sequestration¦CCS
Downscaling[REMIND-MAgPIE 3.2-4.6 IntegratedPhysicalDamages (median)] | Low demand | FRA | Carbon Sequestration¦CCS | Mt CO2/yr | Carbon Sequestration¦CCS | CCS potential |  | 2080 | 49.4211 | Carbon Sequestration¦CCS
Downscaling[REMIND-MAgPIE 3.2-4.6 IntegratedPhysicalDamages (median)] | Low demand | FRA | Carbon Sequestration¦CCS | Mt CO2/yr | Carbon Sequestration¦CCS | CCS potential |  | 2085 | 52.2961 | Carbon Sequestration¦CCS
Downscaling[REMIND-MAgPIE 3.2-4.6 IntegratedPhysicalDamages (median)] | Low demand | FRA | Carbon Sequestration¦CCS | Mt CO2/yr | Carbon Sequestration¦CCS | CCS potential |  | 2090 | 54.9838 | Carbon Sequestration¦CCS
Downscaling[REMIND-MAgPIE 3.2-4.6 IntegratedPhysicalDamages (median)] | Low demand | FRA | Carbon Sequestration¦CCS | Mt CO2/yr | Carbon Sequestration¦CCS | CCS potential |  | 2095 | 58.132 | Carbon Sequestration¦CCS
Downscaling[REMIND-MAgPIE 3.2-4.6 IntegratedPhysicalDamages (median)] | Low demand | FRA | Carbon Sequestration¦CCS | Mt CO2/yr | Carbon Sequestration¦CCS | CCS potential |  | 2100 | 61.357 | Carbon Sequestration¦CCS
Downscaling[REMIND-MAgPIE 3.2-4.6 IntegratedPhysicalDamages (median)] | Low demand | FRA | Final Energy¦Industry¦Electricity | EJ/yr | Final Energy¦Industry¦Electricity | demand_projection | elc_industry | 2020 | 0.4527 | Final Energy¦Industry¦Electricity
Downscaling[REMIND-MAgPIE 3.2-4.6 IntegratedPhysicalDamages (median)] | Low demand | FRA | Final Energy¦Industry¦Electricity | EJ/yr | Final Energy¦Industry¦Electricity | demand_projection | elc_industry | 2025 | 0.3833 | Final Energy¦Industry¦Electricity
Downscaling[REMIND-MAgPIE 3.2-4.6 IntegratedPhysicalDamages (median)] | Low demand | FRA | Final Energy¦Industry¦Electricity | EJ/yr | Final Energy¦Industry¦Electricity | demand_projection | elc_industry | 2030 | 0.3195 | Final Energy¦Industry¦Electricity
Downscaling[REMIND-MAgPIE 3.2-4.6 IntegratedPhysicalDamages (median)] | Low demand | FRA | Final Energy¦Industry¦Electricity | EJ/yr | Final Energy¦Industry¦Electricity | demand_projection | elc_industry | 2035 | 0.3117 | Final Energy¦Industry¦Electricity
Downscaling[REMIND-MAgPIE 3.2-4.6 IntegratedPhysicalDamages (median)] | Low demand | FRA | Final Energy¦Industry¦Electricity | EJ/yr | Final Energy¦Industry¦Electricity | demand_projection | elc_industry | 2040 | 0.2955 | Final Energy¦Industry¦Electricity
Downscaling[REMIND-MAgPIE 3.2-4.6 IntegratedPhysicalDamages (median)] | Low demand | FRA | Final Energy¦Industry¦Electricity | EJ/yr | Final Energy¦Industry¦Electricity | demand_projection | elc_industry | 2045 | 0.2728 | Final Energy¦Industry¦Electricity
Downscaling[REMIND-MAgPIE 3.2-4.6 IntegratedPhysicalDamages (median)] | Low demand | FRA | Final Energy¦Industry¦Electricity | EJ/yr | Final Energy¦Industry¦Electricity | demand_projection | elc_industry | 2050 | 0.2725 | Final Energy¦Industry¦Electricity
Downscaling[REMIND-MAgPIE 3.2-4.6 IntegratedPhysicalDamages (median)] | Low demand | FRA | Final Energy¦Industry¦Electricity | EJ/yr | Final Energy¦Industry¦Electricity | demand_projection | elc_industry | 2055 | 0.2689 | Final Energy¦Industry¦Electricity
Downscaling[REMIND-MAgPIE 3.2-4.6 IntegratedPhysicalDamages (median)] | Low demand | FRA | Final Energy¦Industry¦Electricity | EJ/yr | Final Energy¦Industry¦Electricity | demand_projection | elc_industry | 2060 | 0.2493 | Final Energy¦Industry¦Electricity
Downscaling[REMIND-MAgPIE 3.2-4.6 IntegratedPhysicalDamages (median)] | Low demand | FRA | Final Energy¦Industry¦Electricity | EJ/yr | Final Energy¦Industry¦Electricity | demand_projection | elc_industry | 2065 | 0.2582 | Final Energy¦Industry¦Electricity
Downscaling[REMIND-MAgPIE 3.2-4.6 IntegratedPhysicalDamages (median)] | Low demand | FRA | Final Energy¦Industry¦Electricity | EJ/yr | Final Energy¦Industry¦Electricity | demand_projection | elc_industry | 2070 | 0.269 | Final Energy¦Industry¦Electricity
Downscaling[REMIND-MAgPIE 3.2-4.6 IntegratedPhysicalDamages (median)] | Low demand | FRA | Final Energy¦Industry¦Electricity | EJ/yr | Final Energy¦Industry¦Electricity | demand_projection | elc_industry | 2075 | 0.2809 | Final Energy¦Industry¦Electricity
Downscaling[REMIND-MAgPIE 3.2-4.6 IntegratedPhysicalDamages (median)] | Low demand | FRA | Final Energy¦Industry¦Electricity | EJ/yr | Final Energy¦Industry¦Electricity | demand_projection | elc_industry | 2080 | 0.2923 | Final Energy¦Industry¦Electricity
Downscaling[REMIND-MAgPIE 3.2-4.6 IntegratedPhysicalDamages (median)] | Low demand | FRA | Final Energy¦Industry¦Electricity | EJ/yr | Final Energy¦Industry¦Electricity | demand_projection | elc_industry | 2085 | 0.3041 | Final Energy¦Industry¦Electricity
Downscaling[REMIND-MAgPIE 3.2-4.6 IntegratedPhysicalDamages (median)] | Low demand | FRA | Final Energy¦Industry¦Electricity | EJ/yr | Final Energy¦Industry¦Electricity | demand_projection | elc_industry | 2090 | 0.3144 | Final Energy¦Industry¦Electricity
Downscaling[REMIND-MAgPIE 3.2-4.6 IntegratedPhysicalDamages (median)] | Low demand | FRA | Final Energy¦Industry¦Electricity | EJ/yr | Final Energy¦Industry¦Electricity | demand_projection | elc_industry | 2095 | 0.32 | Final Energy¦Industry¦Electricity
Downscaling[REMIND-MAgPIE 3.2-4.6 IntegratedPhysicalDamages (median)] | Low demand | FRA | Final Energy¦Industry¦Electricity | EJ/yr | Final Energy¦Industry¦Electricity | demand_projection | elc_industry | 2100 | 0.3251 | Final Energy¦Industry¦Electricity
Downscaling[REMIND-MAgPIE 3.2-4.6 IntegratedPhysicalDamages (median)] | Low demand | FRA | Final Energy¦Residential and Commercial¦Electricity | EJ/yr | Final Energy¦Residential and Commercial¦Electricity | demand_projection | elc_buildings | 2020 | 1.0767 | Final Energy¦Residential and Commercial¦Electricity
Downscaling[REMIND-MAgPIE 3.2-4.6 IntegratedPhysicalDamages (median)] | Low demand | FRA | Final Energy¦Residential and Commercial¦Electricity | EJ/yr | Final Energy¦Residential and Commercial¦Electricity | demand_projection | elc_buildings | 2025 | 1.2243 | Final Energy¦Residential and Commercial¦Electricity
Downscaling[REMIND-MAgPIE 3.2-4.6 IntegratedPhysicalDamages (median)] | Low demand | FRA | Final Energy¦Residential and Commercial¦Electricity | EJ/yr | Final Energy¦Residential and Commercial¦Electricity | demand_projection | elc_buildings | 2030 | 1.1504 | Final Energy¦Residential and Commercial¦Electricity
Downscaling[REMIND-MAgPIE 3.2-4.6 IntegratedPhysicalDamages (median)] | Low demand | FRA | Final Energy¦Residential and Commercial¦Electricity | EJ/yr | Final Energy¦Residential and Commercial¦Electricity | demand_projection | elc_buildings | 2035 | 1.3027 | Final Energy¦Residential and Commercial¦Electricity
Downscaling[REMIND-MAgPIE 3.2-4.6 IntegratedPhysicalDamages (median)] | Low demand | FRA | Final Energy¦Residential and Commercial¦Electricity | EJ/yr | Final Energy¦Residential and Commercial¦Electricity | demand_projection | elc_buildings | 2040 | 1.3637 | Final Energy¦Residential and Commercial¦Electricity
Downscaling[REMIND-MAgPIE 3.2-4.6 IntegratedPhysicalDamages (median)] | Low demand | FRA | Final Energy¦Residential and Commercial¦Electricity | EJ/yr | Final Energy¦Residential and Commercial¦Electricity | demand_projection | elc_buildings | 2045 | 1.4186 | Final Energy¦Residential and Commercial¦Electricity
Downscaling[REMIND-MAgPIE 3.2-4.6 IntegratedPhysicalDamages (median)] | Low demand | FRA | Final Energy¦Residential and Commercial¦Electricity | EJ/yr | Final Energy¦Residential and Commercial¦Electricity | demand_projection | elc_buildings | 2050 | 1.4478 | Final Energy¦Residential and Commercial¦Electricity
Downscaling[REMIND-MAgPIE 3.2-4.6 IntegratedPhysicalDamages (median)] | Low demand | FRA | Final Energy¦Residential and Commercial¦Electricity | EJ/yr | Final Energy¦Residential and Commercial¦Electricity | demand_projection | elc_buildings | 2055 | 1.3516 | Final Energy¦Residential and Commercial¦Electricity
Downscaling[REMIND-MAgPIE 3.2-4.6 IntegratedPhysicalDamages (median)] | Low demand | FRA | Final Energy¦Residential and Commercial¦Electricity | EJ/yr | Final Energy¦Residential and Commercial¦Electricity | demand_projection | elc_buildings | 2060 | 1.3243 | Final Energy¦Residential and Commercial¦Electricity
Downscaling[REMIND-MAgPIE 3.2-4.6 IntegratedPhysicalDamages (median)] | Low demand | FRA | Final Energy¦Residential and Commercial¦Electricity | EJ/yr | Final Energy¦Residential and Commercial¦Electricity | demand_projection | elc_buildings | 2065 | 1.3446 | Final Energy¦Residential and Commercial¦Electricity
Downscaling[REMIND-MAgPIE 3.2-4.6 IntegratedPhysicalDamages (median)] | Low demand | FRA | Final Energy¦Residential and Commercial¦Electricity | EJ/yr | Final Energy¦Residential and Commercial¦Electricity | demand_projection | elc_buildings | 2070 | 1.3698 | Final Energy¦Residential and Commercial¦Electricity
Downscaling[REMIND-MAgPIE 3.2-4.6 IntegratedPhysicalDamages (median)] | Low demand | FRA | Final Energy¦Residential and Commercial¦Electricity | EJ/yr | Final Energy¦Residential and Commercial¦Electricity | demand_projection | elc_buildings | 2075 | 1.4524 | Final Energy¦Residential and Commercial¦Electricity
Downscaling[REMIND-MAgPIE 3.2-4.6 IntegratedPhysicalDamages (median)] | Low demand | FRA | Final Energy¦Residential and Commercial¦Electricity | EJ/yr | Final Energy¦Residential and Commercial¦Electricity | demand_projection | elc_buildings | 2080 | 1.539 | Final Energy¦Residential and Commercial¦Electricity
Downscaling[REMIND-MAgPIE 3.2-4.6 IntegratedPhysicalDamages (median)] | Low demand | FRA | Final Energy¦Residential and Commercial¦Electricity | EJ/yr | Final Energy¦Residential and Commercial¦Electricity | demand_projection | elc_buildings | 2085 | 1.6153 | Final Energy¦Residential and Commercial¦Electricity
Downscaling[REMIND-MAgPIE 3.2-4.6 IntegratedPhysicalDamages (median)] | Low demand | FRA | Final Energy¦Residential and Commercial¦Electricity | EJ/yr | Final Energy¦Residential and Commercial¦Electricity | demand_projection | elc_buildings | 2090 | 1.6921 | Final Energy¦Residential and Commercial¦Electricity
Downscaling[REMIND-MAgPIE 3.2-4.6 IntegratedPhysicalDamages (median)] | Low demand | FRA | Final Energy¦Residential and Commercial¦Electricity | EJ/yr | Final Energy¦Residential and Commercial¦Electricity | demand_projection | elc_buildings | 2095 | 1.7708 | Final Energy¦Residential and Commercial¦Electricity
Downscaling[REMIND-MAgPIE 3.2-4.6 IntegratedPhysicalDamages (median)] | Low demand | FRA | Final Energy¦Residential and Commercial¦Electricity | EJ/yr | Final Energy¦Residential and Commercial¦Electricity | demand_projection | elc_buildings | 2100 | 1.8549 | Final Energy¦Residential and Commercial¦Electricity
Downscaling[REMIND-MAgPIE 3.2-4.6 IntegratedPhysicalDamages (median)] | Low demand | FRA | Final Energy¦Transportation¦Electricity | EJ/yr | Final Energy¦Transportation¦Electricity | demand_projection | elc_transport | 2020 | 0.0536 | Final Energy¦Transportation¦Electricity
Downscaling[REMIND-MAgPIE 3.2-4.6 IntegratedPhysicalDamages (median)] | Low demand | FRA | Final Energy¦Transportation¦Electricity | EJ/yr | Final Energy¦Transportation¦Electricity | demand_projection | elc_transport | 2025 | 0.1132 | Final Energy¦Transportation¦Electricity
Downscaling[REMIND-MAgPIE 3.2-4.6 IntegratedPhysicalDamages (median)] | Low demand | FRA | Final Energy¦Transportation¦Electricity | EJ/yr | Final Energy¦Transportation¦Electricity | demand_projection | elc_transport | 2030 | 0.2067 | Final Energy¦Transportation¦Electricity
Downscaling[REMIND-MAgPIE 3.2-4.6 IntegratedPhysicalDamages (median)] | Low demand | FRA | Final Energy¦Transportation¦Electricity | EJ/yr | Final Energy¦Transportation¦Electricity | demand_projection | elc_transport | 2035 | 0.3048 | Final Energy¦Transportation¦Electricity
Downscaling[REMIND-MAgPIE 3.2-4.6 IntegratedPhysicalDamages (median)] | Low demand | FRA | Final Energy¦Transportation¦Electricity | EJ/yr | Final Energy¦Transportation¦Electricity | demand_projection | elc_transport | 2040 | 0.3545 | Final Energy¦Transportation¦Electricity
Downscaling[REMIND-MAgPIE 3.2-4.6 IntegratedPhysicalDamages (median)] | Low demand | FRA | Final Energy¦Transportation¦Electricity | EJ/yr | Final Energy¦Transportation¦Electricity | demand_projection | elc_transport | 2045 | 0.3484 | Final Energy¦Transportation¦Electricity
Downscaling[REMIND-MAgPIE 3.2-4.6 IntegratedPhysicalDamages (median)] | Low demand | FRA | Final Energy¦Transportation¦Electricity | EJ/yr | Final Energy¦Transportation¦Electricity | demand_projection | elc_transport | 2050 | 0.3178 | Final Energy¦Transportation¦Electricity
Downscaling[REMIND-MAgPIE 3.2-4.6 IntegratedPhysicalDamages (median)] | Low demand | FRA | Final Energy¦Transportation¦Electricity | EJ/yr | Final Energy¦Transportation¦Electricity | demand_projection | elc_transport | 2055 | 0.376 | Final Energy¦Transportation¦Electricity
Downscaling[REMIND-MAgPIE 3.2-4.6 IntegratedPhysicalDamages (median)] | Low demand | FRA | Final Energy¦Transportation¦Electricity | EJ/yr | Final Energy¦Transportation¦Electricity | demand_projection | elc_transport | 2060 | 0.3861 | Final Energy¦Transportation¦Electricity
Downscaling[REMIND-MAgPIE 3.2-4.6 IntegratedPhysicalDamages (median)] | Low demand | FRA | Final Energy¦Transportation¦Electricity | EJ/yr | Final Energy¦Transportation¦Electricity | demand_projection | elc_transport | 2065 | 0.3962 | Final Energy¦Transportation¦Electricity
Downscaling[REMIND-MAgPIE 3.2-4.6 IntegratedPhysicalDamages (median)] | Low demand | FRA | Final Energy¦Transportation¦Electricity | EJ/yr | Final Energy¦Transportation¦Electricity | demand_projection | elc_transport | 2070 | 0.4057 | Final Energy¦Transportation¦Electricity
Downscaling[REMIND-MAgPIE 3.2-4.6 IntegratedPhysicalDamages (median)] | Low demand | FRA | Final Energy¦Transportation¦Electricity | EJ/yr | Final Energy¦Transportation¦Electricity | demand_projection | elc_transport | 2075 | 0.4201 | Final Energy¦Transportation¦Electricity
Downscaling[REMIND-MAgPIE 3.2-4.6 IntegratedPhysicalDamages (median)] | Low demand | FRA | Final Energy¦Transportation¦Electricity | EJ/yr | Final Energy¦Transportation¦Electricity | demand_projection | elc_transport | 2080 | 0.4358 | Final Energy¦Transportation¦Electricity
Downscaling[REMIND-MAgPIE 3.2-4.6 IntegratedPhysicalDamages (median)] | Low demand | FRA | Final Energy¦Transportation¦Electricity | EJ/yr | Final Energy¦Transportation¦Electricity | demand_projection | elc_transport | 2085 | 0.451 | Final Energy¦Transportation¦Electricity
Downscaling[REMIND-MAgPIE 3.2-4.6 IntegratedPhysicalDamages (median)] | Low demand | FRA | Final Energy¦Transportation¦Electricity | EJ/yr | Final Energy¦Transportation¦Electricity | demand_projection | elc_transport | 2090 | 0.4658 | Final Energy¦Transportation¦Electricity
Downscaling[REMIND-MAgPIE 3.2-4.6 IntegratedPhysicalDamages (median)] | Low demand | FRA | Final Energy¦Transportation¦Electricity | EJ/yr | Final Energy¦Transportation¦Electricity | demand_projection | elc_transport | 2095 | 0.474 | Final Energy¦Transportation¦Electricity
Downscaling[REMIND-MAgPIE 3.2-4.6 IntegratedPhysicalDamages (median)] | Low demand | FRA | Final Energy¦Transportation¦Electricity | EJ/yr | Final Energy¦Transportation¦Electricity | demand_projection | elc_transport | 2100 | 0.482 | Final Energy¦Transportation¦Electricity
Downscaling[REMIND-MAgPIE 3.2-4.6 IntegratedPhysicalDamages (median)] | Low demand | FRA | Secondary Energy¦Hydrogen | EJ/yr | Secondary Energy¦Hydrogen | demand_projection | hydrogen_allsect | 2020 | 0.0082 | Secondary Energy¦Hydrogen
Downscaling[REMIND-MAgPIE 3.2-4.6 IntegratedPhysicalDamages (median)] | Low demand | FRA | Secondary Energy¦Hydrogen | EJ/yr | Secondary Energy¦Hydrogen | demand_projection | hydrogen_allsect | 2025 | 0.029 | Secondary Energy¦Hydrogen
Downscaling[REMIND-MAgPIE 3.2-4.6 IntegratedPhysicalDamages (median)] | Low demand | FRA | Secondary Energy¦Hydrogen | EJ/yr | Secondary Energy¦Hydrogen | demand_projection | hydrogen_allsect | 2030 | 0.0494 | Secondary Energy¦Hydrogen
Downscaling[REMIND-MAgPIE 3.2-4.6 IntegratedPhysicalDamages (median)] | Low demand | FRA | Secondary Energy¦Hydrogen | EJ/yr | Secondary Energy¦Hydrogen | demand_projection | hydrogen_allsect | 2035 | 0.0673 | Secondary Energy¦Hydrogen
Downscaling[REMIND-MAgPIE 3.2-4.6 IntegratedPhysicalDamages (median)] | Low demand | FRA | Secondary Energy¦Hydrogen | EJ/yr | Secondary Energy¦Hydrogen | demand_projection | hydrogen_allsect | 2040 | 0.0898 | Secondary Energy¦Hydrogen
Downscaling[REMIND-MAgPIE 3.2-4.6 IntegratedPhysicalDamages (median)] | Low demand | FRA | Secondary Energy¦Hydrogen | EJ/yr | Secondary Energy¦Hydrogen | demand_projection | hydrogen_allsect | 2045 | 0.096 | Secondary Energy¦Hydrogen
Downscaling[REMIND-MAgPIE 3.2-4.6 IntegratedPhysicalDamages (median)] | Low demand | FRA | Secondary Energy¦Hydrogen | EJ/yr | Secondary Energy¦Hydrogen | demand_projection | hydrogen_allsect | 2050 | 0.1042 | Secondary Energy¦Hydrogen
Downscaling[REMIND-MAgPIE 3.2-4.6 IntegratedPhysicalDamages (median)] | Low demand | FRA | Secondary Energy¦Hydrogen | EJ/yr | Secondary Energy¦Hydrogen | demand_projection | hydrogen_allsect | 2055 | 0.1283 | Secondary Energy¦Hydrogen
Downscaling[REMIND-MAgPIE 3.2-4.6 IntegratedPhysicalDamages (median)] | Low demand | FRA | Secondary Energy¦Hydrogen | EJ/yr | Secondary Energy¦Hydrogen | demand_projection | hydrogen_allsect | 2060 | 0.1855 | Secondary Energy¦Hydrogen
Downscaling[REMIND-MAgPIE 3.2-4.6 IntegratedPhysicalDamages (median)] | Low demand | FRA | Secondary Energy¦Hydrogen | EJ/yr | Secondary Energy¦Hydrogen | demand_projection | hydrogen_allsect | 2065 | 0.2019 | Secondary Energy¦Hydrogen
Downscaling[REMIND-MAgPIE 3.2-4.6 IntegratedPhysicalDamages (median)] | Low demand | FRA | Secondary Energy¦Hydrogen | EJ/yr | Secondary Energy¦Hydrogen | demand_projection | hydrogen_allsect | 2070 | 0.2149 | Secondary Energy¦Hydrogen
Downscaling[REMIND-MAgPIE 3.2-4.6 IntegratedPhysicalDamages (median)] | Low demand | FRA | Secondary Energy¦Hydrogen | EJ/yr | Secondary Energy¦Hydrogen | demand_projection | hydrogen_allsect | 2075 | 0.2145 | Secondary Energy¦Hydrogen
Downscaling[REMIND-MAgPIE 3.2-4.6 IntegratedPhysicalDamages (median)] | Low demand | FRA | Secondary Energy¦Hydrogen | EJ/yr | Secondary Energy¦Hydrogen | demand_projection | hydrogen_allsect | 2080 | 0.2134 | Secondary Energy¦Hydrogen
Downscaling[REMIND-MAgPIE 3.2-4.6 IntegratedPhysicalDamages (median)] | Low demand | FRA | Secondary Energy¦Hydrogen | EJ/yr | Secondary Energy¦Hydrogen | demand_projection | hydrogen_allsect | 2085 | 0.2179 | Secondary Energy¦Hydrogen
Downscaling[REMIND-MAgPIE 3.2-4.6 IntegratedPhysicalDamages (median)] | Low demand | FRA | Secondary Energy¦Hydrogen | EJ/yr | Secondary Energy¦Hydrogen | demand_projection | hydrogen_allsect | 2090 | 0.221 | Secondary Energy¦Hydrogen
Downscaling[REMIND-MAgPIE 3.2-4.6 IntegratedPhysicalDamages (median)] | Low demand | FRA | Secondary Energy¦Hydrogen | EJ/yr | Secondary Energy¦Hydrogen | demand_projection | hydrogen_allsect | 2095 | 0.2241 | Secondary Energy¦Hydrogen
Downscaling[REMIND-MAgPIE 3.2-4.6 IntegratedPhysicalDamages (median)] | Low demand | FRA | Secondary Energy¦Hydrogen | EJ/yr | Secondary Energy¦Hydrogen | demand_projection | hydrogen_allsect | 2100 | 0.227 | Secondary Energy¦Hydrogen
Downscaling[REMIND-MAgPIE 3.2-4.6 IntegratedPhysicalDamages (median)] | Low demand | FRA | Secondary Energy¦Electricity¦Coal | EJ/yr | Secondary Energy¦Electricity¦Coal | elec_co2 |  | 2020 | 0.032 | Secondary Energy¦Electricity¦Coal | 94
Downscaling[REMIND-MAgPIE 3.2-4.6 IntegratedPhysicalDamages (median)] | Low demand | FRA | Secondary Energy¦Electricity¦Coal | EJ/yr | Secondary Energy¦Electricity¦Coal | elec_co2 |  | 2025 | 0.0054 | Secondary Energy¦Electricity¦Coal | 94
Downscaling[REMIND-MAgPIE 3.2-4.6 IntegratedPhysicalDamages (median)] | Low demand | FRA | Secondary Energy¦Electricity¦Coal | EJ/yr | Secondary Energy¦Electricity¦Coal | elec_co2 |  | 2030 | 0 | Secondary Energy¦Electricity¦Coal | 94
Downscaling[REMIND-MAgPIE 3.2-4.6 IntegratedPhysicalDamages (median)] | Low demand | FRA | Secondary Energy¦Electricity¦Coal | EJ/yr | Secondary Energy¦Electricity¦Coal | elec_co2 |  | 2035 | 0 | Secondary Energy¦Electricity¦Coal | 94
Downscaling[REMIND-MAgPIE 3.2-4.6 IntegratedPhysicalDamages (median)] | Low demand | FRA | Secondary Energy¦Electricity¦Coal | EJ/yr | Secondary Energy¦Electricity¦Coal | elec_co2 |  | 2040 | 0 | Secondary Energy¦Electricity¦Coal | 94
Downscaling[REMIND-MAgPIE 3.2-4.6 IntegratedPhysicalDamages (median)] | Low demand | FRA | Secondary Energy¦Electricity¦Coal | EJ/yr | Secondary Energy¦Electricity¦Coal | elec_co2 |  | 2045 | 0 | Secondary Energy¦Electricity¦Coal | 94
Downscaling[REMIND-MAgPIE 3.2-4.6 IntegratedPhysicalDamages (median)] | Low demand | FRA | Secondary Energy¦Electricity¦Coal | EJ/yr | Secondary Energy¦Electricity¦Coal | elec_co2 |  | 2050 | 0 | Secondary Energy¦Electricity¦Coal | 94
Downscaling[REMIND-MAgPIE 3.2-4.6 IntegratedPhysicalDamages (median)] | Low demand | FRA | Secondary Energy¦Electricity¦Coal | EJ/yr | Secondary Energy¦Electricity¦Coal | elec_co2 |  | 2055 | 0 | Secondary Energy¦Electricity¦Coal | 94
Downscaling[REMIND-MAgPIE 3.2-4.6 IntegratedPhysicalDamages (median)] | Low demand | FRA | Secondary Energy¦Electricity¦Coal | EJ/yr | Secondary Energy¦Electricity¦Coal | elec_co2 |  | 2060 | 0 | Secondary Energy¦Electricity¦Coal | 94
Downscaling[REMIND-MAgPIE 3.2-4.6 IntegratedPhysicalDamages (median)] | Low demand | FRA | Secondary Energy¦Electricity¦Coal | EJ/yr | Secondary Energy¦Electricity¦Coal | elec_co2 |  | 2065 | 0 | Secondary Energy¦Electricity¦Coal | 94
Downscaling[REMIND-MAgPIE 3.2-4.6 IntegratedPhysicalDamages (median)] | Low demand | FRA | Secondary Energy¦Electricity¦Coal | EJ/yr | Secondary Energy¦Electricity¦Coal | elec_co2 |  | 2070 | 0 | Secondary Energy¦Electricity¦Coal | 94
Downscaling[REMIND-MAgPIE 3.2-4.6 IntegratedPhysicalDamages (median)] | Low demand | FRA | Secondary Energy¦Electricity¦Coal | EJ/yr | Secondary Energy¦Electricity¦Coal | elec_co2 |  | 2075 | 0 | Secondary Energy¦Electricity¦Coal | 94
Downscaling[REMIND-MAgPIE 3.2-4.6 IntegratedPhysicalDamages (median)] | Low demand | FRA | Secondary Energy¦Electricity¦Coal | EJ/yr | Secondary Energy¦Electricity¦Coal | elec_co2 |  | 2080 | 0 | Secondary Energy¦Electricity¦Coal | 94
Downscaling[REMIND-MAgPIE 3.2-4.6 IntegratedPhysicalDamages (median)] | Low demand | FRA | Secondary Energy¦Electricity¦Coal | EJ/yr | Secondary Energy¦Electricity¦Coal | elec_co2 |  | 2085 | 0 | Secondary Energy¦Electricity¦Coal | 94
Downscaling[REMIND-MAgPIE 3.2-4.6 IntegratedPhysicalDamages (median)] | Low demand | FRA | Secondary Energy¦Electricity¦Coal | EJ/yr | Secondary Energy¦Electricity¦Coal | elec_co2 |  | 2090 | 0 | Secondary Energy¦Electricity¦Coal | 94
Downscaling[REMIND-MAgPIE 3.2-4.6 IntegratedPhysicalDamages (median)] | Low demand | FRA | Secondary Energy¦Electricity¦Coal | EJ/yr | Secondary Energy¦Electricity¦Coal | elec_co2 |  | 2095 | 0 | Secondary Energy¦Electricity¦Coal | 94
Downscaling[REMIND-MAgPIE 3.2-4.6 IntegratedPhysicalDamages (median)] | Low demand | FRA | Secondary Energy¦Electricity¦Coal | EJ/yr | Secondary Energy¦Electricity¦Coal | elec_co2 |  | 2100 | 0 | Secondary Energy¦Electricity¦Coal | 94
Downscaling[REMIND-MAgPIE 3.2-4.6 IntegratedPhysicalDamages (median)] | Low demand | FRA | Secondary Energy¦Electricity¦Gas | EJ/yr | Secondary Energy¦Electricity¦Gas | elec_co2 |  | 2020 | 0.1746 | Secondary Energy¦Electricity¦Gas | 55
Downscaling[REMIND-MAgPIE 3.2-4.6 IntegratedPhysicalDamages (median)] | Low demand | FRA | Secondary Energy¦Electricity¦Gas | EJ/yr | Secondary Energy¦Electricity¦Gas | elec_co2 |  | 2025 | 0.1654 | Secondary Energy¦Electricity¦Gas | 55
Downscaling[REMIND-MAgPIE 3.2-4.6 IntegratedPhysicalDamages (median)] | Low demand | FRA | Secondary Energy¦Electricity¦Gas | EJ/yr | Secondary Energy¦Electricity¦Gas | elec_co2 |  | 2030 | 0.0413 | Secondary Energy¦Electricity¦Gas | 55
Downscaling[REMIND-MAgPIE 3.2-4.6 IntegratedPhysicalDamages (median)] | Low demand | FRA | Secondary Energy¦Electricity¦Gas | EJ/yr | Secondary Energy¦Electricity¦Gas | elec_co2 |  | 2035 | 0.0087 | Secondary Energy¦Electricity¦Gas | 55
Downscaling[REMIND-MAgPIE 3.2-4.6 IntegratedPhysicalDamages (median)] | Low demand | FRA | Secondary Energy¦Electricity¦Gas | EJ/yr | Secondary Energy¦Electricity¦Gas | elec_co2 |  | 2040 | 0.0058 | Secondary Energy¦Electricity¦Gas | 55
Downscaling[REMIND-MAgPIE 3.2-4.6 IntegratedPhysicalDamages (median)] | Low demand | FRA | Secondary Energy¦Electricity¦Gas | EJ/yr | Secondary Energy¦Electricity¦Gas | elec_co2 |  | 2045 | 0.0041 | Secondary Energy¦Electricity¦Gas | 55
Downscaling[REMIND-MAgPIE 3.2-4.6 IntegratedPhysicalDamages (median)] | Low demand | FRA | Secondary Energy¦Electricity¦Gas | EJ/yr | Secondary Energy¦Electricity¦Gas | elec_co2 |  | 2050 | 0.0028 | Secondary Energy¦Electricity¦Gas | 55
Downscaling[REMIND-MAgPIE 3.2-4.6 IntegratedPhysicalDamages (median)] | Low demand | FRA | Secondary Energy¦Electricity¦Gas | EJ/yr | Secondary Energy¦Electricity¦Gas | elec_co2 |  | 2055 | 0.002 | Secondary Energy¦Electricity¦Gas | 55
Downscaling[REMIND-MAgPIE 3.2-4.6 IntegratedPhysicalDamages (median)] | Low demand | FRA | Secondary Energy¦Electricity¦Gas | EJ/yr | Secondary Energy¦Electricity¦Gas | elec_co2 |  | 2060 | 0.0007 | Secondary Energy¦Electricity¦Gas | 55
Downscaling[REMIND-MAgPIE 3.2-4.6 IntegratedPhysicalDamages (median)] | Low demand | FRA | Secondary Energy¦Electricity¦Gas | EJ/yr | Secondary Energy¦Electricity¦Gas | elec_co2 |  | 2065 | 0.0003 | Secondary Energy¦Electricity¦Gas | 55
Downscaling[REMIND-MAgPIE 3.2-4.6 IntegratedPhysicalDamages (median)] | Low demand | FRA | Secondary Energy¦Electricity¦Gas | EJ/yr | Secondary Energy¦Electricity¦Gas | elec_co2 |  | 2070 | 0 | Secondary Energy¦Electricity¦Gas | 55
Downscaling[REMIND-MAgPIE 3.2-4.6 IntegratedPhysicalDamages (median)] | Low demand | FRA | Secondary Energy¦Electricity¦Gas | EJ/yr | Secondary Energy¦Electricity¦Gas | elec_co2 |  | 2075 | 0 | Secondary Energy¦Electricity¦Gas | 55
Downscaling[REMIND-MAgPIE 3.2-4.6 IntegratedPhysicalDamages (median)] | Low demand | FRA | Secondary Energy¦Electricity¦Gas | EJ/yr | Secondary Energy¦Electricity¦Gas | elec_co2 |  | 2080 | 0 | Secondary Energy¦Electricity¦Gas | 55
Downscaling[REMIND-MAgPIE 3.2-4.6 IntegratedPhysicalDamages (median)] | Low demand | FRA | Secondary Energy¦Electricity¦Gas | EJ/yr | Secondary Energy¦Electricity¦Gas | elec_co2 |  | 2085 | 0 | Secondary Energy¦Electricity¦Gas | 55
Downscaling[REMIND-MAgPIE 3.2-4.6 IntegratedPhysicalDamages (median)] | Low demand | FRA | Secondary Energy¦Electricity¦Gas | EJ/yr | Secondary Energy¦Electricity¦Gas | elec_co2 |  | 2090 | 0 | Secondary Energy¦Electricity¦Gas | 55
Downscaling[REMIND-MAgPIE 3.2-4.6 IntegratedPhysicalDamages (median)] | Low demand | FRA | Secondary Energy¦Electricity¦Gas | EJ/yr | Secondary Energy¦Electricity¦Gas | elec_co2 |  | 2095 | 0 | Secondary Energy¦Electricity¦Gas | 55
Downscaling[REMIND-MAgPIE 3.2-4.6 IntegratedPhysicalDamages (median)] | Low demand | FRA | Secondary Energy¦Electricity¦Gas | EJ/yr | Secondary Energy¦Electricity¦Gas | elec_co2 |  | 2100 | 0 | Secondary Energy¦Electricity¦Gas | 55
Downscaling[REMIND-MAgPIE 3.2-4.6 IntegratedPhysicalDamages (median)] | Low demand | FRA | Secondary Energy¦Electricity¦Oil | EJ/yr | Secondary Energy¦Electricity¦Oil | elec_co2 |  | 2020 | 0.0142 | Secondary Energy¦Electricity¦Oil | 70
Downscaling[REMIND-MAgPIE 3.2-4.6 IntegratedPhysicalDamages (median)] | Low demand | FRA | Secondary Energy¦Electricity¦Oil | EJ/yr | Secondary Energy¦Electricity¦Oil | elec_co2 |  | 2025 | 0.0048 | Secondary Energy¦Electricity¦Oil | 70
Downscaling[REMIND-MAgPIE 3.2-4.6 IntegratedPhysicalDamages (median)] | Low demand | FRA | Secondary Energy¦Electricity¦Oil | EJ/yr | Secondary Energy¦Electricity¦Oil | elec_co2 |  | 2030 | 0.0004 | Secondary Energy¦Electricity¦Oil | 70
Downscaling[REMIND-MAgPIE 3.2-4.6 IntegratedPhysicalDamages (median)] | Low demand | FRA | Secondary Energy¦Electricity¦Oil | EJ/yr | Secondary Energy¦Electricity¦Oil | elec_co2 |  | 2035 | 0 | Secondary Energy¦Electricity¦Oil | 70
Downscaling[REMIND-MAgPIE 3.2-4.6 IntegratedPhysicalDamages (median)] | Low demand | FRA | Secondary Energy¦Electricity¦Oil | EJ/yr | Secondary Energy¦Electricity¦Oil | elec_co2 |  | 2040 | 0 | Secondary Energy¦Electricity¦Oil | 70
Downscaling[REMIND-MAgPIE 3.2-4.6 IntegratedPhysicalDamages (median)] | Low demand | FRA | Secondary Energy¦Electricity¦Oil | EJ/yr | Secondary Energy¦Electricity¦Oil | elec_co2 |  | 2045 | 0 | Secondary Energy¦Electricity¦Oil | 70
Downscaling[REMIND-MAgPIE 3.2-4.6 IntegratedPhysicalDamages (median)] | Low demand | FRA | Secondary Energy¦Electricity¦Oil | EJ/yr | Secondary Energy¦Electricity¦Oil | elec_co2 |  | 2050 | 0 | Secondary Energy¦Electricity¦Oil | 70
Downscaling[REMIND-MAgPIE 3.2-4.6 IntegratedPhysicalDamages (median)] | Low demand | FRA | Secondary Energy¦Electricity¦Oil | EJ/yr | Secondary Energy¦Electricity¦Oil | elec_co2 |  | 2055 | 0 | Secondary Energy¦Electricity¦Oil | 70
Downscaling[REMIND-MAgPIE 3.2-4.6 IntegratedPhysicalDamages (median)] | Low demand | FRA | Secondary Energy¦Electricity¦Oil | EJ/yr | Secondary Energy¦Electricity¦Oil | elec_co2 |  | 2060 | 0 | Secondary Energy¦Electricity¦Oil | 70
Downscaling[REMIND-MAgPIE 3.2-4.6 IntegratedPhysicalDamages (median)] | Low demand | FRA | Secondary Energy¦Electricity¦Oil | EJ/yr | Secondary Energy¦Electricity¦Oil | elec_co2 |  | 2065 | 0 | Secondary Energy¦Electricity¦Oil | 70
Downscaling[REMIND-MAgPIE 3.2-4.6 IntegratedPhysicalDamages (median)] | Low demand | FRA | Secondary Energy¦Electricity¦Oil | EJ/yr | Secondary Energy¦Electricity¦Oil | elec_co2 |  | 2070 | 0 | Secondary Energy¦Electricity¦Oil | 70
Downscaling[REMIND-MAgPIE 3.2-4.6 IntegratedPhysicalDamages (median)] | Low demand | FRA | Secondary Energy¦Electricity¦Oil | EJ/yr | Secondary Energy¦Electricity¦Oil | elec_co2 |  | 2075 | 0 | Secondary Energy¦Electricity¦Oil | 70
Downscaling[REMIND-MAgPIE 3.2-4.6 IntegratedPhysicalDamages (median)] | Low demand | FRA | Secondary Energy¦Electricity¦Oil | EJ/yr | Secondary Energy¦Electricity¦Oil | elec_co2 |  | 2080 | 0 | Secondary Energy¦Electricity¦Oil | 70
Downscaling[REMIND-MAgPIE 3.2-4.6 IntegratedPhysicalDamages (median)] | Low demand | FRA | Secondary Energy¦Electricity¦Oil | EJ/yr | Secondary Energy¦Electricity¦Oil | elec_co2 |  | 2085 | 0 | Secondary Energy¦Electricity¦Oil | 70
Downscaling[REMIND-MAgPIE 3.2-4.6 IntegratedPhysicalDamages (median)] | Low demand | FRA | Secondary Energy¦Electricity¦Oil | EJ/yr | Secondary Energy¦Electricity¦Oil | elec_co2 |  | 2090 | 0 | Secondary Energy¦Electricity¦Oil | 70
Downscaling[REMIND-MAgPIE 3.2-4.6 IntegratedPhysicalDamages (median)] | Low demand | FRA | Secondary Energy¦Electricity¦Oil | EJ/yr | Secondary Energy¦Electricity¦Oil | elec_co2 |  | 2095 | 0 | Secondary Energy¦Electricity¦Oil | 70
Downscaling[REMIND-MAgPIE 3.2-4.6 IntegratedPhysicalDamages (median)] | Low demand | FRA | Secondary Energy¦Electricity¦Oil | EJ/yr | Secondary Energy¦Electricity¦Oil | elec_co2 |  | 2100 | 0 | Secondary Energy¦Electricity¦Oil | 70
Downscaling[REMIND-MAgPIE 3.2-4.6 IntegratedPhysicalDamages (median)] | Low demand | FRA | Price¦Primary Energy¦Biomass | US$2010/GJ | Price¦Primary Energy¦Biomass | fuel_supply | bioenergy | 2020 | 5.3799 | Price¦Primary Energy¦Biomass
Downscaling[REMIND-MAgPIE 3.2-4.6 IntegratedPhysicalDamages (median)] | Low demand | FRA | Price¦Primary Energy¦Biomass | US$2010/GJ | Price¦Primary Energy¦Biomass | fuel_supply | bioenergy | 2025 | 5.3771 | Price¦Primary Energy¦Biomass
Downscaling[REMIND-MAgPIE 3.2-4.6 IntegratedPhysicalDamages (median)] | Low demand | FRA | Price¦Primary Energy¦Biomass | US$2010/GJ | Price¦Primary Energy¦Biomass | fuel_supply | bioenergy | 2030 | 5.1274 | Price¦Primary Energy¦Biomass
Downscaling[REMIND-MAgPIE 3.2-4.6 IntegratedPhysicalDamages (median)] | Low demand | FRA | Price¦Primary Energy¦Biomass | US$2010/GJ | Price¦Primary Energy¦Biomass | fuel_supply | bioenergy | 2035 | 7.6123 | Price¦Primary Energy¦Biomass
Downscaling[REMIND-MAgPIE 3.2-4.6 IntegratedPhysicalDamages (median)] | Low demand | FRA | Price¦Primary Energy¦Biomass | US$2010/GJ | Price¦Primary Energy¦Biomass | fuel_supply | bioenergy | 2040 | 9.0837 | Price¦Primary Energy¦Biomass
Downscaling[REMIND-MAgPIE 3.2-4.6 IntegratedPhysicalDamages (median)] | Low demand | FRA | Price¦Primary Energy¦Biomass | US$2010/GJ | Price¦Primary Energy¦Biomass | fuel_supply | bioenergy | 2045 | 10.5746 | Price¦Primary Energy¦Biomass
Downscaling[REMIND-MAgPIE 3.2-4.6 IntegratedPhysicalDamages (median)] | Low demand | FRA | Price¦Primary Energy¦Biomass | US$2010/GJ | Price¦Primary Energy¦Biomass | fuel_supply | bioenergy | 2050 | 12.7847 | Price¦Primary Energy¦Biomass
Downscaling[REMIND-MAgPIE 3.2-4.6 IntegratedPhysicalDamages (median)] | Low demand | FRA | Price¦Primary Energy¦Biomass | US$2010/GJ | Price¦Primary Energy¦Biomass | fuel_supply | bioenergy | 2055 | 10.7571 | Price¦Primary Energy¦Biomass
Downscaling[REMIND-MAgPIE 3.2-4.6 IntegratedPhysicalDamages (median)] | Low demand | FRA | Price¦Primary Energy¦Biomass | US$2010/GJ | Price¦Primary Energy¦Biomass | fuel_supply | bioenergy | 2060 | 25.0166 | Price¦Primary Energy¦Biomass
Downscaling[REMIND-MAgPIE 3.2-4.6 IntegratedPhysicalDamages (median)] | Low demand | FRA | Price¦Primary Energy¦Biomass | US$2010/GJ | Price¦Primary Energy¦Biomass | fuel_supply | bioenergy | 2065 | 21.6328 | Price¦Primary Energy¦Biomass
Downscaling[REMIND-MAgPIE 3.2-4.6 IntegratedPhysicalDamages (median)] | Low demand | FRA | Price¦Primary Energy¦Biomass | US$2010/GJ | Price¦Primary Energy¦Biomass | fuel_supply | bioenergy | 2070 | 18.2491 | Price¦Primary Energy¦Biomass
Downscaling[REMIND-MAgPIE 3.2-4.6 IntegratedPhysicalDamages (median)] | Low demand | FRA | Price¦Primary Energy¦Biomass | US$2010/GJ | Price¦Primary Energy¦Biomass | fuel_supply | bioenergy | 2075 | 17.2438 | Price¦Primary Energy¦Biomass
Downscaling[REMIND-MAgPIE 3.2-4.6 IntegratedPhysicalDamages (median)] | Low demand | FRA | Price¦Primary Energy¦Biomass | US$2010/GJ | Price¦Primary Energy¦Biomass | fuel_supply | bioenergy | 2080 | 16.2384 | Price¦Primary Energy¦Biomass
Downscaling[REMIND-MAgPIE 3.2-4.6 IntegratedPhysicalDamages (median)] | Low demand | FRA | Price¦Primary Energy¦Biomass | US$2010/GJ | Price¦Primary Energy¦Biomass | fuel_supply | bioenergy | 2085 | 16.2698 | Price¦Primary Energy¦Biomass
Downscaling[REMIND-MAgPIE 3.2-4.6 IntegratedPhysicalDamages (median)] | Low demand | FRA | Price¦Primary Energy¦Biomass | US$2010/GJ | Price¦Primary Energy¦Biomass | fuel_supply | bioenergy | 2090 | 16.3011 | Price¦Primary Energy¦Biomass
Downscaling[REMIND-MAgPIE 3.2-4.6 IntegratedPhysicalDamages (median)] | Low demand | FRA | Price¦Primary Energy¦Biomass | US$2010/GJ | Price¦Primary Energy¦Biomass | fuel_supply | bioenergy | 2095 | 17.0369 | Price¦Primary Energy¦Biomass
Downscaling[REMIND-MAgPIE 3.2-4.6 IntegratedPhysicalDamages (median)] | Low demand | FRA | Price¦Primary Energy¦Biomass | US$2010/GJ | Price¦Primary Energy¦Biomass | fuel_supply | bioenergy | 2100 | 17.7727 | Price¦Primary Energy¦Biomass
Downscaling[REMIND-MAgPIE 3.2-4.6 IntegratedPhysicalDamages (median)] | Low demand | FRA | Price¦Primary Energy¦Coal | US$2010/GJ | Price¦Primary Energy¦Coal | fuel_supply | coal | 2020 | 2.0344 | Price¦Primary Energy¦Coal
Downscaling[REMIND-MAgPIE 3.2-4.6 IntegratedPhysicalDamages (median)] | Low demand | FRA | Price¦Primary Energy¦Coal | US$2010/GJ | Price¦Primary Energy¦Coal | fuel_supply | coal | 2025 | 2.3545 | Price¦Primary Energy¦Coal
Downscaling[REMIND-MAgPIE 3.2-4.6 IntegratedPhysicalDamages (median)] | Low demand | FRA | Price¦Primary Energy¦Coal | US$2010/GJ | Price¦Primary Energy¦Coal | fuel_supply | coal | 2030 | 1.6187 | Price¦Primary Energy¦Coal
Downscaling[REMIND-MAgPIE 3.2-4.6 IntegratedPhysicalDamages (median)] | Low demand | FRA | Price¦Primary Energy¦Coal | US$2010/GJ | Price¦Primary Energy¦Coal | fuel_supply | coal | 2035 | 1.2396 | Price¦Primary Energy¦Coal
Downscaling[REMIND-MAgPIE 3.2-4.6 IntegratedPhysicalDamages (median)] | Low demand | FRA | Price¦Primary Energy¦Coal | US$2010/GJ | Price¦Primary Energy¦Coal | fuel_supply | coal | 2040 | 1.3752 | Price¦Primary Energy¦Coal
Downscaling[REMIND-MAgPIE 3.2-4.6 IntegratedPhysicalDamages (median)] | Low demand | FRA | Price¦Primary Energy¦Coal | US$2010/GJ | Price¦Primary Energy¦Coal | fuel_supply | coal | 2045 | 1.3066 | Price¦Primary Energy¦Coal
Downscaling[REMIND-MAgPIE 3.2-4.6 IntegratedPhysicalDamages (median)] | Low demand | FRA | Price¦Primary Energy¦Coal | US$2010/GJ | Price¦Primary Energy¦Coal | fuel_supply | coal | 2050 | 1.6311 | Price¦Primary Energy¦Coal
Downscaling[REMIND-MAgPIE 3.2-4.6 IntegratedPhysicalDamages (median)] | Low demand | FRA | Price¦Primary Energy¦Coal | US$2010/GJ | Price¦Primary Energy¦Coal | fuel_supply | coal | 2055 | 1.5836 | Price¦Primary Energy¦Coal
Downscaling[REMIND-MAgPIE 3.2-4.6 IntegratedPhysicalDamages (median)] | Low demand | FRA | Price¦Primary Energy¦Coal | US$2010/GJ | Price¦Primary Energy¦Coal | fuel_supply | coal | 2060 | 1.5558 | Price¦Primary Energy¦Coal
Downscaling[REMIND-MAgPIE 3.2-4.6 IntegratedPhysicalDamages (median)] | Low demand | FRA | Price¦Primary Energy¦Coal | US$2010/GJ | Price¦Primary Energy¦Coal | fuel_supply | coal | 2065 | 1.6948 | Price¦Primary Energy¦Coal
Downscaling[REMIND-MAgPIE 3.2-4.6 IntegratedPhysicalDamages (median)] | Low demand | FRA | Price¦Primary Energy¦Coal | US$2010/GJ | Price¦Primary Energy¦Coal | fuel_supply | coal | 2070 | 1.8338 | Price¦Primary Energy¦Coal
Downscaling[REMIND-MAgPIE 3.2-4.6 IntegratedPhysicalDamages (median)] | Low demand | FRA | Price¦Primary Energy¦Coal | US$2010/GJ | Price¦Primary Energy¦Coal | fuel_supply | coal | 2075 | 1.9006 | Price¦Primary Energy¦Coal
Downscaling[REMIND-MAgPIE 3.2-4.6 IntegratedPhysicalDamages (median)] | Low demand | FRA | Price¦Primary Energy¦Coal | US$2010/GJ | Price¦Primary Energy¦Coal | fuel_supply | coal | 2080 | 1.9675 | Price¦Primary Energy¦Coal
Downscaling[REMIND-MAgPIE 3.2-4.6 IntegratedPhysicalDamages (median)] | Low demand | FRA | Price¦Primary Energy¦Coal | US$2010/GJ | Price¦Primary Energy¦Coal | fuel_supply | coal | 2085 | 1.9414 | Price¦Primary Energy¦Coal
Downscaling[REMIND-MAgPIE 3.2-4.6 IntegratedPhysicalDamages (median)] | Low demand | FRA | Price¦Primary Energy¦Coal | US$2010/GJ | Price¦Primary Energy¦Coal | fuel_supply | coal | 2090 | 1.9154 | Price¦Primary Energy¦Coal
Downscaling[REMIND-MAgPIE 3.2-4.6 IntegratedPhysicalDamages (median)] | Low demand | FRA | Price¦Primary Energy¦Coal | US$2010/GJ | Price¦Primary Energy¦Coal | fuel_supply | coal | 2095 | 1.7557 | Price¦Primary Energy¦Coal
Downscaling[REMIND-MAgPIE 3.2-4.6 IntegratedPhysicalDamages (median)] | Low demand | FRA | Price¦Primary Energy¦Coal | US$2010/GJ | Price¦Primary Energy¦Coal | fuel_supply | coal | 2100 | 1.596 | Price¦Primary Energy¦Coal
Downscaling[REMIND-MAgPIE 3.2-4.6 IntegratedPhysicalDamages (median)] | Low demand | FRA | Price¦Primary Energy¦Gas | US$2010/GJ | Price¦Primary Energy¦Gas | fuel_supply | gas | 2020 | 3.9711 | Price¦Primary Energy¦Gas
Downscaling[REMIND-MAgPIE 3.2-4.6 IntegratedPhysicalDamages (median)] | Low demand | FRA | Price¦Primary Energy¦Gas | US$2010/GJ | Price¦Primary Energy¦Gas | fuel_supply | gas | 2025 | 4.7094 | Price¦Primary Energy¦Gas
Downscaling[REMIND-MAgPIE 3.2-4.6 IntegratedPhysicalDamages (median)] | Low demand | FRA | Price¦Primary Energy¦Gas | US$2010/GJ | Price¦Primary Energy¦Gas | fuel_supply | gas | 2030 | 4.3698 | Price¦Primary Energy¦Gas
Downscaling[REMIND-MAgPIE 3.2-4.6 IntegratedPhysicalDamages (median)] | Low demand | FRA | Price¦Primary Energy¦Gas | US$2010/GJ | Price¦Primary Energy¦Gas | fuel_supply | gas | 2035 | 5.2282 | Price¦Primary Energy¦Gas
Downscaling[REMIND-MAgPIE 3.2-4.6 IntegratedPhysicalDamages (median)] | Low demand | FRA | Price¦Primary Energy¦Gas | US$2010/GJ | Price¦Primary Energy¦Gas | fuel_supply | gas | 2040 | 4.6666 | Price¦Primary Energy¦Gas
Downscaling[REMIND-MAgPIE 3.2-4.6 IntegratedPhysicalDamages (median)] | Low demand | FRA | Price¦Primary Energy¦Gas | US$2010/GJ | Price¦Primary Energy¦Gas | fuel_supply | gas | 2045 | 4.0626 | Price¦Primary Energy¦Gas
Downscaling[REMIND-MAgPIE 3.2-4.6 IntegratedPhysicalDamages (median)] | Low demand | FRA | Price¦Primary Energy¦Gas | US$2010/GJ | Price¦Primary Energy¦Gas | fuel_supply | gas | 2050 | 4.1708 | Price¦Primary Energy¦Gas
Downscaling[REMIND-MAgPIE 3.2-4.6 IntegratedPhysicalDamages (median)] | Low demand | FRA | Price¦Primary Energy¦Gas | US$2010/GJ | Price¦Primary Energy¦Gas | fuel_supply | gas | 2055 | 4.0255 | Price¦Primary Energy¦Gas
Downscaling[REMIND-MAgPIE 3.2-4.6 IntegratedPhysicalDamages (median)] | Low demand | FRA | Price¦Primary Energy¦Gas | US$2010/GJ | Price¦Primary Energy¦Gas | fuel_supply | gas | 2060 | 5.084 | Price¦Primary Energy¦Gas
Downscaling[REMIND-MAgPIE 3.2-4.6 IntegratedPhysicalDamages (median)] | Low demand | FRA | Price¦Primary Energy¦Gas | US$2010/GJ | Price¦Primary Energy¦Gas | fuel_supply | gas | 2065 | 5.2117 | Price¦Primary Energy¦Gas
Downscaling[REMIND-MAgPIE 3.2-4.6 IntegratedPhysicalDamages (median)] | Low demand | FRA | Price¦Primary Energy¦Gas | US$2010/GJ | Price¦Primary Energy¦Gas | fuel_supply | gas | 2070 | 5.3394 | Price¦Primary Energy¦Gas
Downscaling[REMIND-MAgPIE 3.2-4.6 IntegratedPhysicalDamages (median)] | Low demand | FRA | Price¦Primary Energy¦Gas | US$2010/GJ | Price¦Primary Energy¦Gas | fuel_supply | gas | 2075 | 5.1995 | Price¦Primary Energy¦Gas
Downscaling[REMIND-MAgPIE 3.2-4.6 IntegratedPhysicalDamages (median)] | Low demand | FRA | Price¦Primary Energy¦Gas | US$2010/GJ | Price¦Primary Energy¦Gas | fuel_supply | gas | 2080 | 5.0597 | Price¦Primary Energy¦Gas
Downscaling[REMIND-MAgPIE 3.2-4.6 IntegratedPhysicalDamages (median)] | Low demand | FRA | Price¦Primary Energy¦Gas | US$2010/GJ | Price¦Primary Energy¦Gas | fuel_supply | gas | 2085 | 4.9988 | Price¦Primary Energy¦Gas
Downscaling[REMIND-MAgPIE 3.2-4.6 IntegratedPhysicalDamages (median)] | Low demand | FRA | Price¦Primary Energy¦Gas | US$2010/GJ | Price¦Primary Energy¦Gas | fuel_supply | gas | 2090 | 4.9379 | Price¦Primary Energy¦Gas
Downscaling[REMIND-MAgPIE 3.2-4.6 IntegratedPhysicalDamages (median)] | Low demand | FRA | Price¦Primary Energy¦Gas | US$2010/GJ | Price¦Primary Energy¦Gas | fuel_supply | gas | 2095 | 4.4491 | Price¦Primary Energy¦Gas
Downscaling[REMIND-MAgPIE 3.2-4.6 IntegratedPhysicalDamages (median)] | Low demand | FRA | Price¦Primary Energy¦Gas | US$2010/GJ | Price¦Primary Energy¦Gas | fuel_supply | gas | 2100 | 3.9603 | Price¦Primary Energy¦Gas
Downscaling[REMIND-MAgPIE 3.2-4.6 IntegratedPhysicalDamages (median)] | Low demand | FRA | Price¦Secondary Energy¦Liquids¦Oil | US$2010/GJ | Price¦Secondary Energy¦Liquids¦Oil | fuel_supply | oil | 2020 | 82.2847 | Price¦Secondary Energy¦Liquids¦Oil
Downscaling[REMIND-MAgPIE 3.2-4.6 IntegratedPhysicalDamages (median)] | Low demand | FRA | Price¦Secondary Energy¦Liquids¦Oil | US$2010/GJ | Price¦Secondary Energy¦Liquids¦Oil | fuel_supply | oil | 2025 | 42.1944 | Price¦Secondary Energy¦Liquids¦Oil
Downscaling[REMIND-MAgPIE 3.2-4.6 IntegratedPhysicalDamages (median)] | Low demand | FRA | Price¦Secondary Energy¦Liquids¦Oil | US$2010/GJ | Price¦Secondary Energy¦Liquids¦Oil | fuel_supply | oil | 2030 | 78.9855 | Price¦Secondary Energy¦Liquids¦Oil
Downscaling[REMIND-MAgPIE 3.2-4.6 IntegratedPhysicalDamages (median)] | Low demand | FRA | Price¦Secondary Energy¦Liquids¦Oil | US$2010/GJ | Price¦Secondary Energy¦Liquids¦Oil | fuel_supply | oil | 2035 | 85.02 | Price¦Secondary Energy¦Liquids¦Oil
Downscaling[REMIND-MAgPIE 3.2-4.6 IntegratedPhysicalDamages (median)] | Low demand | FRA | Price¦Secondary Energy¦Liquids¦Oil | US$2010/GJ | Price¦Secondary Energy¦Liquids¦Oil | fuel_supply | oil | 2040 | 99.0357 | Price¦Secondary Energy¦Liquids¦Oil
Downscaling[REMIND-MAgPIE 3.2-4.6 IntegratedPhysicalDamages (median)] | Low demand | FRA | Price¦Secondary Energy¦Liquids¦Oil | US$2010/GJ | Price¦Secondary Energy¦Liquids¦Oil | fuel_supply | oil | 2045 | 93.7113 | Price¦Secondary Energy¦Liquids¦Oil
Downscaling[REMIND-MAgPIE 3.2-4.6 IntegratedPhysicalDamages (median)] | Low demand | FRA | Price¦Secondary Energy¦Liquids¦Oil | US$2010/GJ | Price¦Secondary Energy¦Liquids¦Oil | fuel_supply | oil | 2050 | 128.7473 | Price¦Secondary Energy¦Liquids¦Oil
Downscaling[REMIND-MAgPIE 3.2-4.6 IntegratedPhysicalDamages (median)] | Low demand | FRA | Price¦Secondary Energy¦Liquids¦Oil | US$2010/GJ | Price¦Secondary Energy¦Liquids¦Oil | fuel_supply | oil | 2055 | 143.8135 | Price¦Secondary Energy¦Liquids¦Oil
Downscaling[REMIND-MAgPIE 3.2-4.6 IntegratedPhysicalDamages (median)] | Low demand | FRA | Price¦Secondary Energy¦Liquids¦Oil | US$2010/GJ | Price¦Secondary Energy¦Liquids¦Oil | fuel_supply | oil | 2060 | 212.2618 | Price¦Secondary Energy¦Liquids¦Oil
Downscaling[REMIND-MAgPIE 3.2-4.6 IntegratedPhysicalDamages (median)] | Low demand | FRA | Price¦Secondary Energy¦Liquids¦Oil | US$2010/GJ | Price¦Secondary Energy¦Liquids¦Oil | fuel_supply | oil | 2065 | 268.0314 | Price¦Secondary Energy¦Liquids¦Oil
Downscaling[REMIND-MAgPIE 3.2-4.6 IntegratedPhysicalDamages (median)] | Low demand | FRA | Price¦Secondary Energy¦Liquids¦Oil | US$2010/GJ | Price¦Secondary Energy¦Liquids¦Oil | fuel_supply | oil | 2070 | 323.8011 | Price¦Secondary Energy¦Liquids¦Oil
Downscaling[REMIND-MAgPIE 3.2-4.6 IntegratedPhysicalDamages (median)] | Low demand | FRA | Price¦Secondary Energy¦Liquids¦Oil | US$2010/GJ | Price¦Secondary Energy¦Liquids¦Oil | fuel_supply | oil | 2075 | 311.118 | Price¦Secondary Energy¦Liquids¦Oil
Downscaling[REMIND-MAgPIE 3.2-4.6 IntegratedPhysicalDamages (median)] | Low demand | FRA | Price¦Secondary Energy¦Liquids¦Oil | US$2010/GJ | Price¦Secondary Energy¦Liquids¦Oil | fuel_supply | oil | 2080 | 298.4349 | Price¦Secondary Energy¦Liquids¦Oil
Downscaling[REMIND-MAgPIE 3.2-4.6 IntegratedPhysicalDamages (median)] | Low demand | FRA | Price¦Secondary Energy¦Liquids¦Oil | US$2010/GJ | Price¦Secondary Energy¦Liquids¦Oil | fuel_supply | oil | 2085 | 288.8432 | Price¦Secondary Energy¦Liquids¦Oil
Downscaling[REMIND-MAgPIE 3.2-4.6 IntegratedPhysicalDamages (median)] | Low demand | FRA | Price¦Secondary Energy¦Liquids¦Oil | US$2010/GJ | Price¦Secondary Energy¦Liquids¦Oil | fuel_supply | oil | 2090 | 279.2514 | Price¦Secondary Energy¦Liquids¦Oil
Downscaling[REMIND-MAgPIE 3.2-4.6 IntegratedPhysicalDamages (median)] | Low demand | FRA | Price¦Secondary Energy¦Liquids¦Oil | US$2010/GJ | Price¦Secondary Energy¦Liquids¦Oil | fuel_supply | oil | 2095 | 314.0304 | Price¦Secondary Energy¦Liquids¦Oil
Downscaling[REMIND-MAgPIE 3.2-4.6 IntegratedPhysicalDamages (median)] | Low demand | FRA | Price¦Secondary Energy¦Liquids¦Oil | US$2010/GJ | Price¦Secondary Energy¦Liquids¦Oil | fuel_supply | oil | 2100 | 348.8093 | Price¦Secondary Energy¦Liquids¦Oil
Downscaling[REMIND-MAgPIE 3.2-4.6 IntegratedPhysicalDamages (median)] | Low demand | FRA | Emissions¦CO2 | Mt CO2/yr | Emissions¦CO2 | scenarios - CO2 abatement | CO2 | 2020 | 246.1565 | Emissions¦CO2
Downscaling[REMIND-MAgPIE 3.2-4.6 IntegratedPhysicalDamages (median)] | Low demand | FRA | Emissions¦CO2 | Mt CO2/yr | Emissions¦CO2 | scenarios - CO2 abatement | CO2 | 2025 | 216.4427 | Emissions¦CO2
Downscaling[REMIND-MAgPIE 3.2-4.6 IntegratedPhysicalDamages (median)] | Low demand | FRA | Emissions¦CO2 | Mt CO2/yr | Emissions¦CO2 | scenarios - CO2 abatement | CO2 | 2030 | 84.2891 | Emissions¦CO2
Downscaling[REMIND-MAgPIE 3.2-4.6 IntegratedPhysicalDamages (median)] | Low demand | FRA | Emissions¦CO2 | Mt CO2/yr | Emissions¦CO2 | scenarios - CO2 abatement | CO2 | 2035 | 19.0129 | Emissions¦CO2
Downscaling[REMIND-MAgPIE 3.2-4.6 IntegratedPhysicalDamages (median)] | Low demand | FRA | Emissions¦CO2 | Mt CO2/yr | Emissions¦CO2 | scenarios - CO2 abatement | CO2 | 2040 | -32.1465 | Emissions¦CO2
Downscaling[REMIND-MAgPIE 3.2-4.6 IntegratedPhysicalDamages (median)] | Low demand | FRA | Emissions¦CO2 | Mt CO2/yr | Emissions¦CO2 | scenarios - CO2 abatement | CO2 | 2045 | -63.4685 | Emissions¦CO2
Downscaling[REMIND-MAgPIE 3.2-4.6 IntegratedPhysicalDamages (median)] | Low demand | FRA | Emissions¦CO2 | Mt CO2/yr | Emissions¦CO2 | scenarios - CO2 abatement | CO2 | 2050 | -77.6414 | Emissions¦CO2
Downscaling[REMIND-MAgPIE 3.2-4.6 IntegratedPhysicalDamages (median)] | Low demand | FRA | Emissions¦CO2 | Mt CO2/yr | Emissions¦CO2 | scenarios - CO2 abatement | CO2 | 2055 | -85.4641 | Emissions¦CO2
Downscaling[REMIND-MAgPIE 3.2-4.6 IntegratedPhysicalDamages (median)] | Low demand | FRA | Emissions¦CO2 | Mt CO2/yr | Emissions¦CO2 | scenarios - CO2 abatement | CO2 | 2060 | -84.9467 | Emissions¦CO2
Downscaling[REMIND-MAgPIE 3.2-4.6 IntegratedPhysicalDamages (median)] | Low demand | FRA | Emissions¦CO2 | Mt CO2/yr | Emissions¦CO2 | scenarios - CO2 abatement | CO2 | 2065 | -80.1095 | Emissions¦CO2
Downscaling[REMIND-MAgPIE 3.2-4.6 IntegratedPhysicalDamages (median)] | Low demand | FRA | Emissions¦CO2 | Mt CO2/yr | Emissions¦CO2 | scenarios - CO2 abatement | CO2 | 2070 | -75.0432 | Emissions¦CO2
Downscaling[REMIND-MAgPIE 3.2-4.6 IntegratedPhysicalDamages (median)] | Low demand | FRA | Emissions¦CO2 | Mt CO2/yr | Emissions¦CO2 | scenarios - CO2 abatement | CO2 | 2075 | -82.3659 | Emissions¦CO2
Downscaling[REMIND-MAgPIE 3.2-4.6 IntegratedPhysicalDamages (median)] | Low demand | FRA | Emissions¦CO2 | Mt CO2/yr | Emissions¦CO2 | scenarios - CO2 abatement | CO2 | 2080 | -89.6496 | Emissions¦CO2
Downscaling[REMIND-MAgPIE 3.2-4.6 IntegratedPhysicalDamages (median)] | Low demand | FRA | Emissions¦CO2 | Mt CO2/yr | Emissions¦CO2 | scenarios - CO2 abatement | CO2 | 2085 | -88.5535 | Emissions¦CO2
Downscaling[REMIND-MAgPIE 3.2-4.6 IntegratedPhysicalDamages (median)] | Low demand | FRA | Emissions¦CO2 | Mt CO2/yr | Emissions¦CO2 | scenarios - CO2 abatement | CO2 | 2090 | -87.388 | Emissions¦CO2
Downscaling[REMIND-MAgPIE 3.2-4.6 IntegratedPhysicalDamages (median)] | Low demand | FRA | Emissions¦CO2 | Mt CO2/yr | Emissions¦CO2 | scenarios - CO2 abatement | CO2 | 2095 | -93.8222 | Emissions¦CO2
Downscaling[REMIND-MAgPIE 3.2-4.6 IntegratedPhysicalDamages (median)] | Low demand | FRA | Emissions¦CO2 | Mt CO2/yr | Emissions¦CO2 | scenarios - CO2 abatement | CO2 | 2100 | -100.3992 | Emissions¦CO2
Downscaling[REMIND-MAgPIE 3.2-4.6 IntegratedPhysicalDamages (median)] | Low demand | FRA | Emissions¦CO2¦Energy | Mt CO2/yr | Emissions¦CO2¦Energy | scenarios - CO2 abatement | CO2 | 2020 | 305.3807 | Emissions¦CO2¦Energy
Downscaling[REMIND-MAgPIE 3.2-4.6 IntegratedPhysicalDamages (median)] | Low demand | FRA | Emissions¦CO2¦Energy | Mt CO2/yr | Emissions¦CO2¦Energy | scenarios - CO2 abatement | CO2 | 2025 | 252.438 | Emissions¦CO2¦Energy
Downscaling[REMIND-MAgPIE 3.2-4.6 IntegratedPhysicalDamages (median)] | Low demand | FRA | Emissions¦CO2¦Energy | Mt CO2/yr | Emissions¦CO2¦Energy | scenarios - CO2 abatement | CO2 | 2030 | 130.025 | Emissions¦CO2¦Energy
Downscaling[REMIND-MAgPIE 3.2-4.6 IntegratedPhysicalDamages (median)] | Low demand | FRA | Emissions¦CO2¦Energy | Mt CO2/yr | Emissions¦CO2¦Energy | scenarios - CO2 abatement | CO2 | 2035 | 68.7395 | Emissions¦CO2¦Energy
Downscaling[REMIND-MAgPIE 3.2-4.6 IntegratedPhysicalDamages (median)] | Low demand | FRA | Emissions¦CO2¦Energy | Mt CO2/yr | Emissions¦CO2¦Energy | scenarios - CO2 abatement | CO2 | 2040 | 19.6975 | Emissions¦CO2¦Energy
Downscaling[REMIND-MAgPIE 3.2-4.6 IntegratedPhysicalDamages (median)] | Low demand | FRA | Emissions¦CO2¦Energy | Mt CO2/yr | Emissions¦CO2¦Energy | scenarios - CO2 abatement | CO2 | 2045 | -9.0191 | Emissions¦CO2¦Energy
Downscaling[REMIND-MAgPIE 3.2-4.6 IntegratedPhysicalDamages (median)] | Low demand | FRA | Emissions¦CO2¦Energy | Mt CO2/yr | Emissions¦CO2¦Energy | scenarios - CO2 abatement | CO2 | 2050 | -20.9062 | Emissions¦CO2¦Energy
Downscaling[REMIND-MAgPIE 3.2-4.6 IntegratedPhysicalDamages (median)] | Low demand | FRA | Emissions¦CO2¦Energy | Mt CO2/yr | Emissions¦CO2¦Energy | scenarios - CO2 abatement | CO2 | 2055 | -28.2765 | Emissions¦CO2¦Energy
Downscaling[REMIND-MAgPIE 3.2-4.6 IntegratedPhysicalDamages (median)] | Low demand | FRA | Emissions¦CO2¦Energy | Mt CO2/yr | Emissions¦CO2¦Energy | scenarios - CO2 abatement | CO2 | 2060 | -30.1953 | Emissions¦CO2¦Energy
Downscaling[REMIND-MAgPIE 3.2-4.6 IntegratedPhysicalDamages (median)] | Low demand | FRA | Emissions¦CO2¦Energy | Mt CO2/yr | Emissions¦CO2¦Energy | scenarios - CO2 abatement | CO2 | 2065 | -32.6942 | Emissions¦CO2¦Energy
Downscaling[REMIND-MAgPIE 3.2-4.6 IntegratedPhysicalDamages (median)] | Low demand | FRA | Emissions¦CO2¦Energy | Mt CO2/yr | Emissions¦CO2¦Energy | scenarios - CO2 abatement | CO2 | 2070 | -35.0245 | Emissions¦CO2¦Energy
Downscaling[REMIND-MAgPIE 3.2-4.6 IntegratedPhysicalDamages (median)] | Low demand | FRA | Emissions¦CO2¦Energy | Mt CO2/yr | Emissions¦CO2¦Energy | scenarios - CO2 abatement | CO2 | 2075 | -37.7403 | Emissions¦CO2¦Energy
Downscaling[REMIND-MAgPIE 3.2-4.6 IntegratedPhysicalDamages (median)] | Low demand | FRA | Emissions¦CO2¦Energy | Mt CO2/yr | Emissions¦CO2¦Energy | scenarios - CO2 abatement | CO2 | 2080 | -40.4429 | Emissions¦CO2¦Energy
Downscaling[REMIND-MAgPIE 3.2-4.6 IntegratedPhysicalDamages (median)] | Low demand | FRA | Emissions¦CO2¦Energy | Mt CO2/yr | Emissions¦CO2¦Energy | scenarios - CO2 abatement | CO2 | 2085 | -43.6162 | Emissions¦CO2¦Energy
Downscaling[REMIND-MAgPIE 3.2-4.6 IntegratedPhysicalDamages (median)] | Low demand | FRA | Emissions¦CO2¦Energy | Mt CO2/yr | Emissions¦CO2¦Energy | scenarios - CO2 abatement | CO2 | 2090 | -46.7165 | Emissions¦CO2¦Energy
Downscaling[REMIND-MAgPIE 3.2-4.6 IntegratedPhysicalDamages (median)] | Low demand | FRA | Emissions¦CO2¦Energy | Mt CO2/yr | Emissions¦CO2¦Energy | scenarios - CO2 abatement | CO2 | 2095 | -50.4827 | Emissions¦CO2¦Energy
Downscaling[REMIND-MAgPIE 3.2-4.6 IntegratedPhysicalDamages (median)] | Low demand | FRA | Emissions¦CO2¦Energy | Mt CO2/yr | Emissions¦CO2¦Energy | scenarios - CO2 abatement | CO2 | 2100 | -54.3894 | Emissions¦CO2¦Energy
Downscaling[REMIND-MAgPIE 3.2-4.6 IntegratedPhysicalDamages (median)] | Nationally Determined Contributions (NDCs) | FRA | Carbon Sequestration¦CCS | Mt CO2/yr | Carbon Sequestration¦CCS | CCS potential |  | 2020 | 0 | Carbon Sequestration¦CCS
Downscaling[REMIND-MAgPIE 3.2-4.6 IntegratedPhysicalDamages (median)] | Nationally Determined Contributions (NDCs) | FRA | Carbon Sequestration¦CCS | Mt CO2/yr | Carbon Sequestration¦CCS | CCS potential |  | 2025 | 0.423 | Carbon Sequestration¦CCS
Downscaling[REMIND-MAgPIE 3.2-4.6 IntegratedPhysicalDamages (median)] | Nationally Determined Contributions (NDCs) | FRA | Carbon Sequestration¦CCS | Mt CO2/yr | Carbon Sequestration¦CCS | CCS potential |  | 2030 | 3.1322 | Carbon Sequestration¦CCS
Downscaling[REMIND-MAgPIE 3.2-4.6 IntegratedPhysicalDamages (median)] | Nationally Determined Contributions (NDCs) | FRA | Carbon Sequestration¦CCS | Mt CO2/yr | Carbon Sequestration¦CCS | CCS potential |  | 2035 | 7.9642 | Carbon Sequestration¦CCS
Downscaling[REMIND-MAgPIE 3.2-4.6 IntegratedPhysicalDamages (median)] | Nationally Determined Contributions (NDCs) | FRA | Carbon Sequestration¦CCS | Mt CO2/yr | Carbon Sequestration¦CCS | CCS potential |  | 2040 | 14.107 | Carbon Sequestration¦CCS
Downscaling[REMIND-MAgPIE 3.2-4.6 IntegratedPhysicalDamages (median)] | Nationally Determined Contributions (NDCs) | FRA | Carbon Sequestration¦CCS | Mt CO2/yr | Carbon Sequestration¦CCS | CCS potential |  | 2045 | 17.1077 | Carbon Sequestration¦CCS
Downscaling[REMIND-MAgPIE 3.2-4.6 IntegratedPhysicalDamages (median)] | Nationally Determined Contributions (NDCs) | FRA | Carbon Sequestration¦CCS | Mt CO2/yr | Carbon Sequestration¦CCS | CCS potential |  | 2050 | 19.3778 | Carbon Sequestration¦CCS
Downscaling[REMIND-MAgPIE 3.2-4.6 IntegratedPhysicalDamages (median)] | Nationally Determined Contributions (NDCs) | FRA | Carbon Sequestration¦CCS | Mt CO2/yr | Carbon Sequestration¦CCS | CCS potential |  | 2055 | 20.8129 | Carbon Sequestration¦CCS
Downscaling[REMIND-MAgPIE 3.2-4.6 IntegratedPhysicalDamages (median)] | Nationally Determined Contributions (NDCs) | FRA | Carbon Sequestration¦CCS | Mt CO2/yr | Carbon Sequestration¦CCS | CCS potential |  | 2060 | 21.074 | Carbon Sequestration¦CCS
Downscaling[REMIND-MAgPIE 3.2-4.6 IntegratedPhysicalDamages (median)] | Nationally Determined Contributions (NDCs) | FRA | Carbon Sequestration¦CCS | Mt CO2/yr | Carbon Sequestration¦CCS | CCS potential |  | 2065 | 19.5821 | Carbon Sequestration¦CCS
Downscaling[REMIND-MAgPIE 3.2-4.6 IntegratedPhysicalDamages (median)] | Nationally Determined Contributions (NDCs) | FRA | Carbon Sequestration¦CCS | Mt CO2/yr | Carbon Sequestration¦CCS | CCS potential |  | 2070 | 17.8732 | Carbon Sequestration¦CCS
Downscaling[REMIND-MAgPIE 3.2-4.6 IntegratedPhysicalDamages (median)] | Nationally Determined Contributions (NDCs) | FRA | Carbon Sequestration¦CCS | Mt CO2/yr | Carbon Sequestration¦CCS | CCS potential |  | 2075 | 13.8683 | Carbon Sequestration¦CCS
Downscaling[REMIND-MAgPIE 3.2-4.6 IntegratedPhysicalDamages (median)] | Nationally Determined Contributions (NDCs) | FRA | Carbon Sequestration¦CCS | Mt CO2/yr | Carbon Sequestration¦CCS | CCS potential |  | 2080 | 9.6798 | Carbon Sequestration¦CCS
Downscaling[REMIND-MAgPIE 3.2-4.6 IntegratedPhysicalDamages (median)] | Nationally Determined Contributions (NDCs) | FRA | Carbon Sequestration¦CCS | Mt CO2/yr | Carbon Sequestration¦CCS | CCS potential |  | 2085 | 9.5715 | Carbon Sequestration¦CCS
Downscaling[REMIND-MAgPIE 3.2-4.6 IntegratedPhysicalDamages (median)] | Nationally Determined Contributions (NDCs) | FRA | Carbon Sequestration¦CCS | Mt CO2/yr | Carbon Sequestration¦CCS | CCS potential |  | 2090 | 9.4144 | Carbon Sequestration¦CCS
Downscaling[REMIND-MAgPIE 3.2-4.6 IntegratedPhysicalDamages (median)] | Nationally Determined Contributions (NDCs) | FRA | Carbon Sequestration¦CCS | Mt CO2/yr | Carbon Sequestration¦CCS | CCS potential |  | 2095 | 11.3606 | Carbon Sequestration¦CCS
Downscaling[REMIND-MAgPIE 3.2-4.6 IntegratedPhysicalDamages (median)] | Nationally Determined Contributions (NDCs) | FRA | Carbon Sequestration¦CCS | Mt CO2/yr | Carbon Sequestration¦CCS | CCS potential |  | 2100 | 13.3803 | Carbon Sequestration¦CCS
Downscaling[REMIND-MAgPIE 3.2-4.6 IntegratedPhysicalDamages (median)] | Nationally Determined Contributions (NDCs) | FRA | Final Energy¦Industry¦Electricity | EJ/yr | Final Energy¦Industry¦Electricity | demand_projection | elc_industry | 2020 | 0.4598 | Final Energy¦Industry¦Electricity
Downscaling[REMIND-MAgPIE 3.2-4.6 IntegratedPhysicalDamages (median)] | Nationally Determined Contributions (NDCs) | FRA | Final Energy¦Industry¦Electricity | EJ/yr | Final Energy¦Industry¦Electricity | demand_projection | elc_industry | 2025 | 0.5417 | Final Energy¦Industry¦Electricity
Downscaling[REMIND-MAgPIE 3.2-4.6 IntegratedPhysicalDamages (median)] | Nationally Determined Contributions (NDCs) | FRA | Final Energy¦Industry¦Electricity | EJ/yr | Final Energy¦Industry¦Electricity | demand_projection | elc_industry | 2030 | 0.5544 | Final Energy¦Industry¦Electricity
Downscaling[REMIND-MAgPIE 3.2-4.6 IntegratedPhysicalDamages (median)] | Nationally Determined Contributions (NDCs) | FRA | Final Energy¦Industry¦Electricity | EJ/yr | Final Energy¦Industry¦Electricity | demand_projection | elc_industry | 2035 | 0.5871 | Final Energy¦Industry¦Electricity
Downscaling[REMIND-MAgPIE 3.2-4.6 IntegratedPhysicalDamages (median)] | Nationally Determined Contributions (NDCs) | FRA | Final Energy¦Industry¦Electricity | EJ/yr | Final Energy¦Industry¦Electricity | demand_projection | elc_industry | 2040 | 0.6207 | Final Energy¦Industry¦Electricity
Downscaling[REMIND-MAgPIE 3.2-4.6 IntegratedPhysicalDamages (median)] | Nationally Determined Contributions (NDCs) | FRA | Final Energy¦Industry¦Electricity | EJ/yr | Final Energy¦Industry¦Electricity | demand_projection | elc_industry | 2045 | 0.6386 | Final Energy¦Industry¦Electricity
Downscaling[REMIND-MAgPIE 3.2-4.6 IntegratedPhysicalDamages (median)] | Nationally Determined Contributions (NDCs) | FRA | Final Energy¦Industry¦Electricity | EJ/yr | Final Energy¦Industry¦Electricity | demand_projection | elc_industry | 2050 | 0.6278 | Final Energy¦Industry¦Electricity
Downscaling[REMIND-MAgPIE 3.2-4.6 IntegratedPhysicalDamages (median)] | Nationally Determined Contributions (NDCs) | FRA | Final Energy¦Industry¦Electricity | EJ/yr | Final Energy¦Industry¦Electricity | demand_projection | elc_industry | 2055 | 0.6211 | Final Energy¦Industry¦Electricity
Downscaling[REMIND-MAgPIE 3.2-4.6 IntegratedPhysicalDamages (median)] | Nationally Determined Contributions (NDCs) | FRA | Final Energy¦Industry¦Electricity | EJ/yr | Final Energy¦Industry¦Electricity | demand_projection | elc_industry | 2060 | 0.5754 | Final Energy¦Industry¦Electricity
Downscaling[REMIND-MAgPIE 3.2-4.6 IntegratedPhysicalDamages (median)] | Nationally Determined Contributions (NDCs) | FRA | Final Energy¦Industry¦Electricity | EJ/yr | Final Energy¦Industry¦Electricity | demand_projection | elc_industry | 2065 | 0.5797 | Final Energy¦Industry¦Electricity
Downscaling[REMIND-MAgPIE 3.2-4.6 IntegratedPhysicalDamages (median)] | Nationally Determined Contributions (NDCs) | FRA | Final Energy¦Industry¦Electricity | EJ/yr | Final Energy¦Industry¦Electricity | demand_projection | elc_industry | 2070 | 0.5851 | Final Energy¦Industry¦Electricity
Downscaling[REMIND-MAgPIE 3.2-4.6 IntegratedPhysicalDamages (median)] | Nationally Determined Contributions (NDCs) | FRA | Final Energy¦Industry¦Electricity | EJ/yr | Final Energy¦Industry¦Electricity | demand_projection | elc_industry | 2075 | 0.5814 | Final Energy¦Industry¦Electricity
Downscaling[REMIND-MAgPIE 3.2-4.6 IntegratedPhysicalDamages (median)] | Nationally Determined Contributions (NDCs) | FRA | Final Energy¦Industry¦Electricity | EJ/yr | Final Energy¦Industry¦Electricity | demand_projection | elc_industry | 2080 | 0.5735 | Final Energy¦Industry¦Electricity
Downscaling[REMIND-MAgPIE 3.2-4.6 IntegratedPhysicalDamages (median)] | Nationally Determined Contributions (NDCs) | FRA | Final Energy¦Industry¦Electricity | EJ/yr | Final Energy¦Industry¦Electricity | demand_projection | elc_industry | 2085 | 0.5555 | Final Energy¦Industry¦Electricity
Downscaling[REMIND-MAgPIE 3.2-4.6 IntegratedPhysicalDamages (median)] | Nationally Determined Contributions (NDCs) | FRA | Final Energy¦Industry¦Electricity | EJ/yr | Final Energy¦Industry¦Electricity | demand_projection | elc_industry | 2090 | 0.5345 | Final Energy¦Industry¦Electricity
Downscaling[REMIND-MAgPIE 3.2-4.6 IntegratedPhysicalDamages (median)] | Nationally Determined Contributions (NDCs) | FRA | Final Energy¦Industry¦Electricity | EJ/yr | Final Energy¦Industry¦Electricity | demand_projection | elc_industry | 2095 | 0.5155 | Final Energy¦Industry¦Electricity
Downscaling[REMIND-MAgPIE 3.2-4.6 IntegratedPhysicalDamages (median)] | Nationally Determined Contributions (NDCs) | FRA | Final Energy¦Industry¦Electricity | EJ/yr | Final Energy¦Industry¦Electricity | demand_projection | elc_industry | 2100 | 0.4955 | Final Energy¦Industry¦Electricity
Downscaling[REMIND-MAgPIE 3.2-4.6 IntegratedPhysicalDamages (median)] | Nationally Determined Contributions (NDCs) | FRA | Final Energy¦Residential and Commercial¦Electricity | EJ/yr | Final Energy¦Residential and Commercial¦Electricity | demand_projection | elc_buildings | 2020 | 1.0996 | Final Energy¦Residential and Commercial¦Electricity
Downscaling[REMIND-MAgPIE 3.2-4.6 IntegratedPhysicalDamages (median)] | Nationally Determined Contributions (NDCs) | FRA | Final Energy¦Residential and Commercial¦Electricity | EJ/yr | Final Energy¦Residential and Commercial¦Electricity | demand_projection | elc_buildings | 2025 | 1.2184 | Final Energy¦Residential and Commercial¦Electricity
Downscaling[REMIND-MAgPIE 3.2-4.6 IntegratedPhysicalDamages (median)] | Nationally Determined Contributions (NDCs) | FRA | Final Energy¦Residential and Commercial¦Electricity | EJ/yr | Final Energy¦Residential and Commercial¦Electricity | demand_projection | elc_buildings | 2030 | 1.2514 | Final Energy¦Residential and Commercial¦Electricity
Downscaling[REMIND-MAgPIE 3.2-4.6 IntegratedPhysicalDamages (median)] | Nationally Determined Contributions (NDCs) | FRA | Final Energy¦Residential and Commercial¦Electricity | EJ/yr | Final Energy¦Residential and Commercial¦Electricity | demand_projection | elc_buildings | 2035 | 1.3362 | Final Energy¦Residential and Commercial¦Electricity
Downscaling[REMIND-MAgPIE 3.2-4.6 IntegratedPhysicalDamages (median)] | Nationally Determined Contributions (NDCs) | FRA | Final Energy¦Residential and Commercial¦Electricity | EJ/yr | Final Energy¦Residential and Commercial¦Electricity | demand_projection | elc_buildings | 2040 | 1.3728 | Final Energy¦Residential and Commercial¦Electricity
Downscaling[REMIND-MAgPIE 3.2-4.6 IntegratedPhysicalDamages (median)] | Nationally Determined Contributions (NDCs) | FRA | Final Energy¦Residential and Commercial¦Electricity | EJ/yr | Final Energy¦Residential and Commercial¦Electricity | demand_projection | elc_buildings | 2045 | 1.4058 | Final Energy¦Residential and Commercial¦Electricity
Downscaling[REMIND-MAgPIE 3.2-4.6 IntegratedPhysicalDamages (median)] | Nationally Determined Contributions (NDCs) | FRA | Final Energy¦Residential and Commercial¦Electricity | EJ/yr | Final Energy¦Residential and Commercial¦Electricity | demand_projection | elc_buildings | 2050 | 1.4052 | Final Energy¦Residential and Commercial¦Electricity
Downscaling[REMIND-MAgPIE 3.2-4.6 IntegratedPhysicalDamages (median)] | Nationally Determined Contributions (NDCs) | FRA | Final Energy¦Residential and Commercial¦Electricity | EJ/yr | Final Energy¦Residential and Commercial¦Electricity | demand_projection | elc_buildings | 2055 | 1.3579 | Final Energy¦Residential and Commercial¦Electricity
Downscaling[REMIND-MAgPIE 3.2-4.6 IntegratedPhysicalDamages (median)] | Nationally Determined Contributions (NDCs) | FRA | Final Energy¦Residential and Commercial¦Electricity | EJ/yr | Final Energy¦Residential and Commercial¦Electricity | demand_projection | elc_buildings | 2060 | 1.3798 | Final Energy¦Residential and Commercial¦Electricity
Downscaling[REMIND-MAgPIE 3.2-4.6 IntegratedPhysicalDamages (median)] | Nationally Determined Contributions (NDCs) | FRA | Final Energy¦Residential and Commercial¦Electricity | EJ/yr | Final Energy¦Residential and Commercial¦Electricity | demand_projection | elc_buildings | 2065 | 1.3914 | Final Energy¦Residential and Commercial¦Electricity
Downscaling[REMIND-MAgPIE 3.2-4.6 IntegratedPhysicalDamages (median)] | Nationally Determined Contributions (NDCs) | FRA | Final Energy¦Residential and Commercial¦Electricity | EJ/yr | Final Energy¦Residential and Commercial¦Electricity | demand_projection | elc_buildings | 2070 | 1.4063 | Final Energy¦Residential and Commercial¦Electricity
Downscaling[REMIND-MAgPIE 3.2-4.6 IntegratedPhysicalDamages (median)] | Nationally Determined Contributions (NDCs) | FRA | Final Energy¦Residential and Commercial¦Electricity | EJ/yr | Final Energy¦Residential and Commercial¦Electricity | demand_projection | elc_buildings | 2075 | 1.4606 | Final Energy¦Residential and Commercial¦Electricity
Downscaling[REMIND-MAgPIE 3.2-4.6 IntegratedPhysicalDamages (median)] | Nationally Determined Contributions (NDCs) | FRA | Final Energy¦Residential and Commercial¦Electricity | EJ/yr | Final Energy¦Residential and Commercial¦Electricity | demand_projection | elc_buildings | 2080 | 1.5154 | Final Energy¦Residential and Commercial¦Electricity
Downscaling[REMIND-MAgPIE 3.2-4.6 IntegratedPhysicalDamages (median)] | Nationally Determined Contributions (NDCs) | FRA | Final Energy¦Residential and Commercial¦Electricity | EJ/yr | Final Energy¦Residential and Commercial¦Electricity | demand_projection | elc_buildings | 2085 | 1.5746 | Final Energy¦Residential and Commercial¦Electricity
Downscaling[REMIND-MAgPIE 3.2-4.6 IntegratedPhysicalDamages (median)] | Nationally Determined Contributions (NDCs) | FRA | Final Energy¦Residential and Commercial¦Electricity | EJ/yr | Final Energy¦Residential and Commercial¦Electricity | demand_projection | elc_buildings | 2090 | 1.6326 | Final Energy¦Residential and Commercial¦Electricity
Downscaling[REMIND-MAgPIE 3.2-4.6 IntegratedPhysicalDamages (median)] | Nationally Determined Contributions (NDCs) | FRA | Final Energy¦Residential and Commercial¦Electricity | EJ/yr | Final Energy¦Residential and Commercial¦Electricity | demand_projection | elc_buildings | 2095 | 1.6979 | Final Energy¦Residential and Commercial¦Electricity
Downscaling[REMIND-MAgPIE 3.2-4.6 IntegratedPhysicalDamages (median)] | Nationally Determined Contributions (NDCs) | FRA | Final Energy¦Residential and Commercial¦Electricity | EJ/yr | Final Energy¦Residential and Commercial¦Electricity | demand_projection | elc_buildings | 2100 | 1.7672 | Final Energy¦Residential and Commercial¦Electricity
Downscaling[REMIND-MAgPIE 3.2-4.6 IntegratedPhysicalDamages (median)] | Nationally Determined Contributions (NDCs) | FRA | Final Energy¦Transportation¦Electricity | EJ/yr | Final Energy¦Transportation¦Electricity | demand_projection | elc_transport | 2020 | 0.0527 | Final Energy¦Transportation¦Electricity
Downscaling[REMIND-MAgPIE 3.2-4.6 IntegratedPhysicalDamages (median)] | Nationally Determined Contributions (NDCs) | FRA | Final Energy¦Transportation¦Electricity | EJ/yr | Final Energy¦Transportation¦Electricity | demand_projection | elc_transport | 2025 | 0.1206 | Final Energy¦Transportation¦Electricity
Downscaling[REMIND-MAgPIE 3.2-4.6 IntegratedPhysicalDamages (median)] | Nationally Determined Contributions (NDCs) | FRA | Final Energy¦Transportation¦Electricity | EJ/yr | Final Energy¦Transportation¦Electricity | demand_projection | elc_transport | 2030 | 0.2109 | Final Energy¦Transportation¦Electricity
Downscaling[REMIND-MAgPIE 3.2-4.6 IntegratedPhysicalDamages (median)] | Nationally Determined Contributions (NDCs) | FRA | Final Energy¦Transportation¦Electricity | EJ/yr | Final Energy¦Transportation¦Electricity | demand_projection | elc_transport | 2035 | 0.2957 | Final Energy¦Transportation¦Electricity
Downscaling[REMIND-MAgPIE 3.2-4.6 IntegratedPhysicalDamages (median)] | Nationally Determined Contributions (NDCs) | FRA | Final Energy¦Transportation¦Electricity | EJ/yr | Final Energy¦Transportation¦Electricity | demand_projection | elc_transport | 2040 | 0.3459 | Final Energy¦Transportation¦Electricity
Downscaling[REMIND-MAgPIE 3.2-4.6 IntegratedPhysicalDamages (median)] | Nationally Determined Contributions (NDCs) | FRA | Final Energy¦Transportation¦Electricity | EJ/yr | Final Energy¦Transportation¦Electricity | demand_projection | elc_transport | 2045 | 0.3677 | Final Energy¦Transportation¦Electricity
Downscaling[REMIND-MAgPIE 3.2-4.6 IntegratedPhysicalDamages (median)] | Nationally Determined Contributions (NDCs) | FRA | Final Energy¦Transportation¦Electricity | EJ/yr | Final Energy¦Transportation¦Electricity | demand_projection | elc_transport | 2050 | 0.3836 | Final Energy¦Transportation¦Electricity
Downscaling[REMIND-MAgPIE 3.2-4.6 IntegratedPhysicalDamages (median)] | Nationally Determined Contributions (NDCs) | FRA | Final Energy¦Transportation¦Electricity | EJ/yr | Final Energy¦Transportation¦Electricity | demand_projection | elc_transport | 2055 | 0.4064 | Final Energy¦Transportation¦Electricity
Downscaling[REMIND-MAgPIE 3.2-4.6 IntegratedPhysicalDamages (median)] | Nationally Determined Contributions (NDCs) | FRA | Final Energy¦Transportation¦Electricity | EJ/yr | Final Energy¦Transportation¦Electricity | demand_projection | elc_transport | 2060 | 0.4137 | Final Energy¦Transportation¦Electricity
Downscaling[REMIND-MAgPIE 3.2-4.6 IntegratedPhysicalDamages (median)] | Nationally Determined Contributions (NDCs) | FRA | Final Energy¦Transportation¦Electricity | EJ/yr | Final Energy¦Transportation¦Electricity | demand_projection | elc_transport | 2065 | 0.4297 | Final Energy¦Transportation¦Electricity
Downscaling[REMIND-MAgPIE 3.2-4.6 IntegratedPhysicalDamages (median)] | Nationally Determined Contributions (NDCs) | FRA | Final Energy¦Transportation¦Electricity | EJ/yr | Final Energy¦Transportation¦Electricity | demand_projection | elc_transport | 2070 | 0.444 | Final Energy¦Transportation¦Electricity
Downscaling[REMIND-MAgPIE 3.2-4.6 IntegratedPhysicalDamages (median)] | Nationally Determined Contributions (NDCs) | FRA | Final Energy¦Transportation¦Electricity | EJ/yr | Final Energy¦Transportation¦Electricity | demand_projection | elc_transport | 2075 | 0.4576 | Final Energy¦Transportation¦Electricity
Downscaling[REMIND-MAgPIE 3.2-4.6 IntegratedPhysicalDamages (median)] | Nationally Determined Contributions (NDCs) | FRA | Final Energy¦Transportation¦Electricity | EJ/yr | Final Energy¦Transportation¦Electricity | demand_projection | elc_transport | 2080 | 0.4704 | Final Energy¦Transportation¦Electricity
Downscaling[REMIND-MAgPIE 3.2-4.6 IntegratedPhysicalDamages (median)] | Nationally Determined Contributions (NDCs) | FRA | Final Energy¦Transportation¦Electricity | EJ/yr | Final Energy¦Transportation¦Electricity | demand_projection | elc_transport | 2085 | 0.4778 | Final Energy¦Transportation¦Electricity
Downscaling[REMIND-MAgPIE 3.2-4.6 IntegratedPhysicalDamages (median)] | Nationally Determined Contributions (NDCs) | FRA | Final Energy¦Transportation¦Electricity | EJ/yr | Final Energy¦Transportation¦Electricity | demand_projection | elc_transport | 2090 | 0.4837 | Final Energy¦Transportation¦Electricity
Downscaling[REMIND-MAgPIE 3.2-4.6 IntegratedPhysicalDamages (median)] | Nationally Determined Contributions (NDCs) | FRA | Final Energy¦Transportation¦Electricity | EJ/yr | Final Energy¦Transportation¦Electricity | demand_projection | elc_transport | 2095 | 0.4882 | Final Energy¦Transportation¦Electricity
Downscaling[REMIND-MAgPIE 3.2-4.6 IntegratedPhysicalDamages (median)] | Nationally Determined Contributions (NDCs) | FRA | Final Energy¦Transportation¦Electricity | EJ/yr | Final Energy¦Transportation¦Electricity | demand_projection | elc_transport | 2100 | 0.4921 | Final Energy¦Transportation¦Electricity
Downscaling[REMIND-MAgPIE 3.2-4.6 IntegratedPhysicalDamages (median)] | Nationally Determined Contributions (NDCs) | FRA | Secondary Energy¦Hydrogen | EJ/yr | Secondary Energy¦Hydrogen | demand_projection | hydrogen_allsect | 2020 | 0.0085 | Secondary Energy¦Hydrogen
Downscaling[REMIND-MAgPIE 3.2-4.6 IntegratedPhysicalDamages (median)] | Nationally Determined Contributions (NDCs) | FRA | Secondary Energy¦Hydrogen | EJ/yr | Secondary Energy¦Hydrogen | demand_projection | hydrogen_allsect | 2025 | 0.0378 | Secondary Energy¦Hydrogen
Downscaling[REMIND-MAgPIE 3.2-4.6 IntegratedPhysicalDamages (median)] | Nationally Determined Contributions (NDCs) | FRA | Secondary Energy¦Hydrogen | EJ/yr | Secondary Energy¦Hydrogen | demand_projection | hydrogen_allsect | 2030 | 0.0707 | Secondary Energy¦Hydrogen
Downscaling[REMIND-MAgPIE 3.2-4.6 IntegratedPhysicalDamages (median)] | Nationally Determined Contributions (NDCs) | FRA | Secondary Energy¦Hydrogen | EJ/yr | Secondary Energy¦Hydrogen | demand_projection | hydrogen_allsect | 2035 | 0.0974 | Secondary Energy¦Hydrogen
Downscaling[REMIND-MAgPIE 3.2-4.6 IntegratedPhysicalDamages (median)] | Nationally Determined Contributions (NDCs) | FRA | Secondary Energy¦Hydrogen | EJ/yr | Secondary Energy¦Hydrogen | demand_projection | hydrogen_allsect | 2040 | 0.1402 | Secondary Energy¦Hydrogen
Downscaling[REMIND-MAgPIE 3.2-4.6 IntegratedPhysicalDamages (median)] | Nationally Determined Contributions (NDCs) | FRA | Secondary Energy¦Hydrogen | EJ/yr | Secondary Energy¦Hydrogen | demand_projection | hydrogen_allsect | 2045 | 0.2229 | Secondary Energy¦Hydrogen
Downscaling[REMIND-MAgPIE 3.2-4.6 IntegratedPhysicalDamages (median)] | Nationally Determined Contributions (NDCs) | FRA | Secondary Energy¦Hydrogen | EJ/yr | Secondary Energy¦Hydrogen | demand_projection | hydrogen_allsect | 2050 | 0.3004 | Secondary Energy¦Hydrogen
Downscaling[REMIND-MAgPIE 3.2-4.6 IntegratedPhysicalDamages (median)] | Nationally Determined Contributions (NDCs) | FRA | Secondary Energy¦Hydrogen | EJ/yr | Secondary Energy¦Hydrogen | demand_projection | hydrogen_allsect | 2055 | 0.3646 | Secondary Energy¦Hydrogen
Downscaling[REMIND-MAgPIE 3.2-4.6 IntegratedPhysicalDamages (median)] | Nationally Determined Contributions (NDCs) | FRA | Secondary Energy¦Hydrogen | EJ/yr | Secondary Energy¦Hydrogen | demand_projection | hydrogen_allsect | 2060 | 0.4477 | Secondary Energy¦Hydrogen
Downscaling[REMIND-MAgPIE 3.2-4.6 IntegratedPhysicalDamages (median)] | Nationally Determined Contributions (NDCs) | FRA | Secondary Energy¦Hydrogen | EJ/yr | Secondary Energy¦Hydrogen | demand_projection | hydrogen_allsect | 2065 | 0.4539 | Secondary Energy¦Hydrogen
Downscaling[REMIND-MAgPIE 3.2-4.6 IntegratedPhysicalDamages (median)] | Nationally Determined Contributions (NDCs) | FRA | Secondary Energy¦Hydrogen | EJ/yr | Secondary Energy¦Hydrogen | demand_projection | hydrogen_allsect | 2070 | 0.4511 | Secondary Energy¦Hydrogen
Downscaling[REMIND-MAgPIE 3.2-4.6 IntegratedPhysicalDamages (median)] | Nationally Determined Contributions (NDCs) | FRA | Secondary Energy¦Hydrogen | EJ/yr | Secondary Energy¦Hydrogen | demand_projection | hydrogen_allsect | 2075 | 0.4563 | Secondary Energy¦Hydrogen
Downscaling[REMIND-MAgPIE 3.2-4.6 IntegratedPhysicalDamages (median)] | Nationally Determined Contributions (NDCs) | FRA | Secondary Energy¦Hydrogen | EJ/yr | Secondary Energy¦Hydrogen | demand_projection | hydrogen_allsect | 2080 | 0.4569 | Secondary Energy¦Hydrogen
Downscaling[REMIND-MAgPIE 3.2-4.6 IntegratedPhysicalDamages (median)] | Nationally Determined Contributions (NDCs) | FRA | Secondary Energy¦Hydrogen | EJ/yr | Secondary Energy¦Hydrogen | demand_projection | hydrogen_allsect | 2085 | 0.4759 | Secondary Energy¦Hydrogen
Downscaling[REMIND-MAgPIE 3.2-4.6 IntegratedPhysicalDamages (median)] | Nationally Determined Contributions (NDCs) | FRA | Secondary Energy¦Hydrogen | EJ/yr | Secondary Energy¦Hydrogen | demand_projection | hydrogen_allsect | 2090 | 0.4934 | Secondary Energy¦Hydrogen
Downscaling[REMIND-MAgPIE 3.2-4.6 IntegratedPhysicalDamages (median)] | Nationally Determined Contributions (NDCs) | FRA | Secondary Energy¦Hydrogen | EJ/yr | Secondary Energy¦Hydrogen | demand_projection | hydrogen_allsect | 2095 | 0.4981 | Secondary Energy¦Hydrogen
Downscaling[REMIND-MAgPIE 3.2-4.6 IntegratedPhysicalDamages (median)] | Nationally Determined Contributions (NDCs) | FRA | Secondary Energy¦Hydrogen | EJ/yr | Secondary Energy¦Hydrogen | demand_projection | hydrogen_allsect | 2100 | 0.5023 | Secondary Energy¦Hydrogen
Downscaling[REMIND-MAgPIE 3.2-4.6 IntegratedPhysicalDamages (median)] | Nationally Determined Contributions (NDCs) | FRA | Secondary Energy¦Electricity¦Coal | EJ/yr | Secondary Energy¦Electricity¦Coal | elec_co2 |  | 2020 | 0.0326 | Secondary Energy¦Electricity¦Coal | 94
Downscaling[REMIND-MAgPIE 3.2-4.6 IntegratedPhysicalDamages (median)] | Nationally Determined Contributions (NDCs) | FRA | Secondary Energy¦Electricity¦Coal | EJ/yr | Secondary Energy¦Electricity¦Coal | elec_co2 |  | 2025 | 0.0057 | Secondary Energy¦Electricity¦Coal | 94
Downscaling[REMIND-MAgPIE 3.2-4.6 IntegratedPhysicalDamages (median)] | Nationally Determined Contributions (NDCs) | FRA | Secondary Energy¦Electricity¦Coal | EJ/yr | Secondary Energy¦Electricity¦Coal | elec_co2 |  | 2030 | 0 | Secondary Energy¦Electricity¦Coal | 94
Downscaling[REMIND-MAgPIE 3.2-4.6 IntegratedPhysicalDamages (median)] | Nationally Determined Contributions (NDCs) | FRA | Secondary Energy¦Electricity¦Coal | EJ/yr | Secondary Energy¦Electricity¦Coal | elec_co2 |  | 2035 | 0 | Secondary Energy¦Electricity¦Coal | 94
Downscaling[REMIND-MAgPIE 3.2-4.6 IntegratedPhysicalDamages (median)] | Nationally Determined Contributions (NDCs) | FRA | Secondary Energy¦Electricity¦Coal | EJ/yr | Secondary Energy¦Electricity¦Coal | elec_co2 |  | 2040 | 0 | Secondary Energy¦Electricity¦Coal | 94
Downscaling[REMIND-MAgPIE 3.2-4.6 IntegratedPhysicalDamages (median)] | Nationally Determined Contributions (NDCs) | FRA | Secondary Energy¦Electricity¦Coal | EJ/yr | Secondary Energy¦Electricity¦Coal | elec_co2 |  | 2045 | 0 | Secondary Energy¦Electricity¦Coal | 94
Downscaling[REMIND-MAgPIE 3.2-4.6 IntegratedPhysicalDamages (median)] | Nationally Determined Contributions (NDCs) | FRA | Secondary Energy¦Electricity¦Coal | EJ/yr | Secondary Energy¦Electricity¦Coal | elec_co2 |  | 2050 | 0 | Secondary Energy¦Electricity¦Coal | 94
Downscaling[REMIND-MAgPIE 3.2-4.6 IntegratedPhysicalDamages (median)] | Nationally Determined Contributions (NDCs) | FRA | Secondary Energy¦Electricity¦Coal | EJ/yr | Secondary Energy¦Electricity¦Coal | elec_co2 |  | 2055 | 0 | Secondary Energy¦Electricity¦Coal | 94
Downscaling[REMIND-MAgPIE 3.2-4.6 IntegratedPhysicalDamages (median)] | Nationally Determined Contributions (NDCs) | FRA | Secondary Energy¦Electricity¦Coal | EJ/yr | Secondary Energy¦Electricity¦Coal | elec_co2 |  | 2060 | 0 | Secondary Energy¦Electricity¦Coal | 94
Downscaling[REMIND-MAgPIE 3.2-4.6 IntegratedPhysicalDamages (median)] | Nationally Determined Contributions (NDCs) | FRA | Secondary Energy¦Electricity¦Coal | EJ/yr | Secondary Energy¦Electricity¦Coal | elec_co2 |  | 2065 | 0 | Secondary Energy¦Electricity¦Coal | 94
Downscaling[REMIND-MAgPIE 3.2-4.6 IntegratedPhysicalDamages (median)] | Nationally Determined Contributions (NDCs) | FRA | Secondary Energy¦Electricity¦Coal | EJ/yr | Secondary Energy¦Electricity¦Coal | elec_co2 |  | 2070 | 0 | Secondary Energy¦Electricity¦Coal | 94
Downscaling[REMIND-MAgPIE 3.2-4.6 IntegratedPhysicalDamages (median)] | Nationally Determined Contributions (NDCs) | FRA | Secondary Energy¦Electricity¦Coal | EJ/yr | Secondary Energy¦Electricity¦Coal | elec_co2 |  | 2075 | 0 | Secondary Energy¦Electricity¦Coal | 94
Downscaling[REMIND-MAgPIE 3.2-4.6 IntegratedPhysicalDamages (median)] | Nationally Determined Contributions (NDCs) | FRA | Secondary Energy¦Electricity¦Coal | EJ/yr | Secondary Energy¦Electricity¦Coal | elec_co2 |  | 2080 | 0 | Secondary Energy¦Electricity¦Coal | 94
Downscaling[REMIND-MAgPIE 3.2-4.6 IntegratedPhysicalDamages (median)] | Nationally Determined Contributions (NDCs) | FRA | Secondary Energy¦Electricity¦Coal | EJ/yr | Secondary Energy¦Electricity¦Coal | elec_co2 |  | 2085 | 0 | Secondary Energy¦Electricity¦Coal | 94
Downscaling[REMIND-MAgPIE 3.2-4.6 IntegratedPhysicalDamages (median)] | Nationally Determined Contributions (NDCs) | FRA | Secondary Energy¦Electricity¦Coal | EJ/yr | Secondary Energy¦Electricity¦Coal | elec_co2 |  | 2090 | 0 | Secondary Energy¦Electricity¦Coal | 94
Downscaling[REMIND-MAgPIE 3.2-4.6 IntegratedPhysicalDamages (median)] | Nationally Determined Contributions (NDCs) | FRA | Secondary Energy¦Electricity¦Coal | EJ/yr | Secondary Energy¦Electricity¦Coal | elec_co2 |  | 2095 | 0 | Secondary Energy¦Electricity¦Coal | 94
Downscaling[REMIND-MAgPIE 3.2-4.6 IntegratedPhysicalDamages (median)] | Nationally Determined Contributions (NDCs) | FRA | Secondary Energy¦Electricity¦Coal | EJ/yr | Secondary Energy¦Electricity¦Coal | elec_co2 |  | 2100 | 0 | Secondary Energy¦Electricity¦Coal | 94
Downscaling[REMIND-MAgPIE 3.2-4.6 IntegratedPhysicalDamages (median)] | Nationally Determined Contributions (NDCs) | FRA | Secondary Energy¦Electricity¦Gas | EJ/yr | Secondary Energy¦Electricity¦Gas | elec_co2 |  | 2020 | 0.1753 | Secondary Energy¦Electricity¦Gas | 55
Downscaling[REMIND-MAgPIE 3.2-4.6 IntegratedPhysicalDamages (median)] | Nationally Determined Contributions (NDCs) | FRA | Secondary Energy¦Electricity¦Gas | EJ/yr | Secondary Energy¦Electricity¦Gas | elec_co2 |  | 2025 | 0.1895 | Secondary Energy¦Electricity¦Gas | 55
Downscaling[REMIND-MAgPIE 3.2-4.6 IntegratedPhysicalDamages (median)] | Nationally Determined Contributions (NDCs) | FRA | Secondary Energy¦Electricity¦Gas | EJ/yr | Secondary Energy¦Electricity¦Gas | elec_co2 |  | 2030 | 0.0823 | Secondary Energy¦Electricity¦Gas | 55
Downscaling[REMIND-MAgPIE 3.2-4.6 IntegratedPhysicalDamages (median)] | Nationally Determined Contributions (NDCs) | FRA | Secondary Energy¦Electricity¦Gas | EJ/yr | Secondary Energy¦Electricity¦Gas | elec_co2 |  | 2035 | 0.0477 | Secondary Energy¦Electricity¦Gas | 55
Downscaling[REMIND-MAgPIE 3.2-4.6 IntegratedPhysicalDamages (median)] | Nationally Determined Contributions (NDCs) | FRA | Secondary Energy¦Electricity¦Gas | EJ/yr | Secondary Energy¦Electricity¦Gas | elec_co2 |  | 2040 | 0.0172 | Secondary Energy¦Electricity¦Gas | 55
Downscaling[REMIND-MAgPIE 3.2-4.6 IntegratedPhysicalDamages (median)] | Nationally Determined Contributions (NDCs) | FRA | Secondary Energy¦Electricity¦Gas | EJ/yr | Secondary Energy¦Electricity¦Gas | elec_co2 |  | 2045 | 0.017 | Secondary Energy¦Electricity¦Gas | 55
Downscaling[REMIND-MAgPIE 3.2-4.6 IntegratedPhysicalDamages (median)] | Nationally Determined Contributions (NDCs) | FRA | Secondary Energy¦Electricity¦Gas | EJ/yr | Secondary Energy¦Electricity¦Gas | elec_co2 |  | 2050 | 0.0149 | Secondary Energy¦Electricity¦Gas | 55
Downscaling[REMIND-MAgPIE 3.2-4.6 IntegratedPhysicalDamages (median)] | Nationally Determined Contributions (NDCs) | FRA | Secondary Energy¦Electricity¦Gas | EJ/yr | Secondary Energy¦Electricity¦Gas | elec_co2 |  | 2055 | 0.013 | Secondary Energy¦Electricity¦Gas | 55
Downscaling[REMIND-MAgPIE 3.2-4.6 IntegratedPhysicalDamages (median)] | Nationally Determined Contributions (NDCs) | FRA | Secondary Energy¦Electricity¦Gas | EJ/yr | Secondary Energy¦Electricity¦Gas | elec_co2 |  | 2060 | 0.0097 | Secondary Energy¦Electricity¦Gas | 55
Downscaling[REMIND-MAgPIE 3.2-4.6 IntegratedPhysicalDamages (median)] | Nationally Determined Contributions (NDCs) | FRA | Secondary Energy¦Electricity¦Gas | EJ/yr | Secondary Energy¦Electricity¦Gas | elec_co2 |  | 2065 | 0.0056 | Secondary Energy¦Electricity¦Gas | 55
Downscaling[REMIND-MAgPIE 3.2-4.6 IntegratedPhysicalDamages (median)] | Nationally Determined Contributions (NDCs) | FRA | Secondary Energy¦Electricity¦Gas | EJ/yr | Secondary Energy¦Electricity¦Gas | elec_co2 |  | 2070 | 0.0014 | Secondary Energy¦Electricity¦Gas | 55
Downscaling[REMIND-MAgPIE 3.2-4.6 IntegratedPhysicalDamages (median)] | Nationally Determined Contributions (NDCs) | FRA | Secondary Energy¦Electricity¦Gas | EJ/yr | Secondary Energy¦Electricity¦Gas | elec_co2 |  | 2075 | 0.0007 | Secondary Energy¦Electricity¦Gas | 55
Downscaling[REMIND-MAgPIE 3.2-4.6 IntegratedPhysicalDamages (median)] | Nationally Determined Contributions (NDCs) | FRA | Secondary Energy¦Electricity¦Gas | EJ/yr | Secondary Energy¦Electricity¦Gas | elec_co2 |  | 2080 | 0 | Secondary Energy¦Electricity¦Gas | 55
Downscaling[REMIND-MAgPIE 3.2-4.6 IntegratedPhysicalDamages (median)] | Nationally Determined Contributions (NDCs) | FRA | Secondary Energy¦Electricity¦Gas | EJ/yr | Secondary Energy¦Electricity¦Gas | elec_co2 |  | 2085 | 0 | Secondary Energy¦Electricity¦Gas | 55
Downscaling[REMIND-MAgPIE 3.2-4.6 IntegratedPhysicalDamages (median)] | Nationally Determined Contributions (NDCs) | FRA | Secondary Energy¦Electricity¦Gas | EJ/yr | Secondary Energy¦Electricity¦Gas | elec_co2 |  | 2090 | 0 | Secondary Energy¦Electricity¦Gas | 55
Downscaling[REMIND-MAgPIE 3.2-4.6 IntegratedPhysicalDamages (median)] | Nationally Determined Contributions (NDCs) | FRA | Secondary Energy¦Electricity¦Gas | EJ/yr | Secondary Energy¦Electricity¦Gas | elec_co2 |  | 2095 | 0 | Secondary Energy¦Electricity¦Gas | 55
Downscaling[REMIND-MAgPIE 3.2-4.6 IntegratedPhysicalDamages (median)] | Nationally Determined Contributions (NDCs) | FRA | Secondary Energy¦Electricity¦Gas | EJ/yr | Secondary Energy¦Electricity¦Gas | elec_co2 |  | 2100 | 0 | Secondary Energy¦Electricity¦Gas | 55
Downscaling[REMIND-MAgPIE 3.2-4.6 IntegratedPhysicalDamages (median)] | Nationally Determined Contributions (NDCs) | FRA | Secondary Energy¦Electricity¦Oil | EJ/yr | Secondary Energy¦Electricity¦Oil | elec_co2 |  | 2020 | 0.0143 | Secondary Energy¦Electricity¦Oil | 70
Downscaling[REMIND-MAgPIE 3.2-4.6 IntegratedPhysicalDamages (median)] | Nationally Determined Contributions (NDCs) | FRA | Secondary Energy¦Electricity¦Oil | EJ/yr | Secondary Energy¦Electricity¦Oil | elec_co2 |  | 2025 | 0.0053 | Secondary Energy¦Electricity¦Oil | 70
Downscaling[REMIND-MAgPIE 3.2-4.6 IntegratedPhysicalDamages (median)] | Nationally Determined Contributions (NDCs) | FRA | Secondary Energy¦Electricity¦Oil | EJ/yr | Secondary Energy¦Electricity¦Oil | elec_co2 |  | 2030 | 0.0004 | Secondary Energy¦Electricity¦Oil | 70
Downscaling[REMIND-MAgPIE 3.2-4.6 IntegratedPhysicalDamages (median)] | Nationally Determined Contributions (NDCs) | FRA | Secondary Energy¦Electricity¦Oil | EJ/yr | Secondary Energy¦Electricity¦Oil | elec_co2 |  | 2035 | 0 | Secondary Energy¦Electricity¦Oil | 70
Downscaling[REMIND-MAgPIE 3.2-4.6 IntegratedPhysicalDamages (median)] | Nationally Determined Contributions (NDCs) | FRA | Secondary Energy¦Electricity¦Oil | EJ/yr | Secondary Energy¦Electricity¦Oil | elec_co2 |  | 2040 | 0 | Secondary Energy¦Electricity¦Oil | 70
Downscaling[REMIND-MAgPIE 3.2-4.6 IntegratedPhysicalDamages (median)] | Nationally Determined Contributions (NDCs) | FRA | Secondary Energy¦Electricity¦Oil | EJ/yr | Secondary Energy¦Electricity¦Oil | elec_co2 |  | 2045 | 0 | Secondary Energy¦Electricity¦Oil | 70
Downscaling[REMIND-MAgPIE 3.2-4.6 IntegratedPhysicalDamages (median)] | Nationally Determined Contributions (NDCs) | FRA | Secondary Energy¦Electricity¦Oil | EJ/yr | Secondary Energy¦Electricity¦Oil | elec_co2 |  | 2050 | 0 | Secondary Energy¦Electricity¦Oil | 70
Downscaling[REMIND-MAgPIE 3.2-4.6 IntegratedPhysicalDamages (median)] | Nationally Determined Contributions (NDCs) | FRA | Secondary Energy¦Electricity¦Oil | EJ/yr | Secondary Energy¦Electricity¦Oil | elec_co2 |  | 2055 | 0 | Secondary Energy¦Electricity¦Oil | 70
Downscaling[REMIND-MAgPIE 3.2-4.6 IntegratedPhysicalDamages (median)] | Nationally Determined Contributions (NDCs) | FRA | Secondary Energy¦Electricity¦Oil | EJ/yr | Secondary Energy¦Electricity¦Oil | elec_co2 |  | 2060 | 0 | Secondary Energy¦Electricity¦Oil | 70
Downscaling[REMIND-MAgPIE 3.2-4.6 IntegratedPhysicalDamages (median)] | Nationally Determined Contributions (NDCs) | FRA | Secondary Energy¦Electricity¦Oil | EJ/yr | Secondary Energy¦Electricity¦Oil | elec_co2 |  | 2065 | 0 | Secondary Energy¦Electricity¦Oil | 70
Downscaling[REMIND-MAgPIE 3.2-4.6 IntegratedPhysicalDamages (median)] | Nationally Determined Contributions (NDCs) | FRA | Secondary Energy¦Electricity¦Oil | EJ/yr | Secondary Energy¦Electricity¦Oil | elec_co2 |  | 2070 | 0 | Secondary Energy¦Electricity¦Oil | 70
Downscaling[REMIND-MAgPIE 3.2-4.6 IntegratedPhysicalDamages (median)] | Nationally Determined Contributions (NDCs) | FRA | Secondary Energy¦Electricity¦Oil | EJ/yr | Secondary Energy¦Electricity¦Oil | elec_co2 |  | 2075 | 0 | Secondary Energy¦Electricity¦Oil | 70
Downscaling[REMIND-MAgPIE 3.2-4.6 IntegratedPhysicalDamages (median)] | Nationally Determined Contributions (NDCs) | FRA | Secondary Energy¦Electricity¦Oil | EJ/yr | Secondary Energy¦Electricity¦Oil | elec_co2 |  | 2080 | 0 | Secondary Energy¦Electricity¦Oil | 70
Downscaling[REMIND-MAgPIE 3.2-4.6 IntegratedPhysicalDamages (median)] | Nationally Determined Contributions (NDCs) | FRA | Secondary Energy¦Electricity¦Oil | EJ/yr | Secondary Energy¦Electricity¦Oil | elec_co2 |  | 2085 | 0 | Secondary Energy¦Electricity¦Oil | 70
Downscaling[REMIND-MAgPIE 3.2-4.6 IntegratedPhysicalDamages (median)] | Nationally Determined Contributions (NDCs) | FRA | Secondary Energy¦Electricity¦Oil | EJ/yr | Secondary Energy¦Electricity¦Oil | elec_co2 |  | 2090 | 0 | Secondary Energy¦Electricity¦Oil | 70
Downscaling[REMIND-MAgPIE 3.2-4.6 IntegratedPhysicalDamages (median)] | Nationally Determined Contributions (NDCs) | FRA | Secondary Energy¦Electricity¦Oil | EJ/yr | Secondary Energy¦Electricity¦Oil | elec_co2 |  | 2095 | 0 | Secondary Energy¦Electricity¦Oil | 70
Downscaling[REMIND-MAgPIE 3.2-4.6 IntegratedPhysicalDamages (median)] | Nationally Determined Contributions (NDCs) | FRA | Secondary Energy¦Electricity¦Oil | EJ/yr | Secondary Energy¦Electricity¦Oil | elec_co2 |  | 2100 | 0 | Secondary Energy¦Electricity¦Oil | 70
Downscaling[REMIND-MAgPIE 3.2-4.6 IntegratedPhysicalDamages (median)] | Nationally Determined Contributions (NDCs) | FRA | Price¦Primary Energy¦Biomass | US$2010/GJ | Price¦Primary Energy¦Biomass | fuel_supply | bioenergy | 2020 | 5.3799 | Price¦Primary Energy¦Biomass
Downscaling[REMIND-MAgPIE 3.2-4.6 IntegratedPhysicalDamages (median)] | Nationally Determined Contributions (NDCs) | FRA | Price¦Primary Energy¦Biomass | US$2010/GJ | Price¦Primary Energy¦Biomass | fuel_supply | bioenergy | 2025 | 5.8192 | Price¦Primary Energy¦Biomass
Downscaling[REMIND-MAgPIE 3.2-4.6 IntegratedPhysicalDamages (median)] | Nationally Determined Contributions (NDCs) | FRA | Price¦Primary Energy¦Biomass | US$2010/GJ | Price¦Primary Energy¦Biomass | fuel_supply | bioenergy | 2030 | 5.922 | Price¦Primary Energy¦Biomass
Downscaling[REMIND-MAgPIE 3.2-4.6 IntegratedPhysicalDamages (median)] | Nationally Determined Contributions (NDCs) | FRA | Price¦Primary Energy¦Biomass | US$2010/GJ | Price¦Primary Energy¦Biomass | fuel_supply | bioenergy | 2035 | 5.9838 | Price¦Primary Energy¦Biomass
Downscaling[REMIND-MAgPIE 3.2-4.6 IntegratedPhysicalDamages (median)] | Nationally Determined Contributions (NDCs) | FRA | Price¦Primary Energy¦Biomass | US$2010/GJ | Price¦Primary Energy¦Biomass | fuel_supply | bioenergy | 2040 | 5.4903 | Price¦Primary Energy¦Biomass
Downscaling[REMIND-MAgPIE 3.2-4.6 IntegratedPhysicalDamages (median)] | Nationally Determined Contributions (NDCs) | FRA | Price¦Primary Energy¦Biomass | US$2010/GJ | Price¦Primary Energy¦Biomass | fuel_supply | bioenergy | 2045 | 6.4584 | Price¦Primary Energy¦Biomass
Downscaling[REMIND-MAgPIE 3.2-4.6 IntegratedPhysicalDamages (median)] | Nationally Determined Contributions (NDCs) | FRA | Price¦Primary Energy¦Biomass | US$2010/GJ | Price¦Primary Energy¦Biomass | fuel_supply | bioenergy | 2050 | 7.4575 | Price¦Primary Energy¦Biomass
Downscaling[REMIND-MAgPIE 3.2-4.6 IntegratedPhysicalDamages (median)] | Nationally Determined Contributions (NDCs) | FRA | Price¦Primary Energy¦Biomass | US$2010/GJ | Price¦Primary Energy¦Biomass | fuel_supply | bioenergy | 2055 | 6.8936 | Price¦Primary Energy¦Biomass
Downscaling[REMIND-MAgPIE 3.2-4.6 IntegratedPhysicalDamages (median)] | Nationally Determined Contributions (NDCs) | FRA | Price¦Primary Energy¦Biomass | US$2010/GJ | Price¦Primary Energy¦Biomass | fuel_supply | bioenergy | 2060 | 13.0796 | Price¦Primary Energy¦Biomass
Downscaling[REMIND-MAgPIE 3.2-4.6 IntegratedPhysicalDamages (median)] | Nationally Determined Contributions (NDCs) | FRA | Price¦Primary Energy¦Biomass | US$2010/GJ | Price¦Primary Energy¦Biomass | fuel_supply | bioenergy | 2065 | 12.4004 | Price¦Primary Energy¦Biomass
Downscaling[REMIND-MAgPIE 3.2-4.6 IntegratedPhysicalDamages (median)] | Nationally Determined Contributions (NDCs) | FRA | Price¦Primary Energy¦Biomass | US$2010/GJ | Price¦Primary Energy¦Biomass | fuel_supply | bioenergy | 2070 | 11.7212 | Price¦Primary Energy¦Biomass
Downscaling[REMIND-MAgPIE 3.2-4.6 IntegratedPhysicalDamages (median)] | Nationally Determined Contributions (NDCs) | FRA | Price¦Primary Energy¦Biomass | US$2010/GJ | Price¦Primary Energy¦Biomass | fuel_supply | bioenergy | 2075 | 11.3427 | Price¦Primary Energy¦Biomass
Downscaling[REMIND-MAgPIE 3.2-4.6 IntegratedPhysicalDamages (median)] | Nationally Determined Contributions (NDCs) | FRA | Price¦Primary Energy¦Biomass | US$2010/GJ | Price¦Primary Energy¦Biomass | fuel_supply | bioenergy | 2080 | 10.9642 | Price¦Primary Energy¦Biomass
Downscaling[REMIND-MAgPIE 3.2-4.6 IntegratedPhysicalDamages (median)] | Nationally Determined Contributions (NDCs) | FRA | Price¦Primary Energy¦Biomass | US$2010/GJ | Price¦Primary Energy¦Biomass | fuel_supply | bioenergy | 2085 | 10.1534 | Price¦Primary Energy¦Biomass
Downscaling[REMIND-MAgPIE 3.2-4.6 IntegratedPhysicalDamages (median)] | Nationally Determined Contributions (NDCs) | FRA | Price¦Primary Energy¦Biomass | US$2010/GJ | Price¦Primary Energy¦Biomass | fuel_supply | bioenergy | 2090 | 9.3427 | Price¦Primary Energy¦Biomass
Downscaling[REMIND-MAgPIE 3.2-4.6 IntegratedPhysicalDamages (median)] | Nationally Determined Contributions (NDCs) | FRA | Price¦Primary Energy¦Biomass | US$2010/GJ | Price¦Primary Energy¦Biomass | fuel_supply | bioenergy | 2095 | 10.2685 | Price¦Primary Energy¦Biomass
Downscaling[REMIND-MAgPIE 3.2-4.6 IntegratedPhysicalDamages (median)] | Nationally Determined Contributions (NDCs) | FRA | Price¦Primary Energy¦Biomass | US$2010/GJ | Price¦Primary Energy¦Biomass | fuel_supply | bioenergy | 2100 | 11.1944 | Price¦Primary Energy¦Biomass
Downscaling[REMIND-MAgPIE 3.2-4.6 IntegratedPhysicalDamages (median)] | Nationally Determined Contributions (NDCs) | FRA | Price¦Primary Energy¦Coal | US$2010/GJ | Price¦Primary Energy¦Coal | fuel_supply | coal | 2020 | 2.0344 | Price¦Primary Energy¦Coal
Downscaling[REMIND-MAgPIE 3.2-4.6 IntegratedPhysicalDamages (median)] | Nationally Determined Contributions (NDCs) | FRA | Price¦Primary Energy¦Coal | US$2010/GJ | Price¦Primary Energy¦Coal | fuel_supply | coal | 2025 | 2.1189 | Price¦Primary Energy¦Coal
Downscaling[REMIND-MAgPIE 3.2-4.6 IntegratedPhysicalDamages (median)] | Nationally Determined Contributions (NDCs) | FRA | Price¦Primary Energy¦Coal | US$2010/GJ | Price¦Primary Energy¦Coal | fuel_supply | coal | 2030 | 2.0779 | Price¦Primary Energy¦Coal
Downscaling[REMIND-MAgPIE 3.2-4.6 IntegratedPhysicalDamages (median)] | Nationally Determined Contributions (NDCs) | FRA | Price¦Primary Energy¦Coal | US$2010/GJ | Price¦Primary Energy¦Coal | fuel_supply | coal | 2035 | 2.0644 | Price¦Primary Energy¦Coal
Downscaling[REMIND-MAgPIE 3.2-4.6 IntegratedPhysicalDamages (median)] | Nationally Determined Contributions (NDCs) | FRA | Price¦Primary Energy¦Coal | US$2010/GJ | Price¦Primary Energy¦Coal | fuel_supply | coal | 2040 | 1.9296 | Price¦Primary Energy¦Coal
Downscaling[REMIND-MAgPIE 3.2-4.6 IntegratedPhysicalDamages (median)] | Nationally Determined Contributions (NDCs) | FRA | Price¦Primary Energy¦Coal | US$2010/GJ | Price¦Primary Energy¦Coal | fuel_supply | coal | 2045 | 1.818 | Price¦Primary Energy¦Coal
Downscaling[REMIND-MAgPIE 3.2-4.6 IntegratedPhysicalDamages (median)] | Nationally Determined Contributions (NDCs) | FRA | Price¦Primary Energy¦Coal | US$2010/GJ | Price¦Primary Energy¦Coal | fuel_supply | coal | 2050 | 1.9054 | Price¦Primary Energy¦Coal
Downscaling[REMIND-MAgPIE 3.2-4.6 IntegratedPhysicalDamages (median)] | Nationally Determined Contributions (NDCs) | FRA | Price¦Primary Energy¦Coal | US$2010/GJ | Price¦Primary Energy¦Coal | fuel_supply | coal | 2055 | 1.8615 | Price¦Primary Energy¦Coal
Downscaling[REMIND-MAgPIE 3.2-4.6 IntegratedPhysicalDamages (median)] | Nationally Determined Contributions (NDCs) | FRA | Price¦Primary Energy¦Coal | US$2010/GJ | Price¦Primary Energy¦Coal | fuel_supply | coal | 2060 | 2.3619 | Price¦Primary Energy¦Coal
Downscaling[REMIND-MAgPIE 3.2-4.6 IntegratedPhysicalDamages (median)] | Nationally Determined Contributions (NDCs) | FRA | Price¦Primary Energy¦Coal | US$2010/GJ | Price¦Primary Energy¦Coal | fuel_supply | coal | 2065 | 2.2264 | Price¦Primary Energy¦Coal
Downscaling[REMIND-MAgPIE 3.2-4.6 IntegratedPhysicalDamages (median)] | Nationally Determined Contributions (NDCs) | FRA | Price¦Primary Energy¦Coal | US$2010/GJ | Price¦Primary Energy¦Coal | fuel_supply | coal | 2070 | 2.0909 | Price¦Primary Energy¦Coal
Downscaling[REMIND-MAgPIE 3.2-4.6 IntegratedPhysicalDamages (median)] | Nationally Determined Contributions (NDCs) | FRA | Price¦Primary Energy¦Coal | US$2010/GJ | Price¦Primary Energy¦Coal | fuel_supply | coal | 2075 | 2.2001 | Price¦Primary Energy¦Coal
Downscaling[REMIND-MAgPIE 3.2-4.6 IntegratedPhysicalDamages (median)] | Nationally Determined Contributions (NDCs) | FRA | Price¦Primary Energy¦Coal | US$2010/GJ | Price¦Primary Energy¦Coal | fuel_supply | coal | 2080 | 2.3093 | Price¦Primary Energy¦Coal
Downscaling[REMIND-MAgPIE 3.2-4.6 IntegratedPhysicalDamages (median)] | Nationally Determined Contributions (NDCs) | FRA | Price¦Primary Energy¦Coal | US$2010/GJ | Price¦Primary Energy¦Coal | fuel_supply | coal | 2085 | 2.3217 | Price¦Primary Energy¦Coal
Downscaling[REMIND-MAgPIE 3.2-4.6 IntegratedPhysicalDamages (median)] | Nationally Determined Contributions (NDCs) | FRA | Price¦Primary Energy¦Coal | US$2010/GJ | Price¦Primary Energy¦Coal | fuel_supply | coal | 2090 | 2.3342 | Price¦Primary Energy¦Coal
Downscaling[REMIND-MAgPIE 3.2-4.6 IntegratedPhysicalDamages (median)] | Nationally Determined Contributions (NDCs) | FRA | Price¦Primary Energy¦Coal | US$2010/GJ | Price¦Primary Energy¦Coal | fuel_supply | coal | 2095 | 2.3665 | Price¦Primary Energy¦Coal
Downscaling[REMIND-MAgPIE 3.2-4.6 IntegratedPhysicalDamages (median)] | Nationally Determined Contributions (NDCs) | FRA | Price¦Primary Energy¦Coal | US$2010/GJ | Price¦Primary Energy¦Coal | fuel_supply | coal | 2100 | 2.3988 | Price¦Primary Energy¦Coal
Downscaling[REMIND-MAgPIE 3.2-4.6 IntegratedPhysicalDamages (median)] | Nationally Determined Contributions (NDCs) | FRA | Price¦Primary Energy¦Gas | US$2010/GJ | Price¦Primary Energy¦Gas | fuel_supply | gas | 2020 | 3.9711 | Price¦Primary Energy¦Gas
Downscaling[REMIND-MAgPIE 3.2-4.6 IntegratedPhysicalDamages (median)] | Nationally Determined Contributions (NDCs) | FRA | Price¦Primary Energy¦Gas | US$2010/GJ | Price¦Primary Energy¦Gas | fuel_supply | gas | 2025 | 4.5414 | Price¦Primary Energy¦Gas
Downscaling[REMIND-MAgPIE 3.2-4.6 IntegratedPhysicalDamages (median)] | Nationally Determined Contributions (NDCs) | FRA | Price¦Primary Energy¦Gas | US$2010/GJ | Price¦Primary Energy¦Gas | fuel_supply | gas | 2030 | 4.3033 | Price¦Primary Energy¦Gas
Downscaling[REMIND-MAgPIE 3.2-4.6 IntegratedPhysicalDamages (median)] | Nationally Determined Contributions (NDCs) | FRA | Price¦Primary Energy¦Gas | US$2010/GJ | Price¦Primary Energy¦Gas | fuel_supply | gas | 2035 | 4.7504 | Price¦Primary Energy¦Gas
Downscaling[REMIND-MAgPIE 3.2-4.6 IntegratedPhysicalDamages (median)] | Nationally Determined Contributions (NDCs) | FRA | Price¦Primary Energy¦Gas | US$2010/GJ | Price¦Primary Energy¦Gas | fuel_supply | gas | 2040 | 5.0464 | Price¦Primary Energy¦Gas
Downscaling[REMIND-MAgPIE 3.2-4.6 IntegratedPhysicalDamages (median)] | Nationally Determined Contributions (NDCs) | FRA | Price¦Primary Energy¦Gas | US$2010/GJ | Price¦Primary Energy¦Gas | fuel_supply | gas | 2045 | 5.3894 | Price¦Primary Energy¦Gas
Downscaling[REMIND-MAgPIE 3.2-4.6 IntegratedPhysicalDamages (median)] | Nationally Determined Contributions (NDCs) | FRA | Price¦Primary Energy¦Gas | US$2010/GJ | Price¦Primary Energy¦Gas | fuel_supply | gas | 2050 | 5.354 | Price¦Primary Energy¦Gas
Downscaling[REMIND-MAgPIE 3.2-4.6 IntegratedPhysicalDamages (median)] | Nationally Determined Contributions (NDCs) | FRA | Price¦Primary Energy¦Gas | US$2010/GJ | Price¦Primary Energy¦Gas | fuel_supply | gas | 2055 | 5.0789 | Price¦Primary Energy¦Gas
Downscaling[REMIND-MAgPIE 3.2-4.6 IntegratedPhysicalDamages (median)] | Nationally Determined Contributions (NDCs) | FRA | Price¦Primary Energy¦Gas | US$2010/GJ | Price¦Primary Energy¦Gas | fuel_supply | gas | 2060 | 6.187 | Price¦Primary Energy¦Gas
Downscaling[REMIND-MAgPIE 3.2-4.6 IntegratedPhysicalDamages (median)] | Nationally Determined Contributions (NDCs) | FRA | Price¦Primary Energy¦Gas | US$2010/GJ | Price¦Primary Energy¦Gas | fuel_supply | gas | 2065 | 6.0172 | Price¦Primary Energy¦Gas
Downscaling[REMIND-MAgPIE 3.2-4.6 IntegratedPhysicalDamages (median)] | Nationally Determined Contributions (NDCs) | FRA | Price¦Primary Energy¦Gas | US$2010/GJ | Price¦Primary Energy¦Gas | fuel_supply | gas | 2070 | 5.8475 | Price¦Primary Energy¦Gas
Downscaling[REMIND-MAgPIE 3.2-4.6 IntegratedPhysicalDamages (median)] | Nationally Determined Contributions (NDCs) | FRA | Price¦Primary Energy¦Gas | US$2010/GJ | Price¦Primary Energy¦Gas | fuel_supply | gas | 2075 | 5.8534 | Price¦Primary Energy¦Gas
Downscaling[REMIND-MAgPIE 3.2-4.6 IntegratedPhysicalDamages (median)] | Nationally Determined Contributions (NDCs) | FRA | Price¦Primary Energy¦Gas | US$2010/GJ | Price¦Primary Energy¦Gas | fuel_supply | gas | 2080 | 5.8593 | Price¦Primary Energy¦Gas
Downscaling[REMIND-MAgPIE 3.2-4.6 IntegratedPhysicalDamages (median)] | Nationally Determined Contributions (NDCs) | FRA | Price¦Primary Energy¦Gas | US$2010/GJ | Price¦Primary Energy¦Gas | fuel_supply | gas | 2085 | 5.9374 | Price¦Primary Energy¦Gas
Downscaling[REMIND-MAgPIE 3.2-4.6 IntegratedPhysicalDamages (median)] | Nationally Determined Contributions (NDCs) | FRA | Price¦Primary Energy¦Gas | US$2010/GJ | Price¦Primary Energy¦Gas | fuel_supply | gas | 2090 | 6.0154 | Price¦Primary Energy¦Gas
Downscaling[REMIND-MAgPIE 3.2-4.6 IntegratedPhysicalDamages (median)] | Nationally Determined Contributions (NDCs) | FRA | Price¦Primary Energy¦Gas | US$2010/GJ | Price¦Primary Energy¦Gas | fuel_supply | gas | 2095 | 6.0334 | Price¦Primary Energy¦Gas
Downscaling[REMIND-MAgPIE 3.2-4.6 IntegratedPhysicalDamages (median)] | Nationally Determined Contributions (NDCs) | FRA | Price¦Primary Energy¦Gas | US$2010/GJ | Price¦Primary Energy¦Gas | fuel_supply | gas | 2100 | 6.0514 | Price¦Primary Energy¦Gas
Downscaling[REMIND-MAgPIE 3.2-4.6 IntegratedPhysicalDamages (median)] | Nationally Determined Contributions (NDCs) | FRA | Price¦Secondary Energy¦Liquids¦Oil | US$2010/GJ | Price¦Secondary Energy¦Liquids¦Oil | fuel_supply | oil | 2020 | 82.2847 | Price¦Secondary Energy¦Liquids¦Oil
Downscaling[REMIND-MAgPIE 3.2-4.6 IntegratedPhysicalDamages (median)] | Nationally Determined Contributions (NDCs) | FRA | Price¦Secondary Energy¦Liquids¦Oil | US$2010/GJ | Price¦Secondary Energy¦Liquids¦Oil | fuel_supply | oil | 2025 | 89.7989 | Price¦Secondary Energy¦Liquids¦Oil
Downscaling[REMIND-MAgPIE 3.2-4.6 IntegratedPhysicalDamages (median)] | Nationally Determined Contributions (NDCs) | FRA | Price¦Secondary Energy¦Liquids¦Oil | US$2010/GJ | Price¦Secondary Energy¦Liquids¦Oil | fuel_supply | oil | 2030 | 92.4161 | Price¦Secondary Energy¦Liquids¦Oil
Downscaling[REMIND-MAgPIE 3.2-4.6 IntegratedPhysicalDamages (median)] | Nationally Determined Contributions (NDCs) | FRA | Price¦Secondary Energy¦Liquids¦Oil | US$2010/GJ | Price¦Secondary Energy¦Liquids¦Oil | fuel_supply | oil | 2035 | 85.3092 | Price¦Secondary Energy¦Liquids¦Oil
Downscaling[REMIND-MAgPIE 3.2-4.6 IntegratedPhysicalDamages (median)] | Nationally Determined Contributions (NDCs) | FRA | Price¦Secondary Energy¦Liquids¦Oil | US$2010/GJ | Price¦Secondary Energy¦Liquids¦Oil | fuel_supply | oil | 2040 | 102.8316 | Price¦Secondary Energy¦Liquids¦Oil
Downscaling[REMIND-MAgPIE 3.2-4.6 IntegratedPhysicalDamages (median)] | Nationally Determined Contributions (NDCs) | FRA | Price¦Secondary Energy¦Liquids¦Oil | US$2010/GJ | Price¦Secondary Energy¦Liquids¦Oil | fuel_supply | oil | 2045 | 119.8551 | Price¦Secondary Energy¦Liquids¦Oil
Downscaling[REMIND-MAgPIE 3.2-4.6 IntegratedPhysicalDamages (median)] | Nationally Determined Contributions (NDCs) | FRA | Price¦Secondary Energy¦Liquids¦Oil | US$2010/GJ | Price¦Secondary Energy¦Liquids¦Oil | fuel_supply | oil | 2050 | 135.1989 | Price¦Secondary Energy¦Liquids¦Oil
Downscaling[REMIND-MAgPIE 3.2-4.6 IntegratedPhysicalDamages (median)] | Nationally Determined Contributions (NDCs) | FRA | Price¦Secondary Energy¦Liquids¦Oil | US$2010/GJ | Price¦Secondary Energy¦Liquids¦Oil | fuel_supply | oil | 2055 | 143.6486 | Price¦Secondary Energy¦Liquids¦Oil
Downscaling[REMIND-MAgPIE 3.2-4.6 IntegratedPhysicalDamages (median)] | Nationally Determined Contributions (NDCs) | FRA | Price¦Secondary Energy¦Liquids¦Oil | US$2010/GJ | Price¦Secondary Energy¦Liquids¦Oil | fuel_supply | oil | 2060 | 233.3516 | Price¦Secondary Energy¦Liquids¦Oil
Downscaling[REMIND-MAgPIE 3.2-4.6 IntegratedPhysicalDamages (median)] | Nationally Determined Contributions (NDCs) | FRA | Price¦Secondary Energy¦Liquids¦Oil | US$2010/GJ | Price¦Secondary Energy¦Liquids¦Oil | fuel_supply | oil | 2065 | 277.0253 | Price¦Secondary Energy¦Liquids¦Oil
Downscaling[REMIND-MAgPIE 3.2-4.6 IntegratedPhysicalDamages (median)] | Nationally Determined Contributions (NDCs) | FRA | Price¦Secondary Energy¦Liquids¦Oil | US$2010/GJ | Price¦Secondary Energy¦Liquids¦Oil | fuel_supply | oil | 2070 | 320.6989 | Price¦Secondary Energy¦Liquids¦Oil
Downscaling[REMIND-MAgPIE 3.2-4.6 IntegratedPhysicalDamages (median)] | Nationally Determined Contributions (NDCs) | FRA | Price¦Secondary Energy¦Liquids¦Oil | US$2010/GJ | Price¦Secondary Energy¦Liquids¦Oil | fuel_supply | oil | 2075 | 306.4302 | Price¦Secondary Energy¦Liquids¦Oil
Downscaling[REMIND-MAgPIE 3.2-4.6 IntegratedPhysicalDamages (median)] | Nationally Determined Contributions (NDCs) | FRA | Price¦Secondary Energy¦Liquids¦Oil | US$2010/GJ | Price¦Secondary Energy¦Liquids¦Oil | fuel_supply | oil | 2080 | 292.1614 | Price¦Secondary Energy¦Liquids¦Oil
Downscaling[REMIND-MAgPIE 3.2-4.6 IntegratedPhysicalDamages (median)] | Nationally Determined Contributions (NDCs) | FRA | Price¦Secondary Energy¦Liquids¦Oil | US$2010/GJ | Price¦Secondary Energy¦Liquids¦Oil | fuel_supply | oil | 2085 | 276.9022 | Price¦Secondary Energy¦Liquids¦Oil
Downscaling[REMIND-MAgPIE 3.2-4.6 IntegratedPhysicalDamages (median)] | Nationally Determined Contributions (NDCs) | FRA | Price¦Secondary Energy¦Liquids¦Oil | US$2010/GJ | Price¦Secondary Energy¦Liquids¦Oil | fuel_supply | oil | 2090 | 261.643 | Price¦Secondary Energy¦Liquids¦Oil
Downscaling[REMIND-MAgPIE 3.2-4.6 IntegratedPhysicalDamages (median)] | Nationally Determined Contributions (NDCs) | FRA | Price¦Secondary Energy¦Liquids¦Oil | US$2010/GJ | Price¦Secondary Energy¦Liquids¦Oil | fuel_supply | oil | 2095 | 276.7738 | Price¦Secondary Energy¦Liquids¦Oil
Downscaling[REMIND-MAgPIE 3.2-4.6 IntegratedPhysicalDamages (median)] | Nationally Determined Contributions (NDCs) | FRA | Price¦Secondary Energy¦Liquids¦Oil | US$2010/GJ | Price¦Secondary Energy¦Liquids¦Oil | fuel_supply | oil | 2100 | 291.9046 | Price¦Secondary Energy¦Liquids¦Oil
Downscaling[REMIND-MAgPIE 3.2-4.6 IntegratedPhysicalDamages (median)] | Nationally Determined Contributions (NDCs) | FRA | Emissions¦CO2 | Mt CO2/yr | Emissions¦CO2 | scenarios - CO2 abatement | CO2 | 2020 | 244.6428 | Emissions¦CO2
Downscaling[REMIND-MAgPIE 3.2-4.6 IntegratedPhysicalDamages (median)] | Nationally Determined Contributions (NDCs) | FRA | Emissions¦CO2 | Mt CO2/yr | Emissions¦CO2 | scenarios - CO2 abatement | CO2 | 2025 | 234.6619 | Emissions¦CO2
Downscaling[REMIND-MAgPIE 3.2-4.6 IntegratedPhysicalDamages (median)] | Nationally Determined Contributions (NDCs) | FRA | Emissions¦CO2 | Mt CO2/yr | Emissions¦CO2 | scenarios - CO2 abatement | CO2 | 2030 | 168.6277 | Emissions¦CO2
Downscaling[REMIND-MAgPIE 3.2-4.6 IntegratedPhysicalDamages (median)] | Nationally Determined Contributions (NDCs) | FRA | Emissions¦CO2 | Mt CO2/yr | Emissions¦CO2 | scenarios - CO2 abatement | CO2 | 2035 | 93.3361 | Emissions¦CO2
Downscaling[REMIND-MAgPIE 3.2-4.6 IntegratedPhysicalDamages (median)] | Nationally Determined Contributions (NDCs) | FRA | Emissions¦CO2 | Mt CO2/yr | Emissions¦CO2 | scenarios - CO2 abatement | CO2 | 2040 | 33.4451 | Emissions¦CO2
Downscaling[REMIND-MAgPIE 3.2-4.6 IntegratedPhysicalDamages (median)] | Nationally Determined Contributions (NDCs) | FRA | Emissions¦CO2 | Mt CO2/yr | Emissions¦CO2 | scenarios - CO2 abatement | CO2 | 2045 | 0.7479 | Emissions¦CO2
Downscaling[REMIND-MAgPIE 3.2-4.6 IntegratedPhysicalDamages (median)] | Nationally Determined Contributions (NDCs) | FRA | Emissions¦CO2 | Mt CO2/yr | Emissions¦CO2 | scenarios - CO2 abatement | CO2 | 2050 | -22.0237 | Emissions¦CO2
Downscaling[REMIND-MAgPIE 3.2-4.6 IntegratedPhysicalDamages (median)] | Nationally Determined Contributions (NDCs) | FRA | Emissions¦CO2 | Mt CO2/yr | Emissions¦CO2 | scenarios - CO2 abatement | CO2 | 2055 | -28.1043 | Emissions¦CO2
Downscaling[REMIND-MAgPIE 3.2-4.6 IntegratedPhysicalDamages (median)] | Nationally Determined Contributions (NDCs) | FRA | Emissions¦CO2 | Mt CO2/yr | Emissions¦CO2 | scenarios - CO2 abatement | CO2 | 2060 | -34.9324 | Emissions¦CO2
Downscaling[REMIND-MAgPIE 3.2-4.6 IntegratedPhysicalDamages (median)] | Nationally Determined Contributions (NDCs) | FRA | Emissions¦CO2 | Mt CO2/yr | Emissions¦CO2 | scenarios - CO2 abatement | CO2 | 2065 | -36.2279 | Emissions¦CO2
Downscaling[REMIND-MAgPIE 3.2-4.6 IntegratedPhysicalDamages (median)] | Nationally Determined Contributions (NDCs) | FRA | Emissions¦CO2 | Mt CO2/yr | Emissions¦CO2 | scenarios - CO2 abatement | CO2 | 2070 | -37.3773 | Emissions¦CO2
Downscaling[REMIND-MAgPIE 3.2-4.6 IntegratedPhysicalDamages (median)] | Nationally Determined Contributions (NDCs) | FRA | Emissions¦CO2 | Mt CO2/yr | Emissions¦CO2 | scenarios - CO2 abatement | CO2 | 2075 | -35.9531 | Emissions¦CO2
Downscaling[REMIND-MAgPIE 3.2-4.6 IntegratedPhysicalDamages (median)] | Nationally Determined Contributions (NDCs) | FRA | Emissions¦CO2 | Mt CO2/yr | Emissions¦CO2 | scenarios - CO2 abatement | CO2 | 2080 | -34.4472 | Emissions¦CO2
Downscaling[REMIND-MAgPIE 3.2-4.6 IntegratedPhysicalDamages (median)] | Nationally Determined Contributions (NDCs) | FRA | Emissions¦CO2 | Mt CO2/yr | Emissions¦CO2 | scenarios - CO2 abatement | CO2 | 2085 | -32.756 | Emissions¦CO2
Downscaling[REMIND-MAgPIE 3.2-4.6 IntegratedPhysicalDamages (median)] | Nationally Determined Contributions (NDCs) | FRA | Emissions¦CO2 | Mt CO2/yr | Emissions¦CO2 | scenarios - CO2 abatement | CO2 | 2090 | -31.1262 | Emissions¦CO2
Downscaling[REMIND-MAgPIE 3.2-4.6 IntegratedPhysicalDamages (median)] | Nationally Determined Contributions (NDCs) | FRA | Emissions¦CO2 | Mt CO2/yr | Emissions¦CO2 | scenarios - CO2 abatement | CO2 | 2095 | -26.8232 | Emissions¦CO2
Downscaling[REMIND-MAgPIE 3.2-4.6 IntegratedPhysicalDamages (median)] | Nationally Determined Contributions (NDCs) | FRA | Emissions¦CO2 | Mt CO2/yr | Emissions¦CO2 | scenarios - CO2 abatement | CO2 | 2100 | -22.6908 | Emissions¦CO2
Downscaling[REMIND-MAgPIE 3.2-4.6 IntegratedPhysicalDamages (median)] | Nationally Determined Contributions (NDCs) | FRA | Emissions¦CO2¦Energy | Mt CO2/yr | Emissions¦CO2¦Energy | scenarios - CO2 abatement | CO2 | 2020 | 303.6156 | Emissions¦CO2¦Energy
Downscaling[REMIND-MAgPIE 3.2-4.6 IntegratedPhysicalDamages (median)] | Nationally Determined Contributions (NDCs) | FRA | Emissions¦CO2¦Energy | Mt CO2/yr | Emissions¦CO2¦Energy | scenarios - CO2 abatement | CO2 | 2025 | 268.0755 | Emissions¦CO2¦Energy
Downscaling[REMIND-MAgPIE 3.2-4.6 IntegratedPhysicalDamages (median)] | Nationally Determined Contributions (NDCs) | FRA | Emissions¦CO2¦Energy | Mt CO2/yr | Emissions¦CO2¦Energy | scenarios - CO2 abatement | CO2 | 2030 | 208.1271 | Emissions¦CO2¦Energy
Downscaling[REMIND-MAgPIE 3.2-4.6 IntegratedPhysicalDamages (median)] | Nationally Determined Contributions (NDCs) | FRA | Emissions¦CO2¦Energy | Mt CO2/yr | Emissions¦CO2¦Energy | scenarios - CO2 abatement | CO2 | 2035 | 138.2864 | Emissions¦CO2¦Energy
Downscaling[REMIND-MAgPIE 3.2-4.6 IntegratedPhysicalDamages (median)] | Nationally Determined Contributions (NDCs) | FRA | Emissions¦CO2¦Energy | Mt CO2/yr | Emissions¦CO2¦Energy | scenarios - CO2 abatement | CO2 | 2040 | 83.6049 | Emissions¦CO2¦Energy
Downscaling[REMIND-MAgPIE 3.2-4.6 IntegratedPhysicalDamages (median)] | Nationally Determined Contributions (NDCs) | FRA | Emissions¦CO2¦Energy | Mt CO2/yr | Emissions¦CO2¦Energy | scenarios - CO2 abatement | CO2 | 2045 | 54.1305 | Emissions¦CO2¦Energy
Downscaling[REMIND-MAgPIE 3.2-4.6 IntegratedPhysicalDamages (median)] | Nationally Determined Contributions (NDCs) | FRA | Emissions¦CO2¦Energy | Mt CO2/yr | Emissions¦CO2¦Energy | scenarios - CO2 abatement | CO2 | 2050 | 34.308 | Emissions¦CO2¦Energy
Downscaling[REMIND-MAgPIE 3.2-4.6 IntegratedPhysicalDamages (median)] | Nationally Determined Contributions (NDCs) | FRA | Emissions¦CO2¦Energy | Mt CO2/yr | Emissions¦CO2¦Energy | scenarios - CO2 abatement | CO2 | 2055 | 25.3181 | Emissions¦CO2¦Energy
Downscaling[REMIND-MAgPIE 3.2-4.6 IntegratedPhysicalDamages (median)] | Nationally Determined Contributions (NDCs) | FRA | Emissions¦CO2¦Energy | Mt CO2/yr | Emissions¦CO2¦Energy | scenarios - CO2 abatement | CO2 | 2060 | 13.7807 | Emissions¦CO2¦Energy
Downscaling[REMIND-MAgPIE 3.2-4.6 IntegratedPhysicalDamages (median)] | Nationally Determined Contributions (NDCs) | FRA | Emissions¦CO2¦Energy | Mt CO2/yr | Emissions¦CO2¦Energy | scenarios - CO2 abatement | CO2 | 2065 | 9.5306 | Emissions¦CO2¦Energy
Downscaling[REMIND-MAgPIE 3.2-4.6 IntegratedPhysicalDamages (median)] | Nationally Determined Contributions (NDCs) | FRA | Emissions¦CO2¦Energy | Mt CO2/yr | Emissions¦CO2¦Energy | scenarios - CO2 abatement | CO2 | 2070 | 5.3886 | Emissions¦CO2¦Energy
Downscaling[REMIND-MAgPIE 3.2-4.6 IntegratedPhysicalDamages (median)] | Nationally Determined Contributions (NDCs) | FRA | Emissions¦CO2¦Energy | Mt CO2/yr | Emissions¦CO2¦Energy | scenarios - CO2 abatement | CO2 | 2075 | 7.3384 | Emissions¦CO2¦Energy
Downscaling[REMIND-MAgPIE 3.2-4.6 IntegratedPhysicalDamages (median)] | Nationally Determined Contributions (NDCs) | FRA | Emissions¦CO2¦Energy | Mt CO2/yr | Emissions¦CO2¦Energy | scenarios - CO2 abatement | CO2 | 2080 | 9.3323 | Emissions¦CO2¦Energy
Downscaling[REMIND-MAgPIE 3.2-4.6 IntegratedPhysicalDamages (median)] | Nationally Determined Contributions (NDCs) | FRA | Emissions¦CO2¦Energy | Mt CO2/yr | Emissions¦CO2¦Energy | scenarios - CO2 abatement | CO2 | 2085 | 9.5585 | Emissions¦CO2¦Energy
Downscaling[REMIND-MAgPIE 3.2-4.6 IntegratedPhysicalDamages (median)] | Nationally Determined Contributions (NDCs) | FRA | Emissions¦CO2¦Energy | Mt CO2/yr | Emissions¦CO2¦Energy | scenarios - CO2 abatement | CO2 | 2090 | 9.7402 | Emissions¦CO2¦Energy
Downscaling[REMIND-MAgPIE 3.2-4.6 IntegratedPhysicalDamages (median)] | Nationally Determined Contributions (NDCs) | FRA | Emissions¦CO2¦Energy | Mt CO2/yr | Emissions¦CO2¦Energy | scenarios - CO2 abatement | CO2 | 2095 | 7.1099 | Emissions¦CO2¦Energy
Downscaling[REMIND-MAgPIE 3.2-4.6 IntegratedPhysicalDamages (median)] | Nationally Determined Contributions (NDCs) | FRA | Emissions¦CO2¦Energy | Mt CO2/yr | Emissions¦CO2¦Energy | scenarios - CO2 abatement | CO2 | 2100 | 4.3174 | Emissions¦CO2¦Energy
Downscaling[REMIND-MAgPIE 3.2-4.6 IntegratedPhysicalDamages (median)] | Net Zero 2050 | FRA | Carbon Sequestration¦CCS | Mt CO2/yr | Carbon Sequestration¦CCS | CCS potential |  | 2020 | 0 | Carbon Sequestration¦CCS
Downscaling[REMIND-MAgPIE 3.2-4.6 IntegratedPhysicalDamages (median)] | Net Zero 2050 | FRA | Carbon Sequestration¦CCS | Mt CO2/yr | Carbon Sequestration¦CCS | CCS potential |  | 2025 | 0.4337 | Carbon Sequestration¦CCS
Downscaling[REMIND-MAgPIE 3.2-4.6 IntegratedPhysicalDamages (median)] | Net Zero 2050 | FRA | Carbon Sequestration¦CCS | Mt CO2/yr | Carbon Sequestration¦CCS | CCS potential |  | 2030 | 14.0447 | Carbon Sequestration¦CCS
Downscaling[REMIND-MAgPIE 3.2-4.6 IntegratedPhysicalDamages (median)] | Net Zero 2050 | FRA | Carbon Sequestration¦CCS | Mt CO2/yr | Carbon Sequestration¦CCS | CCS potential |  | 2035 | 39.7565 | Carbon Sequestration¦CCS
Downscaling[REMIND-MAgPIE 3.2-4.6 IntegratedPhysicalDamages (median)] | Net Zero 2050 | FRA | Carbon Sequestration¦CCS | Mt CO2/yr | Carbon Sequestration¦CCS | CCS potential |  | 2040 | 66.2961 | Carbon Sequestration¦CCS
Downscaling[REMIND-MAgPIE 3.2-4.6 IntegratedPhysicalDamages (median)] | Net Zero 2050 | FRA | Carbon Sequestration¦CCS | Mt CO2/yr | Carbon Sequestration¦CCS | CCS potential |  | 2045 | 72.6924 | Carbon Sequestration¦CCS
Downscaling[REMIND-MAgPIE 3.2-4.6 IntegratedPhysicalDamages (median)] | Net Zero 2050 | FRA | Carbon Sequestration¦CCS | Mt CO2/yr | Carbon Sequestration¦CCS | CCS potential |  | 2050 | 74.3523 | Carbon Sequestration¦CCS
Downscaling[REMIND-MAgPIE 3.2-4.6 IntegratedPhysicalDamages (median)] | Net Zero 2050 | FRA | Carbon Sequestration¦CCS | Mt CO2/yr | Carbon Sequestration¦CCS | CCS potential |  | 2055 | 74.9896 | Carbon Sequestration¦CCS
Downscaling[REMIND-MAgPIE 3.2-4.6 IntegratedPhysicalDamages (median)] | Net Zero 2050 | FRA | Carbon Sequestration¦CCS | Mt CO2/yr | Carbon Sequestration¦CCS | CCS potential |  | 2060 | 71.674 | Carbon Sequestration¦CCS
Downscaling[REMIND-MAgPIE 3.2-4.6 IntegratedPhysicalDamages (median)] | Net Zero 2050 | FRA | Carbon Sequestration¦CCS | Mt CO2/yr | Carbon Sequestration¦CCS | CCS potential |  | 2065 | 64.8853 | Carbon Sequestration¦CCS
Downscaling[REMIND-MAgPIE 3.2-4.6 IntegratedPhysicalDamages (median)] | Net Zero 2050 | FRA | Carbon Sequestration¦CCS | Mt CO2/yr | Carbon Sequestration¦CCS | CCS potential |  | 2070 | 57.3918 | Carbon Sequestration¦CCS
Downscaling[REMIND-MAgPIE 3.2-4.6 IntegratedPhysicalDamages (median)] | Net Zero 2050 | FRA | Carbon Sequestration¦CCS | Mt CO2/yr | Carbon Sequestration¦CCS | CCS potential |  | 2075 | 53.3339 | Carbon Sequestration¦CCS
Downscaling[REMIND-MAgPIE 3.2-4.6 IntegratedPhysicalDamages (median)] | Net Zero 2050 | FRA | Carbon Sequestration¦CCS | Mt CO2/yr | Carbon Sequestration¦CCS | CCS potential |  | 2080 | 48.8488 | Carbon Sequestration¦CCS
Downscaling[REMIND-MAgPIE 3.2-4.6 IntegratedPhysicalDamages (median)] | Net Zero 2050 | FRA | Carbon Sequestration¦CCS | Mt CO2/yr | Carbon Sequestration¦CCS | CCS potential |  | 2085 | 52.1925 | Carbon Sequestration¦CCS
Downscaling[REMIND-MAgPIE 3.2-4.6 IntegratedPhysicalDamages (median)] | Net Zero 2050 | FRA | Carbon Sequestration¦CCS | Mt CO2/yr | Carbon Sequestration¦CCS | CCS potential |  | 2090 | 56.0018 | Carbon Sequestration¦CCS
Downscaling[REMIND-MAgPIE 3.2-4.6 IntegratedPhysicalDamages (median)] | Net Zero 2050 | FRA | Carbon Sequestration¦CCS | Mt CO2/yr | Carbon Sequestration¦CCS | CCS potential |  | 2095 | 59.5337 | Carbon Sequestration¦CCS
Downscaling[REMIND-MAgPIE 3.2-4.6 IntegratedPhysicalDamages (median)] | Net Zero 2050 | FRA | Carbon Sequestration¦CCS | Mt CO2/yr | Carbon Sequestration¦CCS | CCS potential |  | 2100 | 63.1876 | Carbon Sequestration¦CCS
Downscaling[REMIND-MAgPIE 3.2-4.6 IntegratedPhysicalDamages (median)] | Net Zero 2050 | FRA | Final Energy¦Industry¦Electricity | EJ/yr | Final Energy¦Industry¦Electricity | demand_projection | elc_industry | 2020 | 0.4647 | Final Energy¦Industry¦Electricity
Downscaling[REMIND-MAgPIE 3.2-4.6 IntegratedPhysicalDamages (median)] | Net Zero 2050 | FRA | Final Energy¦Industry¦Electricity | EJ/yr | Final Energy¦Industry¦Electricity | demand_projection | elc_industry | 2025 | 0.5451 | Final Energy¦Industry¦Electricity
Downscaling[REMIND-MAgPIE 3.2-4.6 IntegratedPhysicalDamages (median)] | Net Zero 2050 | FRA | Final Energy¦Industry¦Electricity | EJ/yr | Final Energy¦Industry¦Electricity | demand_projection | elc_industry | 2030 | 0.5566 | Final Energy¦Industry¦Electricity
Downscaling[REMIND-MAgPIE 3.2-4.6 IntegratedPhysicalDamages (median)] | Net Zero 2050 | FRA | Final Energy¦Industry¦Electricity | EJ/yr | Final Energy¦Industry¦Electricity | demand_projection | elc_industry | 2035 | 0.5916 | Final Energy¦Industry¦Electricity
Downscaling[REMIND-MAgPIE 3.2-4.6 IntegratedPhysicalDamages (median)] | Net Zero 2050 | FRA | Final Energy¦Industry¦Electricity | EJ/yr | Final Energy¦Industry¦Electricity | demand_projection | elc_industry | 2040 | 0.6573 | Final Energy¦Industry¦Electricity
Downscaling[REMIND-MAgPIE 3.2-4.6 IntegratedPhysicalDamages (median)] | Net Zero 2050 | FRA | Final Energy¦Industry¦Electricity | EJ/yr | Final Energy¦Industry¦Electricity | demand_projection | elc_industry | 2045 | 0.6598 | Final Energy¦Industry¦Electricity
Downscaling[REMIND-MAgPIE 3.2-4.6 IntegratedPhysicalDamages (median)] | Net Zero 2050 | FRA | Final Energy¦Industry¦Electricity | EJ/yr | Final Energy¦Industry¦Electricity | demand_projection | elc_industry | 2050 | 0.6519 | Final Energy¦Industry¦Electricity
Downscaling[REMIND-MAgPIE 3.2-4.6 IntegratedPhysicalDamages (median)] | Net Zero 2050 | FRA | Final Energy¦Industry¦Electricity | EJ/yr | Final Energy¦Industry¦Electricity | demand_projection | elc_industry | 2055 | 0.6572 | Final Energy¦Industry¦Electricity
Downscaling[REMIND-MAgPIE 3.2-4.6 IntegratedPhysicalDamages (median)] | Net Zero 2050 | FRA | Final Energy¦Industry¦Electricity | EJ/yr | Final Energy¦Industry¦Electricity | demand_projection | elc_industry | 2060 | 0.634 | Final Energy¦Industry¦Electricity
Downscaling[REMIND-MAgPIE 3.2-4.6 IntegratedPhysicalDamages (median)] | Net Zero 2050 | FRA | Final Energy¦Industry¦Electricity | EJ/yr | Final Energy¦Industry¦Electricity | demand_projection | elc_industry | 2065 | 0.6444 | Final Energy¦Industry¦Electricity
Downscaling[REMIND-MAgPIE 3.2-4.6 IntegratedPhysicalDamages (median)] | Net Zero 2050 | FRA | Final Energy¦Industry¦Electricity | EJ/yr | Final Energy¦Industry¦Electricity | demand_projection | elc_industry | 2070 | 0.6555 | Final Energy¦Industry¦Electricity
Downscaling[REMIND-MAgPIE 3.2-4.6 IntegratedPhysicalDamages (median)] | Net Zero 2050 | FRA | Final Energy¦Industry¦Electricity | EJ/yr | Final Energy¦Industry¦Electricity | demand_projection | elc_industry | 2075 | 0.6594 | Final Energy¦Industry¦Electricity
Downscaling[REMIND-MAgPIE 3.2-4.6 IntegratedPhysicalDamages (median)] | Net Zero 2050 | FRA | Final Energy¦Industry¦Electricity | EJ/yr | Final Energy¦Industry¦Electricity | demand_projection | elc_industry | 2080 | 0.6606 | Final Energy¦Industry¦Electricity
Downscaling[REMIND-MAgPIE 3.2-4.6 IntegratedPhysicalDamages (median)] | Net Zero 2050 | FRA | Final Energy¦Industry¦Electricity | EJ/yr | Final Energy¦Industry¦Electricity | demand_projection | elc_industry | 2085 | 0.6579 | Final Energy¦Industry¦Electricity
Downscaling[REMIND-MAgPIE 3.2-4.6 IntegratedPhysicalDamages (median)] | Net Zero 2050 | FRA | Final Energy¦Industry¦Electricity | EJ/yr | Final Energy¦Industry¦Electricity | demand_projection | elc_industry | 2090 | 0.651 | Final Energy¦Industry¦Electricity
Downscaling[REMIND-MAgPIE 3.2-4.6 IntegratedPhysicalDamages (median)] | Net Zero 2050 | FRA | Final Energy¦Industry¦Electricity | EJ/yr | Final Energy¦Industry¦Electricity | demand_projection | elc_industry | 2095 | 0.6257 | Final Energy¦Industry¦Electricity
Downscaling[REMIND-MAgPIE 3.2-4.6 IntegratedPhysicalDamages (median)] | Net Zero 2050 | FRA | Final Energy¦Industry¦Electricity | EJ/yr | Final Energy¦Industry¦Electricity | demand_projection | elc_industry | 2100 | 0.5991 | Final Energy¦Industry¦Electricity
Downscaling[REMIND-MAgPIE 3.2-4.6 IntegratedPhysicalDamages (median)] | Net Zero 2050 | FRA | Final Energy¦Residential and Commercial¦Electricity | EJ/yr | Final Energy¦Residential and Commercial¦Electricity | demand_projection | elc_buildings | 2020 | 1.0829 | Final Energy¦Residential and Commercial¦Electricity
Downscaling[REMIND-MAgPIE 3.2-4.6 IntegratedPhysicalDamages (median)] | Net Zero 2050 | FRA | Final Energy¦Residential and Commercial¦Electricity | EJ/yr | Final Energy¦Residential and Commercial¦Electricity | demand_projection | elc_buildings | 2025 | 1.2043 | Final Energy¦Residential and Commercial¦Electricity
Downscaling[REMIND-MAgPIE 3.2-4.6 IntegratedPhysicalDamages (median)] | Net Zero 2050 | FRA | Final Energy¦Residential and Commercial¦Electricity | EJ/yr | Final Energy¦Residential and Commercial¦Electricity | demand_projection | elc_buildings | 2030 | 1.2403 | Final Energy¦Residential and Commercial¦Electricity
Downscaling[REMIND-MAgPIE 3.2-4.6 IntegratedPhysicalDamages (median)] | Net Zero 2050 | FRA | Final Energy¦Residential and Commercial¦Electricity | EJ/yr | Final Energy¦Residential and Commercial¦Electricity | demand_projection | elc_buildings | 2035 | 1.4367 | Final Energy¦Residential and Commercial¦Electricity
Downscaling[REMIND-MAgPIE 3.2-4.6 IntegratedPhysicalDamages (median)] | Net Zero 2050 | FRA | Final Energy¦Residential and Commercial¦Electricity | EJ/yr | Final Energy¦Residential and Commercial¦Electricity | demand_projection | elc_buildings | 2040 | 1.5245 | Final Energy¦Residential and Commercial¦Electricity
Downscaling[REMIND-MAgPIE 3.2-4.6 IntegratedPhysicalDamages (median)] | Net Zero 2050 | FRA | Final Energy¦Residential and Commercial¦Electricity | EJ/yr | Final Energy¦Residential and Commercial¦Electricity | demand_projection | elc_buildings | 2045 | 1.4881 | Final Energy¦Residential and Commercial¦Electricity
Downscaling[REMIND-MAgPIE 3.2-4.6 IntegratedPhysicalDamages (median)] | Net Zero 2050 | FRA | Final Energy¦Residential and Commercial¦Electricity | EJ/yr | Final Energy¦Residential and Commercial¦Electricity | demand_projection | elc_buildings | 2050 | 1.4382 | Final Energy¦Residential and Commercial¦Electricity
Downscaling[REMIND-MAgPIE 3.2-4.6 IntegratedPhysicalDamages (median)] | Net Zero 2050 | FRA | Final Energy¦Residential and Commercial¦Electricity | EJ/yr | Final Energy¦Residential and Commercial¦Electricity | demand_projection | elc_buildings | 2055 | 1.3671 | Final Energy¦Residential and Commercial¦Electricity
Downscaling[REMIND-MAgPIE 3.2-4.6 IntegratedPhysicalDamages (median)] | Net Zero 2050 | FRA | Final Energy¦Residential and Commercial¦Electricity | EJ/yr | Final Energy¦Residential and Commercial¦Electricity | demand_projection | elc_buildings | 2060 | 1.4071 | Final Energy¦Residential and Commercial¦Electricity
Downscaling[REMIND-MAgPIE 3.2-4.6 IntegratedPhysicalDamages (median)] | Net Zero 2050 | FRA | Final Energy¦Residential and Commercial¦Electricity | EJ/yr | Final Energy¦Residential and Commercial¦Electricity | demand_projection | elc_buildings | 2065 | 1.4068 | Final Energy¦Residential and Commercial¦Electricity
Downscaling[REMIND-MAgPIE 3.2-4.6 IntegratedPhysicalDamages (median)] | Net Zero 2050 | FRA | Final Energy¦Residential and Commercial¦Electricity | EJ/yr | Final Energy¦Residential and Commercial¦Electricity | demand_projection | elc_buildings | 2070 | 1.4112 | Final Energy¦Residential and Commercial¦Electricity
Downscaling[REMIND-MAgPIE 3.2-4.6 IntegratedPhysicalDamages (median)] | Net Zero 2050 | FRA | Final Energy¦Residential and Commercial¦Electricity | EJ/yr | Final Energy¦Residential and Commercial¦Electricity | demand_projection | elc_buildings | 2075 | 1.479 | Final Energy¦Residential and Commercial¦Electricity
Downscaling[REMIND-MAgPIE 3.2-4.6 IntegratedPhysicalDamages (median)] | Net Zero 2050 | FRA | Final Energy¦Residential and Commercial¦Electricity | EJ/yr | Final Energy¦Residential and Commercial¦Electricity | demand_projection | elc_buildings | 2080 | 1.5501 | Final Energy¦Residential and Commercial¦Electricity
Downscaling[REMIND-MAgPIE 3.2-4.6 IntegratedPhysicalDamages (median)] | Net Zero 2050 | FRA | Final Energy¦Residential and Commercial¦Electricity | EJ/yr | Final Energy¦Residential and Commercial¦Electricity | demand_projection | elc_buildings | 2085 | 1.6283 | Final Energy¦Residential and Commercial¦Electricity
Downscaling[REMIND-MAgPIE 3.2-4.6 IntegratedPhysicalDamages (median)] | Net Zero 2050 | FRA | Final Energy¦Residential and Commercial¦Electricity | EJ/yr | Final Energy¦Residential and Commercial¦Electricity | demand_projection | elc_buildings | 2090 | 1.7061 | Final Energy¦Residential and Commercial¦Electricity
Downscaling[REMIND-MAgPIE 3.2-4.6 IntegratedPhysicalDamages (median)] | Net Zero 2050 | FRA | Final Energy¦Residential and Commercial¦Electricity | EJ/yr | Final Energy¦Residential and Commercial¦Electricity | demand_projection | elc_buildings | 2095 | 1.7852 | Final Energy¦Residential and Commercial¦Electricity
Downscaling[REMIND-MAgPIE 3.2-4.6 IntegratedPhysicalDamages (median)] | Net Zero 2050 | FRA | Final Energy¦Residential and Commercial¦Electricity | EJ/yr | Final Energy¦Residential and Commercial¦Electricity | demand_projection | elc_buildings | 2100 | 1.8677 | Final Energy¦Residential and Commercial¦Electricity
Downscaling[REMIND-MAgPIE 3.2-4.6 IntegratedPhysicalDamages (median)] | Net Zero 2050 | FRA | Final Energy¦Transportation¦Electricity | EJ/yr | Final Energy¦Transportation¦Electricity | demand_projection | elc_transport | 2020 | 0.0535 | Final Energy¦Transportation¦Electricity
Downscaling[REMIND-MAgPIE 3.2-4.6 IntegratedPhysicalDamages (median)] | Net Zero 2050 | FRA | Final Energy¦Transportation¦Electricity | EJ/yr | Final Energy¦Transportation¦Electricity | demand_projection | elc_transport | 2025 | 0.1235 | Final Energy¦Transportation¦Electricity
Downscaling[REMIND-MAgPIE 3.2-4.6 IntegratedPhysicalDamages (median)] | Net Zero 2050 | FRA | Final Energy¦Transportation¦Electricity | EJ/yr | Final Energy¦Transportation¦Electricity | demand_projection | elc_transport | 2030 | 0.2287 | Final Energy¦Transportation¦Electricity
Downscaling[REMIND-MAgPIE 3.2-4.6 IntegratedPhysicalDamages (median)] | Net Zero 2050 | FRA | Final Energy¦Transportation¦Electricity | EJ/yr | Final Energy¦Transportation¦Electricity | demand_projection | elc_transport | 2035 | 0.3397 | Final Energy¦Transportation¦Electricity
Downscaling[REMIND-MAgPIE 3.2-4.6 IntegratedPhysicalDamages (median)] | Net Zero 2050 | FRA | Final Energy¦Transportation¦Electricity | EJ/yr | Final Energy¦Transportation¦Electricity | demand_projection | elc_transport | 2040 | 0.4054 | Final Energy¦Transportation¦Electricity
Downscaling[REMIND-MAgPIE 3.2-4.6 IntegratedPhysicalDamages (median)] | Net Zero 2050 | FRA | Final Energy¦Transportation¦Electricity | EJ/yr | Final Energy¦Transportation¦Electricity | demand_projection | elc_transport | 2045 | 0.4438 | Final Energy¦Transportation¦Electricity
Downscaling[REMIND-MAgPIE 3.2-4.6 IntegratedPhysicalDamages (median)] | Net Zero 2050 | FRA | Final Energy¦Transportation¦Electricity | EJ/yr | Final Energy¦Transportation¦Electricity | demand_projection | elc_transport | 2050 | 0.4611 | Final Energy¦Transportation¦Electricity
Downscaling[REMIND-MAgPIE 3.2-4.6 IntegratedPhysicalDamages (median)] | Net Zero 2050 | FRA | Final Energy¦Transportation¦Electricity | EJ/yr | Final Energy¦Transportation¦Electricity | demand_projection | elc_transport | 2055 | 0.4822 | Final Energy¦Transportation¦Electricity
Downscaling[REMIND-MAgPIE 3.2-4.6 IntegratedPhysicalDamages (median)] | Net Zero 2050 | FRA | Final Energy¦Transportation¦Electricity | EJ/yr | Final Energy¦Transportation¦Electricity | demand_projection | elc_transport | 2060 | 0.4952 | Final Energy¦Transportation¦Electricity
Downscaling[REMIND-MAgPIE 3.2-4.6 IntegratedPhysicalDamages (median)] | Net Zero 2050 | FRA | Final Energy¦Transportation¦Electricity | EJ/yr | Final Energy¦Transportation¦Electricity | demand_projection | elc_transport | 2065 | 0.5095 | Final Energy¦Transportation¦Electricity
Downscaling[REMIND-MAgPIE 3.2-4.6 IntegratedPhysicalDamages (median)] | Net Zero 2050 | FRA | Final Energy¦Transportation¦Electricity | EJ/yr | Final Energy¦Transportation¦Electricity | demand_projection | elc_transport | 2070 | 0.5226 | Final Energy¦Transportation¦Electricity
Downscaling[REMIND-MAgPIE 3.2-4.6 IntegratedPhysicalDamages (median)] | Net Zero 2050 | FRA | Final Energy¦Transportation¦Electricity | EJ/yr | Final Energy¦Transportation¦Electricity | demand_projection | elc_transport | 2075 | 0.5374 | Final Energy¦Transportation¦Electricity
Downscaling[REMIND-MAgPIE 3.2-4.6 IntegratedPhysicalDamages (median)] | Net Zero 2050 | FRA | Final Energy¦Transportation¦Electricity | EJ/yr | Final Energy¦Transportation¦Electricity | demand_projection | elc_transport | 2080 | 0.5527 | Final Energy¦Transportation¦Electricity
Downscaling[REMIND-MAgPIE 3.2-4.6 IntegratedPhysicalDamages (median)] | Net Zero 2050 | FRA | Final Energy¦Transportation¦Electricity | EJ/yr | Final Energy¦Transportation¦Electricity | demand_projection | elc_transport | 2085 | 0.5655 | Final Energy¦Transportation¦Electricity
Downscaling[REMIND-MAgPIE 3.2-4.6 IntegratedPhysicalDamages (median)] | Net Zero 2050 | FRA | Final Energy¦Transportation¦Electricity | EJ/yr | Final Energy¦Transportation¦Electricity | demand_projection | elc_transport | 2090 | 0.5775 | Final Energy¦Transportation¦Electricity
Downscaling[REMIND-MAgPIE 3.2-4.6 IntegratedPhysicalDamages (median)] | Net Zero 2050 | FRA | Final Energy¦Transportation¦Electricity | EJ/yr | Final Energy¦Transportation¦Electricity | demand_projection | elc_transport | 2095 | 0.5832 | Final Energy¦Transportation¦Electricity
Downscaling[REMIND-MAgPIE 3.2-4.6 IntegratedPhysicalDamages (median)] | Net Zero 2050 | FRA | Final Energy¦Transportation¦Electricity | EJ/yr | Final Energy¦Transportation¦Electricity | demand_projection | elc_transport | 2100 | 0.5887 | Final Energy¦Transportation¦Electricity
Downscaling[REMIND-MAgPIE 3.2-4.6 IntegratedPhysicalDamages (median)] | Net Zero 2050 | FRA | Secondary Energy¦Hydrogen | EJ/yr | Secondary Energy¦Hydrogen | demand_projection | hydrogen_allsect | 2020 | 0.0084 | Secondary Energy¦Hydrogen
Downscaling[REMIND-MAgPIE 3.2-4.6 IntegratedPhysicalDamages (median)] | Net Zero 2050 | FRA | Secondary Energy¦Hydrogen | EJ/yr | Secondary Energy¦Hydrogen | demand_projection | hydrogen_allsect | 2025 | 0.0389 | Secondary Energy¦Hydrogen
Downscaling[REMIND-MAgPIE 3.2-4.6 IntegratedPhysicalDamages (median)] | Net Zero 2050 | FRA | Secondary Energy¦Hydrogen | EJ/yr | Secondary Energy¦Hydrogen | demand_projection | hydrogen_allsect | 2030 | 0.0917 | Secondary Energy¦Hydrogen
Downscaling[REMIND-MAgPIE 3.2-4.6 IntegratedPhysicalDamages (median)] | Net Zero 2050 | FRA | Secondary Energy¦Hydrogen | EJ/yr | Secondary Energy¦Hydrogen | demand_projection | hydrogen_allsect | 2035 | 0.1696 | Secondary Energy¦Hydrogen
Downscaling[REMIND-MAgPIE 3.2-4.6 IntegratedPhysicalDamages (median)] | Net Zero 2050 | FRA | Secondary Energy¦Hydrogen | EJ/yr | Secondary Energy¦Hydrogen | demand_projection | hydrogen_allsect | 2040 | 0.2704 | Secondary Energy¦Hydrogen
Downscaling[REMIND-MAgPIE 3.2-4.6 IntegratedPhysicalDamages (median)] | Net Zero 2050 | FRA | Secondary Energy¦Hydrogen | EJ/yr | Secondary Energy¦Hydrogen | demand_projection | hydrogen_allsect | 2045 | 0.3505 | Secondary Energy¦Hydrogen
Downscaling[REMIND-MAgPIE 3.2-4.6 IntegratedPhysicalDamages (median)] | Net Zero 2050 | FRA | Secondary Energy¦Hydrogen | EJ/yr | Secondary Energy¦Hydrogen | demand_projection | hydrogen_allsect | 2050 | 0.4068 | Secondary Energy¦Hydrogen
Downscaling[REMIND-MAgPIE 3.2-4.6 IntegratedPhysicalDamages (median)] | Net Zero 2050 | FRA | Secondary Energy¦Hydrogen | EJ/yr | Secondary Energy¦Hydrogen | demand_projection | hydrogen_allsect | 2055 | 0.4375 | Secondary Energy¦Hydrogen
Downscaling[REMIND-MAgPIE 3.2-4.6 IntegratedPhysicalDamages (median)] | Net Zero 2050 | FRA | Secondary Energy¦Hydrogen | EJ/yr | Secondary Energy¦Hydrogen | demand_projection | hydrogen_allsect | 2060 | 0.4661 | Secondary Energy¦Hydrogen
Downscaling[REMIND-MAgPIE 3.2-4.6 IntegratedPhysicalDamages (median)] | Net Zero 2050 | FRA | Secondary Energy¦Hydrogen | EJ/yr | Secondary Energy¦Hydrogen | demand_projection | hydrogen_allsect | 2065 | 0.4533 | Secondary Energy¦Hydrogen
Downscaling[REMIND-MAgPIE 3.2-4.6 IntegratedPhysicalDamages (median)] | Net Zero 2050 | FRA | Secondary Energy¦Hydrogen | EJ/yr | Secondary Energy¦Hydrogen | demand_projection | hydrogen_allsect | 2070 | 0.4317 | Secondary Energy¦Hydrogen
Downscaling[REMIND-MAgPIE 3.2-4.6 IntegratedPhysicalDamages (median)] | Net Zero 2050 | FRA | Secondary Energy¦Hydrogen | EJ/yr | Secondary Energy¦Hydrogen | demand_projection | hydrogen_allsect | 2075 | 0.4362 | Secondary Energy¦Hydrogen
Downscaling[REMIND-MAgPIE 3.2-4.6 IntegratedPhysicalDamages (median)] | Net Zero 2050 | FRA | Secondary Energy¦Hydrogen | EJ/yr | Secondary Energy¦Hydrogen | demand_projection | hydrogen_allsect | 2080 | 0.4375 | Secondary Energy¦Hydrogen
Downscaling[REMIND-MAgPIE 3.2-4.6 IntegratedPhysicalDamages (median)] | Net Zero 2050 | FRA | Secondary Energy¦Hydrogen | EJ/yr | Secondary Energy¦Hydrogen | demand_projection | hydrogen_allsect | 2085 | 0.4632 | Secondary Energy¦Hydrogen
Downscaling[REMIND-MAgPIE 3.2-4.6 IntegratedPhysicalDamages (median)] | Net Zero 2050 | FRA | Secondary Energy¦Hydrogen | EJ/yr | Secondary Energy¦Hydrogen | demand_projection | hydrogen_allsect | 2090 | 0.4927 | Secondary Energy¦Hydrogen
Downscaling[REMIND-MAgPIE 3.2-4.6 IntegratedPhysicalDamages (median)] | Net Zero 2050 | FRA | Secondary Energy¦Hydrogen | EJ/yr | Secondary Energy¦Hydrogen | demand_projection | hydrogen_allsect | 2095 | 0.5088 | Secondary Energy¦Hydrogen
Downscaling[REMIND-MAgPIE 3.2-4.6 IntegratedPhysicalDamages (median)] | Net Zero 2050 | FRA | Secondary Energy¦Hydrogen | EJ/yr | Secondary Energy¦Hydrogen | demand_projection | hydrogen_allsect | 2100 | 0.525 | Secondary Energy¦Hydrogen
Downscaling[REMIND-MAgPIE 3.2-4.6 IntegratedPhysicalDamages (median)] | Net Zero 2050 | FRA | Secondary Energy¦Electricity¦Coal | EJ/yr | Secondary Energy¦Electricity¦Coal | elec_co2 |  | 2020 | 0.0334 | Secondary Energy¦Electricity¦Coal | 94
Downscaling[REMIND-MAgPIE 3.2-4.6 IntegratedPhysicalDamages (median)] | Net Zero 2050 | FRA | Secondary Energy¦Electricity¦Coal | EJ/yr | Secondary Energy¦Electricity¦Coal | elec_co2 |  | 2025 | 0.0064 | Secondary Energy¦Electricity¦Coal | 94
Downscaling[REMIND-MAgPIE 3.2-4.6 IntegratedPhysicalDamages (median)] | Net Zero 2050 | FRA | Secondary Energy¦Electricity¦Coal | EJ/yr | Secondary Energy¦Electricity¦Coal | elec_co2 |  | 2030 | 0 | Secondary Energy¦Electricity¦Coal | 94
Downscaling[REMIND-MAgPIE 3.2-4.6 IntegratedPhysicalDamages (median)] | Net Zero 2050 | FRA | Secondary Energy¦Electricity¦Coal | EJ/yr | Secondary Energy¦Electricity¦Coal | elec_co2 |  | 2035 | 0 | Secondary Energy¦Electricity¦Coal | 94
Downscaling[REMIND-MAgPIE 3.2-4.6 IntegratedPhysicalDamages (median)] | Net Zero 2050 | FRA | Secondary Energy¦Electricity¦Coal | EJ/yr | Secondary Energy¦Electricity¦Coal | elec_co2 |  | 2040 | 0 | Secondary Energy¦Electricity¦Coal | 94
Downscaling[REMIND-MAgPIE 3.2-4.6 IntegratedPhysicalDamages (median)] | Net Zero 2050 | FRA | Secondary Energy¦Electricity¦Coal | EJ/yr | Secondary Energy¦Electricity¦Coal | elec_co2 |  | 2045 | 0 | Secondary Energy¦Electricity¦Coal | 94
Downscaling[REMIND-MAgPIE 3.2-4.6 IntegratedPhysicalDamages (median)] | Net Zero 2050 | FRA | Secondary Energy¦Electricity¦Coal | EJ/yr | Secondary Energy¦Electricity¦Coal | elec_co2 |  | 2050 | 0 | Secondary Energy¦Electricity¦Coal | 94
Downscaling[REMIND-MAgPIE 3.2-4.6 IntegratedPhysicalDamages (median)] | Net Zero 2050 | FRA | Secondary Energy¦Electricity¦Coal | EJ/yr | Secondary Energy¦Electricity¦Coal | elec_co2 |  | 2055 | 0 | Secondary Energy¦Electricity¦Coal | 94
Downscaling[REMIND-MAgPIE 3.2-4.6 IntegratedPhysicalDamages (median)] | Net Zero 2050 | FRA | Secondary Energy¦Electricity¦Coal | EJ/yr | Secondary Energy¦Electricity¦Coal | elec_co2 |  | 2060 | 0 | Secondary Energy¦Electricity¦Coal | 94
Downscaling[REMIND-MAgPIE 3.2-4.6 IntegratedPhysicalDamages (median)] | Net Zero 2050 | FRA | Secondary Energy¦Electricity¦Coal | EJ/yr | Secondary Energy¦Electricity¦Coal | elec_co2 |  | 2065 | 0 | Secondary Energy¦Electricity¦Coal | 94
Downscaling[REMIND-MAgPIE 3.2-4.6 IntegratedPhysicalDamages (median)] | Net Zero 2050 | FRA | Secondary Energy¦Electricity¦Coal | EJ/yr | Secondary Energy¦Electricity¦Coal | elec_co2 |  | 2070 | 0 | Secondary Energy¦Electricity¦Coal | 94
Downscaling[REMIND-MAgPIE 3.2-4.6 IntegratedPhysicalDamages (median)] | Net Zero 2050 | FRA | Secondary Energy¦Electricity¦Coal | EJ/yr | Secondary Energy¦Electricity¦Coal | elec_co2 |  | 2075 | 0 | Secondary Energy¦Electricity¦Coal | 94
Downscaling[REMIND-MAgPIE 3.2-4.6 IntegratedPhysicalDamages (median)] | Net Zero 2050 | FRA | Secondary Energy¦Electricity¦Coal | EJ/yr | Secondary Energy¦Electricity¦Coal | elec_co2 |  | 2080 | 0 | Secondary Energy¦Electricity¦Coal | 94
Downscaling[REMIND-MAgPIE 3.2-4.6 IntegratedPhysicalDamages (median)] | Net Zero 2050 | FRA | Secondary Energy¦Electricity¦Coal | EJ/yr | Secondary Energy¦Electricity¦Coal | elec_co2 |  | 2085 | 0 | Secondary Energy¦Electricity¦Coal | 94
Downscaling[REMIND-MAgPIE 3.2-4.6 IntegratedPhysicalDamages (median)] | Net Zero 2050 | FRA | Secondary Energy¦Electricity¦Coal | EJ/yr | Secondary Energy¦Electricity¦Coal | elec_co2 |  | 2090 | 0 | Secondary Energy¦Electricity¦Coal | 94
Downscaling[REMIND-MAgPIE 3.2-4.6 IntegratedPhysicalDamages (median)] | Net Zero 2050 | FRA | Secondary Energy¦Electricity¦Coal | EJ/yr | Secondary Energy¦Electricity¦Coal | elec_co2 |  | 2095 | 0 | Secondary Energy¦Electricity¦Coal | 94
Downscaling[REMIND-MAgPIE 3.2-4.6 IntegratedPhysicalDamages (median)] | Net Zero 2050 | FRA | Secondary Energy¦Electricity¦Coal | EJ/yr | Secondary Energy¦Electricity¦Coal | elec_co2 |  | 2100 | 0 | Secondary Energy¦Electricity¦Coal | 94
Downscaling[REMIND-MAgPIE 3.2-4.6 IntegratedPhysicalDamages (median)] | Net Zero 2050 | FRA | Secondary Energy¦Electricity¦Gas | EJ/yr | Secondary Energy¦Electricity¦Gas | elec_co2 |  | 2020 | 0.1777 | Secondary Energy¦Electricity¦Gas | 55
Downscaling[REMIND-MAgPIE 3.2-4.6 IntegratedPhysicalDamages (median)] | Net Zero 2050 | FRA | Secondary Energy¦Electricity¦Gas | EJ/yr | Secondary Energy¦Electricity¦Gas | elec_co2 |  | 2025 | 0.1864 | Secondary Energy¦Electricity¦Gas | 55
Downscaling[REMIND-MAgPIE 3.2-4.6 IntegratedPhysicalDamages (median)] | Net Zero 2050 | FRA | Secondary Energy¦Electricity¦Gas | EJ/yr | Secondary Energy¦Electricity¦Gas | elec_co2 |  | 2030 | 0.0588 | Secondary Energy¦Electricity¦Gas | 55
Downscaling[REMIND-MAgPIE 3.2-4.6 IntegratedPhysicalDamages (median)] | Net Zero 2050 | FRA | Secondary Energy¦Electricity¦Gas | EJ/yr | Secondary Energy¦Electricity¦Gas | elec_co2 |  | 2035 | 0.0063 | Secondary Energy¦Electricity¦Gas | 55
Downscaling[REMIND-MAgPIE 3.2-4.6 IntegratedPhysicalDamages (median)] | Net Zero 2050 | FRA | Secondary Energy¦Electricity¦Gas | EJ/yr | Secondary Energy¦Electricity¦Gas | elec_co2 |  | 2040 | 0.0038 | Secondary Energy¦Electricity¦Gas | 55
Downscaling[REMIND-MAgPIE 3.2-4.6 IntegratedPhysicalDamages (median)] | Net Zero 2050 | FRA | Secondary Energy¦Electricity¦Gas | EJ/yr | Secondary Energy¦Electricity¦Gas | elec_co2 |  | 2045 | 0.0016 | Secondary Energy¦Electricity¦Gas | 55
Downscaling[REMIND-MAgPIE 3.2-4.6 IntegratedPhysicalDamages (median)] | Net Zero 2050 | FRA | Secondary Energy¦Electricity¦Gas | EJ/yr | Secondary Energy¦Electricity¦Gas | elec_co2 |  | 2050 | 0.0003 | Secondary Energy¦Electricity¦Gas | 55
Downscaling[REMIND-MAgPIE 3.2-4.6 IntegratedPhysicalDamages (median)] | Net Zero 2050 | FRA | Secondary Energy¦Electricity¦Gas | EJ/yr | Secondary Energy¦Electricity¦Gas | elec_co2 |  | 2055 | 0 | Secondary Energy¦Electricity¦Gas | 55
Downscaling[REMIND-MAgPIE 3.2-4.6 IntegratedPhysicalDamages (median)] | Net Zero 2050 | FRA | Secondary Energy¦Electricity¦Gas | EJ/yr | Secondary Energy¦Electricity¦Gas | elec_co2 |  | 2060 | 0 | Secondary Energy¦Electricity¦Gas | 55
Downscaling[REMIND-MAgPIE 3.2-4.6 IntegratedPhysicalDamages (median)] | Net Zero 2050 | FRA | Secondary Energy¦Electricity¦Gas | EJ/yr | Secondary Energy¦Electricity¦Gas | elec_co2 |  | 2065 | 0 | Secondary Energy¦Electricity¦Gas | 55
Downscaling[REMIND-MAgPIE 3.2-4.6 IntegratedPhysicalDamages (median)] | Net Zero 2050 | FRA | Secondary Energy¦Electricity¦Gas | EJ/yr | Secondary Energy¦Electricity¦Gas | elec_co2 |  | 2070 | 0 | Secondary Energy¦Electricity¦Gas | 55
Downscaling[REMIND-MAgPIE 3.2-4.6 IntegratedPhysicalDamages (median)] | Net Zero 2050 | FRA | Secondary Energy¦Electricity¦Gas | EJ/yr | Secondary Energy¦Electricity¦Gas | elec_co2 |  | 2075 | 0 | Secondary Energy¦Electricity¦Gas | 55
Downscaling[REMIND-MAgPIE 3.2-4.6 IntegratedPhysicalDamages (median)] | Net Zero 2050 | FRA | Secondary Energy¦Electricity¦Gas | EJ/yr | Secondary Energy¦Electricity¦Gas | elec_co2 |  | 2080 | 0 | Secondary Energy¦Electricity¦Gas | 55
Downscaling[REMIND-MAgPIE 3.2-4.6 IntegratedPhysicalDamages (median)] | Net Zero 2050 | FRA | Secondary Energy¦Electricity¦Gas | EJ/yr | Secondary Energy¦Electricity¦Gas | elec_co2 |  | 2085 | 0 | Secondary Energy¦Electricity¦Gas | 55
Downscaling[REMIND-MAgPIE 3.2-4.6 IntegratedPhysicalDamages (median)] | Net Zero 2050 | FRA | Secondary Energy¦Electricity¦Gas | EJ/yr | Secondary Energy¦Electricity¦Gas | elec_co2 |  | 2090 | 0 | Secondary Energy¦Electricity¦Gas | 55
Downscaling[REMIND-MAgPIE 3.2-4.6 IntegratedPhysicalDamages (median)] | Net Zero 2050 | FRA | Secondary Energy¦Electricity¦Gas | EJ/yr | Secondary Energy¦Electricity¦Gas | elec_co2 |  | 2095 | 0 | Secondary Energy¦Electricity¦Gas | 55
Downscaling[REMIND-MAgPIE 3.2-4.6 IntegratedPhysicalDamages (median)] | Net Zero 2050 | FRA | Secondary Energy¦Electricity¦Gas | EJ/yr | Secondary Energy¦Electricity¦Gas | elec_co2 |  | 2100 | 0 | Secondary Energy¦Electricity¦Gas | 55
Downscaling[REMIND-MAgPIE 3.2-4.6 IntegratedPhysicalDamages (median)] | Net Zero 2050 | FRA | Secondary Energy¦Electricity¦Oil | EJ/yr | Secondary Energy¦Electricity¦Oil | elec_co2 |  | 2020 | 0.0143 | Secondary Energy¦Electricity¦Oil | 70
Downscaling[REMIND-MAgPIE 3.2-4.6 IntegratedPhysicalDamages (median)] | Net Zero 2050 | FRA | Secondary Energy¦Electricity¦Oil | EJ/yr | Secondary Energy¦Electricity¦Oil | elec_co2 |  | 2025 | 0.0055 | Secondary Energy¦Electricity¦Oil | 70
Downscaling[REMIND-MAgPIE 3.2-4.6 IntegratedPhysicalDamages (median)] | Net Zero 2050 | FRA | Secondary Energy¦Electricity¦Oil | EJ/yr | Secondary Energy¦Electricity¦Oil | elec_co2 |  | 2030 | 0.0005 | Secondary Energy¦Electricity¦Oil | 70
Downscaling[REMIND-MAgPIE 3.2-4.6 IntegratedPhysicalDamages (median)] | Net Zero 2050 | FRA | Secondary Energy¦Electricity¦Oil | EJ/yr | Secondary Energy¦Electricity¦Oil | elec_co2 |  | 2035 | 0 | Secondary Energy¦Electricity¦Oil | 70
Downscaling[REMIND-MAgPIE 3.2-4.6 IntegratedPhysicalDamages (median)] | Net Zero 2050 | FRA | Secondary Energy¦Electricity¦Oil | EJ/yr | Secondary Energy¦Electricity¦Oil | elec_co2 |  | 2040 | 0 | Secondary Energy¦Electricity¦Oil | 70
Downscaling[REMIND-MAgPIE 3.2-4.6 IntegratedPhysicalDamages (median)] | Net Zero 2050 | FRA | Secondary Energy¦Electricity¦Oil | EJ/yr | Secondary Energy¦Electricity¦Oil | elec_co2 |  | 2045 | 0 | Secondary Energy¦Electricity¦Oil | 70
Downscaling[REMIND-MAgPIE 3.2-4.6 IntegratedPhysicalDamages (median)] | Net Zero 2050 | FRA | Secondary Energy¦Electricity¦Oil | EJ/yr | Secondary Energy¦Electricity¦Oil | elec_co2 |  | 2050 | 0 | Secondary Energy¦Electricity¦Oil | 70
Downscaling[REMIND-MAgPIE 3.2-4.6 IntegratedPhysicalDamages (median)] | Net Zero 2050 | FRA | Secondary Energy¦Electricity¦Oil | EJ/yr | Secondary Energy¦Electricity¦Oil | elec_co2 |  | 2055 | 0 | Secondary Energy¦Electricity¦Oil | 70
Downscaling[REMIND-MAgPIE 3.2-4.6 IntegratedPhysicalDamages (median)] | Net Zero 2050 | FRA | Secondary Energy¦Electricity¦Oil | EJ/yr | Secondary Energy¦Electricity¦Oil | elec_co2 |  | 2060 | 0 | Secondary Energy¦Electricity¦Oil | 70
Downscaling[REMIND-MAgPIE 3.2-4.6 IntegratedPhysicalDamages (median)] | Net Zero 2050 | FRA | Secondary Energy¦Electricity¦Oil | EJ/yr | Secondary Energy¦Electricity¦Oil | elec_co2 |  | 2065 | 0 | Secondary Energy¦Electricity¦Oil | 70
Downscaling[REMIND-MAgPIE 3.2-4.6 IntegratedPhysicalDamages (median)] | Net Zero 2050 | FRA | Secondary Energy¦Electricity¦Oil | EJ/yr | Secondary Energy¦Electricity¦Oil | elec_co2 |  | 2070 | 0 | Secondary Energy¦Electricity¦Oil | 70
Downscaling[REMIND-MAgPIE 3.2-4.6 IntegratedPhysicalDamages (median)] | Net Zero 2050 | FRA | Secondary Energy¦Electricity¦Oil | EJ/yr | Secondary Energy¦Electricity¦Oil | elec_co2 |  | 2075 | 0 | Secondary Energy¦Electricity¦Oil | 70
Downscaling[REMIND-MAgPIE 3.2-4.6 IntegratedPhysicalDamages (median)] | Net Zero 2050 | FRA | Secondary Energy¦Electricity¦Oil | EJ/yr | Secondary Energy¦Electricity¦Oil | elec_co2 |  | 2080 | 0 | Secondary Energy¦Electricity¦Oil | 70
Downscaling[REMIND-MAgPIE 3.2-4.6 IntegratedPhysicalDamages (median)] | Net Zero 2050 | FRA | Secondary Energy¦Electricity¦Oil | EJ/yr | Secondary Energy¦Electricity¦Oil | elec_co2 |  | 2085 | 0 | Secondary Energy¦Electricity¦Oil | 70
Downscaling[REMIND-MAgPIE 3.2-4.6 IntegratedPhysicalDamages (median)] | Net Zero 2050 | FRA | Secondary Energy¦Electricity¦Oil | EJ/yr | Secondary Energy¦Electricity¦Oil | elec_co2 |  | 2090 | 0 | Secondary Energy¦Electricity¦Oil | 70
Downscaling[REMIND-MAgPIE 3.2-4.6 IntegratedPhysicalDamages (median)] | Net Zero 2050 | FRA | Secondary Energy¦Electricity¦Oil | EJ/yr | Secondary Energy¦Electricity¦Oil | elec_co2 |  | 2095 | 0 | Secondary Energy¦Electricity¦Oil | 70
Downscaling[REMIND-MAgPIE 3.2-4.6 IntegratedPhysicalDamages (median)] | Net Zero 2050 | FRA | Secondary Energy¦Electricity¦Oil | EJ/yr | Secondary Energy¦Electricity¦Oil | elec_co2 |  | 2100 | 0 | Secondary Energy¦Electricity¦Oil | 70
Downscaling[REMIND-MAgPIE 3.2-4.6 IntegratedPhysicalDamages (median)] | Net Zero 2050 | FRA | Price¦Primary Energy¦Biomass | US$2010/GJ | Price¦Primary Energy¦Biomass | fuel_supply | bioenergy | 2020 | 5.3799 | Price¦Primary Energy¦Biomass
Downscaling[REMIND-MAgPIE 3.2-4.6 IntegratedPhysicalDamages (median)] | Net Zero 2050 | FRA | Price¦Primary Energy¦Biomass | US$2010/GJ | Price¦Primary Energy¦Biomass | fuel_supply | bioenergy | 2025 | 5.2439 | Price¦Primary Energy¦Biomass
Downscaling[REMIND-MAgPIE 3.2-4.6 IntegratedPhysicalDamages (median)] | Net Zero 2050 | FRA | Price¦Primary Energy¦Biomass | US$2010/GJ | Price¦Primary Energy¦Biomass | fuel_supply | bioenergy | 2030 | 5.9585 | Price¦Primary Energy¦Biomass
Downscaling[REMIND-MAgPIE 3.2-4.6 IntegratedPhysicalDamages (median)] | Net Zero 2050 | FRA | Price¦Primary Energy¦Biomass | US$2010/GJ | Price¦Primary Energy¦Biomass | fuel_supply | bioenergy | 2035 | 8.2179 | Price¦Primary Energy¦Biomass
Downscaling[REMIND-MAgPIE 3.2-4.6 IntegratedPhysicalDamages (median)] | Net Zero 2050 | FRA | Price¦Primary Energy¦Biomass | US$2010/GJ | Price¦Primary Energy¦Biomass | fuel_supply | bioenergy | 2040 | 17.0351 | Price¦Primary Energy¦Biomass
Downscaling[REMIND-MAgPIE 3.2-4.6 IntegratedPhysicalDamages (median)] | Net Zero 2050 | FRA | Price¦Primary Energy¦Biomass | US$2010/GJ | Price¦Primary Energy¦Biomass | fuel_supply | bioenergy | 2045 | 22.4728 | Price¦Primary Energy¦Biomass
Downscaling[REMIND-MAgPIE 3.2-4.6 IntegratedPhysicalDamages (median)] | Net Zero 2050 | FRA | Price¦Primary Energy¦Biomass | US$2010/GJ | Price¦Primary Energy¦Biomass | fuel_supply | bioenergy | 2050 | 20.8183 | Price¦Primary Energy¦Biomass
Downscaling[REMIND-MAgPIE 3.2-4.6 IntegratedPhysicalDamages (median)] | Net Zero 2050 | FRA | Price¦Primary Energy¦Biomass | US$2010/GJ | Price¦Primary Energy¦Biomass | fuel_supply | bioenergy | 2055 | 20.8555 | Price¦Primary Energy¦Biomass
Downscaling[REMIND-MAgPIE 3.2-4.6 IntegratedPhysicalDamages (median)] | Net Zero 2050 | FRA | Price¦Primary Energy¦Biomass | US$2010/GJ | Price¦Primary Energy¦Biomass | fuel_supply | bioenergy | 2060 | 35.6281 | Price¦Primary Energy¦Biomass
Downscaling[REMIND-MAgPIE 3.2-4.6 IntegratedPhysicalDamages (median)] | Net Zero 2050 | FRA | Price¦Primary Energy¦Biomass | US$2010/GJ | Price¦Primary Energy¦Biomass | fuel_supply | bioenergy | 2065 | 36.2629 | Price¦Primary Energy¦Biomass
Downscaling[REMIND-MAgPIE 3.2-4.6 IntegratedPhysicalDamages (median)] | Net Zero 2050 | FRA | Price¦Primary Energy¦Biomass | US$2010/GJ | Price¦Primary Energy¦Biomass | fuel_supply | bioenergy | 2070 | 36.8977 | Price¦Primary Energy¦Biomass
Downscaling[REMIND-MAgPIE 3.2-4.6 IntegratedPhysicalDamages (median)] | Net Zero 2050 | FRA | Price¦Primary Energy¦Biomass | US$2010/GJ | Price¦Primary Energy¦Biomass | fuel_supply | bioenergy | 2075 | 35.5851 | Price¦Primary Energy¦Biomass
Downscaling[REMIND-MAgPIE 3.2-4.6 IntegratedPhysicalDamages (median)] | Net Zero 2050 | FRA | Price¦Primary Energy¦Biomass | US$2010/GJ | Price¦Primary Energy¦Biomass | fuel_supply | bioenergy | 2080 | 34.2724 | Price¦Primary Energy¦Biomass
Downscaling[REMIND-MAgPIE 3.2-4.6 IntegratedPhysicalDamages (median)] | Net Zero 2050 | FRA | Price¦Primary Energy¦Biomass | US$2010/GJ | Price¦Primary Energy¦Biomass | fuel_supply | bioenergy | 2085 | 36.3488 | Price¦Primary Energy¦Biomass
Downscaling[REMIND-MAgPIE 3.2-4.6 IntegratedPhysicalDamages (median)] | Net Zero 2050 | FRA | Price¦Primary Energy¦Biomass | US$2010/GJ | Price¦Primary Energy¦Biomass | fuel_supply | bioenergy | 2090 | 38.4252 | Price¦Primary Energy¦Biomass
Downscaling[REMIND-MAgPIE 3.2-4.6 IntegratedPhysicalDamages (median)] | Net Zero 2050 | FRA | Price¦Primary Energy¦Biomass | US$2010/GJ | Price¦Primary Energy¦Biomass | fuel_supply | bioenergy | 2095 | 42.5023 | Price¦Primary Energy¦Biomass
Downscaling[REMIND-MAgPIE 3.2-4.6 IntegratedPhysicalDamages (median)] | Net Zero 2050 | FRA | Price¦Primary Energy¦Biomass | US$2010/GJ | Price¦Primary Energy¦Biomass | fuel_supply | bioenergy | 2100 | 46.5793 | Price¦Primary Energy¦Biomass
Downscaling[REMIND-MAgPIE 3.2-4.6 IntegratedPhysicalDamages (median)] | Net Zero 2050 | FRA | Price¦Primary Energy¦Coal | US$2010/GJ | Price¦Primary Energy¦Coal | fuel_supply | coal | 2020 | 2.0344 | Price¦Primary Energy¦Coal
Downscaling[REMIND-MAgPIE 3.2-4.6 IntegratedPhysicalDamages (median)] | Net Zero 2050 | FRA | Price¦Primary Energy¦Coal | US$2010/GJ | Price¦Primary Energy¦Coal | fuel_supply | coal | 2025 | 2.6475 | Price¦Primary Energy¦Coal
Downscaling[REMIND-MAgPIE 3.2-4.6 IntegratedPhysicalDamages (median)] | Net Zero 2050 | FRA | Price¦Primary Energy¦Coal | US$2010/GJ | Price¦Primary Energy¦Coal | fuel_supply | coal | 2030 | 1.7622 | Price¦Primary Energy¦Coal
Downscaling[REMIND-MAgPIE 3.2-4.6 IntegratedPhysicalDamages (median)] | Net Zero 2050 | FRA | Price¦Primary Energy¦Coal | US$2010/GJ | Price¦Primary Energy¦Coal | fuel_supply | coal | 2035 | 1.4283 | Price¦Primary Energy¦Coal
Downscaling[REMIND-MAgPIE 3.2-4.6 IntegratedPhysicalDamages (median)] | Net Zero 2050 | FRA | Price¦Primary Energy¦Coal | US$2010/GJ | Price¦Primary Energy¦Coal | fuel_supply | coal | 2040 | 1.3646 | Price¦Primary Energy¦Coal
Downscaling[REMIND-MAgPIE 3.2-4.6 IntegratedPhysicalDamages (median)] | Net Zero 2050 | FRA | Price¦Primary Energy¦Coal | US$2010/GJ | Price¦Primary Energy¦Coal | fuel_supply | coal | 2045 | 1.441 | Price¦Primary Energy¦Coal
Downscaling[REMIND-MAgPIE 3.2-4.6 IntegratedPhysicalDamages (median)] | Net Zero 2050 | FRA | Price¦Primary Energy¦Coal | US$2010/GJ | Price¦Primary Energy¦Coal | fuel_supply | coal | 2050 | 1.7382 | Price¦Primary Energy¦Coal
Downscaling[REMIND-MAgPIE 3.2-4.6 IntegratedPhysicalDamages (median)] | Net Zero 2050 | FRA | Price¦Primary Energy¦Coal | US$2010/GJ | Price¦Primary Energy¦Coal | fuel_supply | coal | 2055 | 1.6763 | Price¦Primary Energy¦Coal
Downscaling[REMIND-MAgPIE 3.2-4.6 IntegratedPhysicalDamages (median)] | Net Zero 2050 | FRA | Price¦Primary Energy¦Coal | US$2010/GJ | Price¦Primary Energy¦Coal | fuel_supply | coal | 2060 | 1.9248 | Price¦Primary Energy¦Coal
Downscaling[REMIND-MAgPIE 3.2-4.6 IntegratedPhysicalDamages (median)] | Net Zero 2050 | FRA | Price¦Primary Energy¦Coal | US$2010/GJ | Price¦Primary Energy¦Coal | fuel_supply | coal | 2065 | 1.9306 | Price¦Primary Energy¦Coal
Downscaling[REMIND-MAgPIE 3.2-4.6 IntegratedPhysicalDamages (median)] | Net Zero 2050 | FRA | Price¦Primary Energy¦Coal | US$2010/GJ | Price¦Primary Energy¦Coal | fuel_supply | coal | 2070 | 1.9363 | Price¦Primary Energy¦Coal
Downscaling[REMIND-MAgPIE 3.2-4.6 IntegratedPhysicalDamages (median)] | Net Zero 2050 | FRA | Price¦Primary Energy¦Coal | US$2010/GJ | Price¦Primary Energy¦Coal | fuel_supply | coal | 2075 | 2.0279 | Price¦Primary Energy¦Coal
Downscaling[REMIND-MAgPIE 3.2-4.6 IntegratedPhysicalDamages (median)] | Net Zero 2050 | FRA | Price¦Primary Energy¦Coal | US$2010/GJ | Price¦Primary Energy¦Coal | fuel_supply | coal | 2080 | 2.1195 | Price¦Primary Energy¦Coal
Downscaling[REMIND-MAgPIE 3.2-4.6 IntegratedPhysicalDamages (median)] | Net Zero 2050 | FRA | Price¦Primary Energy¦Coal | US$2010/GJ | Price¦Primary Energy¦Coal | fuel_supply | coal | 2085 | 2.1004 | Price¦Primary Energy¦Coal
Downscaling[REMIND-MAgPIE 3.2-4.6 IntegratedPhysicalDamages (median)] | Net Zero 2050 | FRA | Price¦Primary Energy¦Coal | US$2010/GJ | Price¦Primary Energy¦Coal | fuel_supply | coal | 2090 | 2.0814 | Price¦Primary Energy¦Coal
Downscaling[REMIND-MAgPIE 3.2-4.6 IntegratedPhysicalDamages (median)] | Net Zero 2050 | FRA | Price¦Primary Energy¦Coal | US$2010/GJ | Price¦Primary Energy¦Coal | fuel_supply | coal | 2095 | 1.9478 | Price¦Primary Energy¦Coal
Downscaling[REMIND-MAgPIE 3.2-4.6 IntegratedPhysicalDamages (median)] | Net Zero 2050 | FRA | Price¦Primary Energy¦Coal | US$2010/GJ | Price¦Primary Energy¦Coal | fuel_supply | coal | 2100 | 1.8142 | Price¦Primary Energy¦Coal
Downscaling[REMIND-MAgPIE 3.2-4.6 IntegratedPhysicalDamages (median)] | Net Zero 2050 | FRA | Price¦Primary Energy¦Gas | US$2010/GJ | Price¦Primary Energy¦Gas | fuel_supply | gas | 2020 | 3.9711 | Price¦Primary Energy¦Gas
Downscaling[REMIND-MAgPIE 3.2-4.6 IntegratedPhysicalDamages (median)] | Net Zero 2050 | FRA | Price¦Primary Energy¦Gas | US$2010/GJ | Price¦Primary Energy¦Gas | fuel_supply | gas | 2025 | 5.2048 | Price¦Primary Energy¦Gas
Downscaling[REMIND-MAgPIE 3.2-4.6 IntegratedPhysicalDamages (median)] | Net Zero 2050 | FRA | Price¦Primary Energy¦Gas | US$2010/GJ | Price¦Primary Energy¦Gas | fuel_supply | gas | 2030 | 5.5498 | Price¦Primary Energy¦Gas
Downscaling[REMIND-MAgPIE 3.2-4.6 IntegratedPhysicalDamages (median)] | Net Zero 2050 | FRA | Price¦Primary Energy¦Gas | US$2010/GJ | Price¦Primary Energy¦Gas | fuel_supply | gas | 2035 | 5.8792 | Price¦Primary Energy¦Gas
Downscaling[REMIND-MAgPIE 3.2-4.6 IntegratedPhysicalDamages (median)] | Net Zero 2050 | FRA | Price¦Primary Energy¦Gas | US$2010/GJ | Price¦Primary Energy¦Gas | fuel_supply | gas | 2040 | 5.8199 | Price¦Primary Energy¦Gas
Downscaling[REMIND-MAgPIE 3.2-4.6 IntegratedPhysicalDamages (median)] | Net Zero 2050 | FRA | Price¦Primary Energy¦Gas | US$2010/GJ | Price¦Primary Energy¦Gas | fuel_supply | gas | 2045 | 4.8841 | Price¦Primary Energy¦Gas
Downscaling[REMIND-MAgPIE 3.2-4.6 IntegratedPhysicalDamages (median)] | Net Zero 2050 | FRA | Price¦Primary Energy¦Gas | US$2010/GJ | Price¦Primary Energy¦Gas | fuel_supply | gas | 2050 | 4.4152 | Price¦Primary Energy¦Gas
Downscaling[REMIND-MAgPIE 3.2-4.6 IntegratedPhysicalDamages (median)] | Net Zero 2050 | FRA | Price¦Primary Energy¦Gas | US$2010/GJ | Price¦Primary Energy¦Gas | fuel_supply | gas | 2055 | 4.5444 | Price¦Primary Energy¦Gas
Downscaling[REMIND-MAgPIE 3.2-4.6 IntegratedPhysicalDamages (median)] | Net Zero 2050 | FRA | Price¦Primary Energy¦Gas | US$2010/GJ | Price¦Primary Energy¦Gas | fuel_supply | gas | 2060 | 5.6389 | Price¦Primary Energy¦Gas
Downscaling[REMIND-MAgPIE 3.2-4.6 IntegratedPhysicalDamages (median)] | Net Zero 2050 | FRA | Price¦Primary Energy¦Gas | US$2010/GJ | Price¦Primary Energy¦Gas | fuel_supply | gas | 2065 | 5.9739 | Price¦Primary Energy¦Gas
Downscaling[REMIND-MAgPIE 3.2-4.6 IntegratedPhysicalDamages (median)] | Net Zero 2050 | FRA | Price¦Primary Energy¦Gas | US$2010/GJ | Price¦Primary Energy¦Gas | fuel_supply | gas | 2070 | 6.3089 | Price¦Primary Energy¦Gas
Downscaling[REMIND-MAgPIE 3.2-4.6 IntegratedPhysicalDamages (median)] | Net Zero 2050 | FRA | Price¦Primary Energy¦Gas | US$2010/GJ | Price¦Primary Energy¦Gas | fuel_supply | gas | 2075 | 6.1943 | Price¦Primary Energy¦Gas
Downscaling[REMIND-MAgPIE 3.2-4.6 IntegratedPhysicalDamages (median)] | Net Zero 2050 | FRA | Price¦Primary Energy¦Gas | US$2010/GJ | Price¦Primary Energy¦Gas | fuel_supply | gas | 2080 | 6.0797 | Price¦Primary Energy¦Gas
Downscaling[REMIND-MAgPIE 3.2-4.6 IntegratedPhysicalDamages (median)] | Net Zero 2050 | FRA | Price¦Primary Energy¦Gas | US$2010/GJ | Price¦Primary Energy¦Gas | fuel_supply | gas | 2085 | 5.9441 | Price¦Primary Energy¦Gas
Downscaling[REMIND-MAgPIE 3.2-4.6 IntegratedPhysicalDamages (median)] | Net Zero 2050 | FRA | Price¦Primary Energy¦Gas | US$2010/GJ | Price¦Primary Energy¦Gas | fuel_supply | gas | 2090 | 5.8085 | Price¦Primary Energy¦Gas
Downscaling[REMIND-MAgPIE 3.2-4.6 IntegratedPhysicalDamages (median)] | Net Zero 2050 | FRA | Price¦Primary Energy¦Gas | US$2010/GJ | Price¦Primary Energy¦Gas | fuel_supply | gas | 2095 | 5.4089 | Price¦Primary Energy¦Gas
Downscaling[REMIND-MAgPIE 3.2-4.6 IntegratedPhysicalDamages (median)] | Net Zero 2050 | FRA | Price¦Primary Energy¦Gas | US$2010/GJ | Price¦Primary Energy¦Gas | fuel_supply | gas | 2100 | 5.0094 | Price¦Primary Energy¦Gas
Downscaling[REMIND-MAgPIE 3.2-4.6 IntegratedPhysicalDamages (median)] | Net Zero 2050 | FRA | Price¦Secondary Energy¦Liquids¦Oil | US$2010/GJ | Price¦Secondary Energy¦Liquids¦Oil | fuel_supply | oil | 2020 | 82.2847 | Price¦Secondary Energy¦Liquids¦Oil
Downscaling[REMIND-MAgPIE 3.2-4.6 IntegratedPhysicalDamages (median)] | Net Zero 2050 | FRA | Price¦Secondary Energy¦Liquids¦Oil | US$2010/GJ | Price¦Secondary Energy¦Liquids¦Oil | fuel_supply | oil | 2025 | 81.7988 | Price¦Secondary Energy¦Liquids¦Oil
Downscaling[REMIND-MAgPIE 3.2-4.6 IntegratedPhysicalDamages (median)] | Net Zero 2050 | FRA | Price¦Secondary Energy¦Liquids¦Oil | US$2010/GJ | Price¦Secondary Energy¦Liquids¦Oil | fuel_supply | oil | 2030 | 94.1222 | Price¦Secondary Energy¦Liquids¦Oil
Downscaling[REMIND-MAgPIE 3.2-4.6 IntegratedPhysicalDamages (median)] | Net Zero 2050 | FRA | Price¦Secondary Energy¦Liquids¦Oil | US$2010/GJ | Price¦Secondary Energy¦Liquids¦Oil | fuel_supply | oil | 2035 | 107.3123 | Price¦Secondary Energy¦Liquids¦Oil
Downscaling[REMIND-MAgPIE 3.2-4.6 IntegratedPhysicalDamages (median)] | Net Zero 2050 | FRA | Price¦Secondary Energy¦Liquids¦Oil | US$2010/GJ | Price¦Secondary Energy¦Liquids¦Oil | fuel_supply | oil | 2040 | 133.6993 | Price¦Secondary Energy¦Liquids¦Oil
Downscaling[REMIND-MAgPIE 3.2-4.6 IntegratedPhysicalDamages (median)] | Net Zero 2050 | FRA | Price¦Secondary Energy¦Liquids¦Oil | US$2010/GJ | Price¦Secondary Energy¦Liquids¦Oil | fuel_supply | oil | 2045 | 144.8655 | Price¦Secondary Energy¦Liquids¦Oil
Downscaling[REMIND-MAgPIE 3.2-4.6 IntegratedPhysicalDamages (median)] | Net Zero 2050 | FRA | Price¦Secondary Energy¦Liquids¦Oil | US$2010/GJ | Price¦Secondary Energy¦Liquids¦Oil | fuel_supply | oil | 2050 | 145.9814 | Price¦Secondary Energy¦Liquids¦Oil
Downscaling[REMIND-MAgPIE 3.2-4.6 IntegratedPhysicalDamages (median)] | Net Zero 2050 | FRA | Price¦Secondary Energy¦Liquids¦Oil | US$2010/GJ | Price¦Secondary Energy¦Liquids¦Oil | fuel_supply | oil | 2055 | 176.46 | Price¦Secondary Energy¦Liquids¦Oil
Downscaling[REMIND-MAgPIE 3.2-4.6 IntegratedPhysicalDamages (median)] | Net Zero 2050 | FRA | Price¦Secondary Energy¦Liquids¦Oil | US$2010/GJ | Price¦Secondary Energy¦Liquids¦Oil | fuel_supply | oil | 2060 | 297.2998 | Price¦Secondary Energy¦Liquids¦Oil
Downscaling[REMIND-MAgPIE 3.2-4.6 IntegratedPhysicalDamages (median)] | Net Zero 2050 | FRA | Price¦Secondary Energy¦Liquids¦Oil | US$2010/GJ | Price¦Secondary Energy¦Liquids¦Oil | fuel_supply | oil | 2065 | 399.5498 | Price¦Secondary Energy¦Liquids¦Oil
Downscaling[REMIND-MAgPIE 3.2-4.6 IntegratedPhysicalDamages (median)] | Net Zero 2050 | FRA | Price¦Secondary Energy¦Liquids¦Oil | US$2010/GJ | Price¦Secondary Energy¦Liquids¦Oil | fuel_supply | oil | 2070 | 501.7998 | Price¦Secondary Energy¦Liquids¦Oil
Downscaling[REMIND-MAgPIE 3.2-4.6 IntegratedPhysicalDamages (median)] | Net Zero 2050 | FRA | Price¦Secondary Energy¦Liquids¦Oil | US$2010/GJ | Price¦Secondary Energy¦Liquids¦Oil | fuel_supply | oil | 2075 | 519.1231 | Price¦Secondary Energy¦Liquids¦Oil
Downscaling[REMIND-MAgPIE 3.2-4.6 IntegratedPhysicalDamages (median)] | Net Zero 2050 | FRA | Price¦Secondary Energy¦Liquids¦Oil | US$2010/GJ | Price¦Secondary Energy¦Liquids¦Oil | fuel_supply | oil | 2080 | 536.4464 | Price¦Secondary Energy¦Liquids¦Oil
Downscaling[REMIND-MAgPIE 3.2-4.6 IntegratedPhysicalDamages (median)] | Net Zero 2050 | FRA | Price¦Secondary Energy¦Liquids¦Oil | US$2010/GJ | Price¦Secondary Energy¦Liquids¦Oil | fuel_supply | oil | 2085 | 542.5085 | Price¦Secondary Energy¦Liquids¦Oil
Downscaling[REMIND-MAgPIE 3.2-4.6 IntegratedPhysicalDamages (median)] | Net Zero 2050 | FRA | Price¦Secondary Energy¦Liquids¦Oil | US$2010/GJ | Price¦Secondary Energy¦Liquids¦Oil | fuel_supply | oil | 2090 | 548.5705 | Price¦Secondary Energy¦Liquids¦Oil
Downscaling[REMIND-MAgPIE 3.2-4.6 IntegratedPhysicalDamages (median)] | Net Zero 2050 | FRA | Price¦Secondary Energy¦Liquids¦Oil | US$2010/GJ | Price¦Secondary Energy¦Liquids¦Oil | fuel_supply | oil | 2095 | 565.5753 | Price¦Secondary Energy¦Liquids¦Oil
Downscaling[REMIND-MAgPIE 3.2-4.6 IntegratedPhysicalDamages (median)] | Net Zero 2050 | FRA | Price¦Secondary Energy¦Liquids¦Oil | US$2010/GJ | Price¦Secondary Energy¦Liquids¦Oil | fuel_supply | oil | 2100 | 582.58 | Price¦Secondary Energy¦Liquids¦Oil
Downscaling[REMIND-MAgPIE 3.2-4.6 IntegratedPhysicalDamages (median)] | Net Zero 2050 | FRA | Emissions¦CO2 | Mt CO2/yr | Emissions¦CO2 | scenarios - CO2 abatement | CO2 | 2020 | 245.7207 | Emissions¦CO2
Downscaling[REMIND-MAgPIE 3.2-4.6 IntegratedPhysicalDamages (median)] | Net Zero 2050 | FRA | Emissions¦CO2 | Mt CO2/yr | Emissions¦CO2 | scenarios - CO2 abatement | CO2 | 2025 | 231.6548 | Emissions¦CO2
Downscaling[REMIND-MAgPIE 3.2-4.6 IntegratedPhysicalDamages (median)] | Net Zero 2050 | FRA | Emissions¦CO2 | Mt CO2/yr | Emissions¦CO2 | scenarios - CO2 abatement | CO2 | 2030 | 120.9206 | Emissions¦CO2
Downscaling[REMIND-MAgPIE 3.2-4.6 IntegratedPhysicalDamages (median)] | Net Zero 2050 | FRA | Emissions¦CO2 | Mt CO2/yr | Emissions¦CO2 | scenarios - CO2 abatement | CO2 | 2035 | 3.0701 | Emissions¦CO2
Downscaling[REMIND-MAgPIE 3.2-4.6 IntegratedPhysicalDamages (median)] | Net Zero 2050 | FRA | Emissions¦CO2 | Mt CO2/yr | Emissions¦CO2 | scenarios - CO2 abatement | CO2 | 2040 | -76.2734 | Emissions¦CO2
Downscaling[REMIND-MAgPIE 3.2-4.6 IntegratedPhysicalDamages (median)] | Net Zero 2050 | FRA | Emissions¦CO2 | Mt CO2/yr | Emissions¦CO2 | scenarios - CO2 abatement | CO2 | 2045 | -100.3538 | Emissions¦CO2
Downscaling[REMIND-MAgPIE 3.2-4.6 IntegratedPhysicalDamages (median)] | Net Zero 2050 | FRA | Emissions¦CO2 | Mt CO2/yr | Emissions¦CO2 | scenarios - CO2 abatement | CO2 | 2050 | -114.3344 | Emissions¦CO2
Downscaling[REMIND-MAgPIE 3.2-4.6 IntegratedPhysicalDamages (median)] | Net Zero 2050 | FRA | Emissions¦CO2 | Mt CO2/yr | Emissions¦CO2 | scenarios - CO2 abatement | CO2 | 2055 | -115.0651 | Emissions¦CO2
Downscaling[REMIND-MAgPIE 3.2-4.6 IntegratedPhysicalDamages (median)] | Net Zero 2050 | FRA | Emissions¦CO2 | Mt CO2/yr | Emissions¦CO2 | scenarios - CO2 abatement | CO2 | 2060 | -111.2307 | Emissions¦CO2
Downscaling[REMIND-MAgPIE 3.2-4.6 IntegratedPhysicalDamages (median)] | Net Zero 2050 | FRA | Emissions¦CO2 | Mt CO2/yr | Emissions¦CO2 | scenarios - CO2 abatement | CO2 | 2065 | -99.2361 | Emissions¦CO2
Downscaling[REMIND-MAgPIE 3.2-4.6 IntegratedPhysicalDamages (median)] | Net Zero 2050 | FRA | Emissions¦CO2 | Mt CO2/yr | Emissions¦CO2 | scenarios - CO2 abatement | CO2 | 2070 | -86.5685 | Emissions¦CO2
Downscaling[REMIND-MAgPIE 3.2-4.6 IntegratedPhysicalDamages (median)] | Net Zero 2050 | FRA | Emissions¦CO2 | Mt CO2/yr | Emissions¦CO2 | scenarios - CO2 abatement | CO2 | 2075 | -88.5825 | Emissions¦CO2
Downscaling[REMIND-MAgPIE 3.2-4.6 IntegratedPhysicalDamages (median)] | Net Zero 2050 | FRA | Emissions¦CO2 | Mt CO2/yr | Emissions¦CO2 | scenarios - CO2 abatement | CO2 | 2080 | -90.2563 | Emissions¦CO2
Downscaling[REMIND-MAgPIE 3.2-4.6 IntegratedPhysicalDamages (median)] | Net Zero 2050 | FRA | Emissions¦CO2 | Mt CO2/yr | Emissions¦CO2 | scenarios - CO2 abatement | CO2 | 2085 | -90.1653 | Emissions¦CO2
Downscaling[REMIND-MAgPIE 3.2-4.6 IntegratedPhysicalDamages (median)] | Net Zero 2050 | FRA | Emissions¦CO2 | Mt CO2/yr | Emissions¦CO2 | scenarios - CO2 abatement | CO2 | 2090 | -90.569 | Emissions¦CO2
Downscaling[REMIND-MAgPIE 3.2-4.6 IntegratedPhysicalDamages (median)] | Net Zero 2050 | FRA | Emissions¦CO2 | Mt CO2/yr | Emissions¦CO2 | scenarios - CO2 abatement | CO2 | 2095 | -97.0309 | Emissions¦CO2
Downscaling[REMIND-MAgPIE 3.2-4.6 IntegratedPhysicalDamages (median)] | Net Zero 2050 | FRA | Emissions¦CO2 | Mt CO2/yr | Emissions¦CO2 | scenarios - CO2 abatement | CO2 | 2100 | -103.6237 | Emissions¦CO2
Downscaling[REMIND-MAgPIE 3.2-4.6 IntegratedPhysicalDamages (median)] | Net Zero 2050 | FRA | Emissions¦CO2¦Energy | Mt CO2/yr | Emissions¦CO2¦Energy | scenarios - CO2 abatement | CO2 | 2020 | 304.8346 | Emissions¦CO2¦Energy
Downscaling[REMIND-MAgPIE 3.2-4.6 IntegratedPhysicalDamages (median)] | Net Zero 2050 | FRA | Emissions¦CO2¦Energy | Mt CO2/yr | Emissions¦CO2¦Energy | scenarios - CO2 abatement | CO2 | 2025 | 265.3742 | Emissions¦CO2¦Energy
Downscaling[REMIND-MAgPIE 3.2-4.6 IntegratedPhysicalDamages (median)] | Net Zero 2050 | FRA | Emissions¦CO2¦Energy | Mt CO2/yr | Emissions¦CO2¦Energy | scenarios - CO2 abatement | CO2 | 2030 | 162.4518 | Emissions¦CO2¦Energy
Downscaling[REMIND-MAgPIE 3.2-4.6 IntegratedPhysicalDamages (median)] | Net Zero 2050 | FRA | Emissions¦CO2¦Energy | Mt CO2/yr | Emissions¦CO2¦Energy | scenarios - CO2 abatement | CO2 | 2035 | 49.2602 | Emissions¦CO2¦Energy
Downscaling[REMIND-MAgPIE 3.2-4.6 IntegratedPhysicalDamages (median)] | Net Zero 2050 | FRA | Emissions¦CO2¦Energy | Mt CO2/yr | Emissions¦CO2¦Energy | scenarios - CO2 abatement | CO2 | 2040 | -27.8581 | Emissions¦CO2¦Energy
Downscaling[REMIND-MAgPIE 3.2-4.6 IntegratedPhysicalDamages (median)] | Net Zero 2050 | FRA | Emissions¦CO2¦Energy | Mt CO2/yr | Emissions¦CO2¦Energy | scenarios - CO2 abatement | CO2 | 2045 | -52.0996 | Emissions¦CO2¦Energy
Downscaling[REMIND-MAgPIE 3.2-4.6 IntegratedPhysicalDamages (median)] | Net Zero 2050 | FRA | Emissions¦CO2¦Energy | Mt CO2/yr | Emissions¦CO2¦Energy | scenarios - CO2 abatement | CO2 | 2050 | -66.9076 | Emissions¦CO2¦Energy
Downscaling[REMIND-MAgPIE 3.2-4.6 IntegratedPhysicalDamages (median)] | Net Zero 2050 | FRA | Emissions¦CO2¦Energy | Mt CO2/yr | Emissions¦CO2¦Energy | scenarios - CO2 abatement | CO2 | 2055 | -68.5262 | Emissions¦CO2¦Energy
Downscaling[REMIND-MAgPIE 3.2-4.6 IntegratedPhysicalDamages (median)] | Net Zero 2050 | FRA | Emissions¦CO2¦Energy | Mt CO2/yr | Emissions¦CO2¦Energy | scenarios - CO2 abatement | CO2 | 2060 | -67.5249 | Emissions¦CO2¦Energy
Downscaling[REMIND-MAgPIE 3.2-4.6 IntegratedPhysicalDamages (median)] | Net Zero 2050 | FRA | Emissions¦CO2¦Energy | Mt CO2/yr | Emissions¦CO2¦Energy | scenarios - CO2 abatement | CO2 | 2065 | -62.3476 | Emissions¦CO2¦Energy
Downscaling[REMIND-MAgPIE 3.2-4.6 IntegratedPhysicalDamages (median)] | Net Zero 2050 | FRA | Emissions¦CO2¦Energy | Mt CO2/yr | Emissions¦CO2¦Energy | scenarios - CO2 abatement | CO2 | 2070 | -56.5567 | Emissions¦CO2¦Energy
Downscaling[REMIND-MAgPIE 3.2-4.6 IntegratedPhysicalDamages (median)] | Net Zero 2050 | FRA | Emissions¦CO2¦Energy | Mt CO2/yr | Emissions¦CO2¦Energy | scenarios - CO2 abatement | CO2 | 2075 | -53.3322 | Emissions¦CO2¦Energy
Downscaling[REMIND-MAgPIE 3.2-4.6 IntegratedPhysicalDamages (median)] | Net Zero 2050 | FRA | Emissions¦CO2¦Energy | Mt CO2/yr | Emissions¦CO2¦Energy | scenarios - CO2 abatement | CO2 | 2080 | -49.7939 | Emissions¦CO2¦Energy
Downscaling[REMIND-MAgPIE 3.2-4.6 IntegratedPhysicalDamages (median)] | Net Zero 2050 | FRA | Emissions¦CO2¦Energy | Mt CO2/yr | Emissions¦CO2¦Energy | scenarios - CO2 abatement | CO2 | 2085 | -53.538 | Emissions¦CO2¦Energy
Downscaling[REMIND-MAgPIE 3.2-4.6 IntegratedPhysicalDamages (median)] | Net Zero 2050 | FRA | Emissions¦CO2¦Energy | Mt CO2/yr | Emissions¦CO2¦Energy | scenarios - CO2 abatement | CO2 | 2090 | -57.7533 | Emissions¦CO2¦Energy
Downscaling[REMIND-MAgPIE 3.2-4.6 IntegratedPhysicalDamages (median)] | Net Zero 2050 | FRA | Emissions¦CO2¦Energy | Mt CO2/yr | Emissions¦CO2¦Energy | scenarios - CO2 abatement | CO2 | 2095 | -61.7339 | Emissions¦CO2¦Energy
Downscaling[REMIND-MAgPIE 3.2-4.6 IntegratedPhysicalDamages (median)] | Net Zero 2050 | FRA | Emissions¦CO2¦Energy | Mt CO2/yr | Emissions¦CO2¦Energy | scenarios - CO2 abatement | CO2 | 2100 | -65.8438 | Emissions¦CO2¦Energy
Downscaling[REMIND-MAgPIE 3.2-4.6] | Below 2°C | FRA | Carbon Sequestration¦CCS | Mt CO2/yr | Carbon Sequestration¦CCS | CCS potential |  | 2020 | 0 | Carbon Sequestration¦CCS
Downscaling[REMIND-MAgPIE 3.2-4.6] | Below 2°C | FRA | Carbon Sequestration¦CCS | Mt CO2/yr | Carbon Sequestration¦CCS | CCS potential |  | 2025 | 0.4274 | Carbon Sequestration¦CCS
Downscaling[REMIND-MAgPIE 3.2-4.6] | Below 2°C | FRA | Carbon Sequestration¦CCS | Mt CO2/yr | Carbon Sequestration¦CCS | CCS potential |  | 2030 | 2.4316 | Carbon Sequestration¦CCS
Downscaling[REMIND-MAgPIE 3.2-4.6] | Below 2°C | FRA | Carbon Sequestration¦CCS | Mt CO2/yr | Carbon Sequestration¦CCS | CCS potential |  | 2035 | 7.6027 | Carbon Sequestration¦CCS
Downscaling[REMIND-MAgPIE 3.2-4.6] | Below 2°C | FRA | Carbon Sequestration¦CCS | Mt CO2/yr | Carbon Sequestration¦CCS | CCS potential |  | 2040 | 15.0686 | Carbon Sequestration¦CCS
Downscaling[REMIND-MAgPIE 3.2-4.6] | Below 2°C | FRA | Carbon Sequestration¦CCS | Mt CO2/yr | Carbon Sequestration¦CCS | CCS potential |  | 2045 | 21.6503 | Carbon Sequestration¦CCS
Downscaling[REMIND-MAgPIE 3.2-4.6] | Below 2°C | FRA | Carbon Sequestration¦CCS | Mt CO2/yr | Carbon Sequestration¦CCS | CCS potential |  | 2050 | 25.5501 | Carbon Sequestration¦CCS
Downscaling[REMIND-MAgPIE 3.2-4.6] | Below 2°C | FRA | Final Energy¦Industry¦Electricity | EJ/yr | Final Energy¦Industry¦Electricity | demand_projection | elc_industry | 2020 | 0.4616 | Final Energy¦Industry¦Electricity
Downscaling[REMIND-MAgPIE 3.2-4.6] | Below 2°C | FRA | Final Energy¦Industry¦Electricity | EJ/yr | Final Energy¦Industry¦Electricity | demand_projection | elc_industry | 2025 | 0.547 | Final Energy¦Industry¦Electricity
Downscaling[REMIND-MAgPIE 3.2-4.6] | Below 2°C | FRA | Final Energy¦Industry¦Electricity | EJ/yr | Final Energy¦Industry¦Electricity | demand_projection | elc_industry | 2030 | 0.561 | Final Energy¦Industry¦Electricity
Downscaling[REMIND-MAgPIE 3.2-4.6] | Below 2°C | FRA | Final Energy¦Industry¦Electricity | EJ/yr | Final Energy¦Industry¦Electricity | demand_projection | elc_industry | 2035 | 0.5849 | Final Energy¦Industry¦Electricity
Downscaling[REMIND-MAgPIE 3.2-4.6] | Below 2°C | FRA | Final Energy¦Industry¦Electricity | EJ/yr | Final Energy¦Industry¦Electricity | demand_projection | elc_industry | 2040 | 0.6043 | Final Energy¦Industry¦Electricity
Downscaling[REMIND-MAgPIE 3.2-4.6] | Below 2°C | FRA | Final Energy¦Industry¦Electricity | EJ/yr | Final Energy¦Industry¦Electricity | demand_projection | elc_industry | 2045 | 0.6268 | Final Energy¦Industry¦Electricity
Downscaling[REMIND-MAgPIE 3.2-4.6] | Below 2°C | FRA | Final Energy¦Industry¦Electricity | EJ/yr | Final Energy¦Industry¦Electricity | demand_projection | elc_industry | 2050 | 0.6292 | Final Energy¦Industry¦Electricity
Downscaling[REMIND-MAgPIE 3.2-4.6] | Below 2°C | FRA | Final Energy¦Residential and Commercial¦Electricity | EJ/yr | Final Energy¦Residential and Commercial¦Electricity | demand_projection | elc_buildings | 2020 | 1.0954 | Final Energy¦Residential and Commercial¦Electricity
Downscaling[REMIND-MAgPIE 3.2-4.6] | Below 2°C | FRA | Final Energy¦Residential and Commercial¦Electricity | EJ/yr | Final Energy¦Residential and Commercial¦Electricity | demand_projection | elc_buildings | 2025 | 1.2256 | Final Energy¦Residential and Commercial¦Electricity
Downscaling[REMIND-MAgPIE 3.2-4.6] | Below 2°C | FRA | Final Energy¦Residential and Commercial¦Electricity | EJ/yr | Final Energy¦Residential and Commercial¦Electricity | demand_projection | elc_buildings | 2030 | 1.2747 | Final Energy¦Residential and Commercial¦Electricity
Downscaling[REMIND-MAgPIE 3.2-4.6] | Below 2°C | FRA | Final Energy¦Residential and Commercial¦Electricity | EJ/yr | Final Energy¦Residential and Commercial¦Electricity | demand_projection | elc_buildings | 2035 | 1.3446 | Final Energy¦Residential and Commercial¦Electricity
Downscaling[REMIND-MAgPIE 3.2-4.6] | Below 2°C | FRA | Final Energy¦Residential and Commercial¦Electricity | EJ/yr | Final Energy¦Residential and Commercial¦Electricity | demand_projection | elc_buildings | 2040 | 1.3486 | Final Energy¦Residential and Commercial¦Electricity
Downscaling[REMIND-MAgPIE 3.2-4.6] | Below 2°C | FRA | Final Energy¦Residential and Commercial¦Electricity | EJ/yr | Final Energy¦Residential and Commercial¦Electricity | demand_projection | elc_buildings | 2045 | 1.4379 | Final Energy¦Residential and Commercial¦Electricity
Downscaling[REMIND-MAgPIE 3.2-4.6] | Below 2°C | FRA | Final Energy¦Residential and Commercial¦Electricity | EJ/yr | Final Energy¦Residential and Commercial¦Electricity | demand_projection | elc_buildings | 2050 | 1.4543 | Final Energy¦Residential and Commercial¦Electricity
Downscaling[REMIND-MAgPIE 3.2-4.6] | Below 2°C | FRA | Final Energy¦Transportation¦Electricity | EJ/yr | Final Energy¦Transportation¦Electricity | demand_projection | elc_transport | 2020 | 0.0533 | Final Energy¦Transportation¦Electricity
Downscaling[REMIND-MAgPIE 3.2-4.6] | Below 2°C | FRA | Final Energy¦Transportation¦Electricity | EJ/yr | Final Energy¦Transportation¦Electricity | demand_projection | elc_transport | 2025 | 0.1218 | Final Energy¦Transportation¦Electricity
Downscaling[REMIND-MAgPIE 3.2-4.6] | Below 2°C | FRA | Final Energy¦Transportation¦Electricity | EJ/yr | Final Energy¦Transportation¦Electricity | demand_projection | elc_transport | 2030 | 0.2248 | Final Energy¦Transportation¦Electricity
Downscaling[REMIND-MAgPIE 3.2-4.6] | Below 2°C | FRA | Final Energy¦Transportation¦Electricity | EJ/yr | Final Energy¦Transportation¦Electricity | demand_projection | elc_transport | 2035 | 0.3444 | Final Energy¦Transportation¦Electricity
Downscaling[REMIND-MAgPIE 3.2-4.6] | Below 2°C | FRA | Final Energy¦Transportation¦Electricity | EJ/yr | Final Energy¦Transportation¦Electricity | demand_projection | elc_transport | 2040 | 0.4234 | Final Energy¦Transportation¦Electricity
Downscaling[REMIND-MAgPIE 3.2-4.6] | Below 2°C | FRA | Final Energy¦Transportation¦Electricity | EJ/yr | Final Energy¦Transportation¦Electricity | demand_projection | elc_transport | 2045 | 0.4474 | Final Energy¦Transportation¦Electricity
Downscaling[REMIND-MAgPIE 3.2-4.6] | Below 2°C | FRA | Final Energy¦Transportation¦Electricity | EJ/yr | Final Energy¦Transportation¦Electricity | demand_projection | elc_transport | 2050 | 0.46 | Final Energy¦Transportation¦Electricity
Downscaling[REMIND-MAgPIE 3.2-4.6] | Below 2°C | FRA | Secondary Energy¦Hydrogen | EJ/yr | Secondary Energy¦Hydrogen | demand_projection | hydrogen_allsect | 2020 | 0.0085 | Secondary Energy¦Hydrogen
Downscaling[REMIND-MAgPIE 3.2-4.6] | Below 2°C | FRA | Secondary Energy¦Hydrogen | EJ/yr | Secondary Energy¦Hydrogen | demand_projection | hydrogen_allsect | 2025 | 0.0396 | Secondary Energy¦Hydrogen
Downscaling[REMIND-MAgPIE 3.2-4.6] | Below 2°C | FRA | Secondary Energy¦Hydrogen | EJ/yr | Secondary Energy¦Hydrogen | demand_projection | hydrogen_allsect | 2030 | 0.0735 | Secondary Energy¦Hydrogen
Downscaling[REMIND-MAgPIE 3.2-4.6] | Below 2°C | FRA | Secondary Energy¦Hydrogen | EJ/yr | Secondary Energy¦Hydrogen | demand_projection | hydrogen_allsect | 2035 | 0.104 | Secondary Energy¦Hydrogen
Downscaling[REMIND-MAgPIE 3.2-4.6] | Below 2°C | FRA | Secondary Energy¦Hydrogen | EJ/yr | Secondary Energy¦Hydrogen | demand_projection | hydrogen_allsect | 2040 | 0.1307 | Secondary Energy¦Hydrogen
Downscaling[REMIND-MAgPIE 3.2-4.6] | Below 2°C | FRA | Secondary Energy¦Hydrogen | EJ/yr | Secondary Energy¦Hydrogen | demand_projection | hydrogen_allsect | 2045 | 0.1882 | Secondary Energy¦Hydrogen
Downscaling[REMIND-MAgPIE 3.2-4.6] | Below 2°C | FRA | Secondary Energy¦Hydrogen | EJ/yr | Secondary Energy¦Hydrogen | demand_projection | hydrogen_allsect | 2050 | 0.2526 | Secondary Energy¦Hydrogen
Downscaling[REMIND-MAgPIE 3.2-4.6] | Below 2°C | FRA | Secondary Energy¦Electricity¦Coal | EJ/yr | Secondary Energy¦Electricity¦Coal | elec_co2 |  | 2020 | 0.0325 | Secondary Energy¦Electricity¦Coal | 94
Downscaling[REMIND-MAgPIE 3.2-4.6] | Below 2°C | FRA | Secondary Energy¦Electricity¦Coal | EJ/yr | Secondary Energy¦Electricity¦Coal | elec_co2 |  | 2025 | 0.0071 | Secondary Energy¦Electricity¦Coal | 94
Downscaling[REMIND-MAgPIE 3.2-4.6] | Below 2°C | FRA | Secondary Energy¦Electricity¦Coal | EJ/yr | Secondary Energy¦Electricity¦Coal | elec_co2 |  | 2030 | 0.0005 | Secondary Energy¦Electricity¦Coal | 94
Downscaling[REMIND-MAgPIE 3.2-4.6] | Below 2°C | FRA | Secondary Energy¦Electricity¦Coal | EJ/yr | Secondary Energy¦Electricity¦Coal | elec_co2 |  | 2035 | 0 | Secondary Energy¦Electricity¦Coal | 94
Downscaling[REMIND-MAgPIE 3.2-4.6] | Below 2°C | FRA | Secondary Energy¦Electricity¦Coal | EJ/yr | Secondary Energy¦Electricity¦Coal | elec_co2 |  | 2040 | 0 | Secondary Energy¦Electricity¦Coal | 94
Downscaling[REMIND-MAgPIE 3.2-4.6] | Below 2°C | FRA | Secondary Energy¦Electricity¦Coal | EJ/yr | Secondary Energy¦Electricity¦Coal | elec_co2 |  | 2045 | 0 | Secondary Energy¦Electricity¦Coal | 94
Downscaling[REMIND-MAgPIE 3.2-4.6] | Below 2°C | FRA | Secondary Energy¦Electricity¦Coal | EJ/yr | Secondary Energy¦Electricity¦Coal | elec_co2 |  | 2050 | 0 | Secondary Energy¦Electricity¦Coal | 94
Downscaling[REMIND-MAgPIE 3.2-4.6] | Below 2°C | FRA | Secondary Energy¦Electricity¦Gas | EJ/yr | Secondary Energy¦Electricity¦Gas | elec_co2 |  | 2020 | 0.1753 | Secondary Energy¦Electricity¦Gas | 55
Downscaling[REMIND-MAgPIE 3.2-4.6] | Below 2°C | FRA | Secondary Energy¦Electricity¦Gas | EJ/yr | Secondary Energy¦Electricity¦Gas | elec_co2 |  | 2025 | 0.1984 | Secondary Energy¦Electricity¦Gas | 55
Downscaling[REMIND-MAgPIE 3.2-4.6] | Below 2°C | FRA | Secondary Energy¦Electricity¦Gas | EJ/yr | Secondary Energy¦Electricity¦Gas | elec_co2 |  | 2030 | 0.1132 | Secondary Energy¦Electricity¦Gas | 55
Downscaling[REMIND-MAgPIE 3.2-4.6] | Below 2°C | FRA | Secondary Energy¦Electricity¦Gas | EJ/yr | Secondary Energy¦Electricity¦Gas | elec_co2 |  | 2035 | 0.0682 | Secondary Energy¦Electricity¦Gas | 55
Downscaling[REMIND-MAgPIE 3.2-4.6] | Below 2°C | FRA | Secondary Energy¦Electricity¦Gas | EJ/yr | Secondary Energy¦Electricity¦Gas | elec_co2 |  | 2040 | 0.0153 | Secondary Energy¦Electricity¦Gas | 55
Downscaling[REMIND-MAgPIE 3.2-4.6] | Below 2°C | FRA | Secondary Energy¦Electricity¦Gas | EJ/yr | Secondary Energy¦Electricity¦Gas | elec_co2 |  | 2045 | 0.0148 | Secondary Energy¦Electricity¦Gas | 55
Downscaling[REMIND-MAgPIE 3.2-4.6] | Below 2°C | FRA | Secondary Energy¦Electricity¦Gas | EJ/yr | Secondary Energy¦Electricity¦Gas | elec_co2 |  | 2050 | 0.0126 | Secondary Energy¦Electricity¦Gas | 55
Downscaling[REMIND-MAgPIE 3.2-4.6] | Below 2°C | FRA | Secondary Energy¦Electricity¦Oil | EJ/yr | Secondary Energy¦Electricity¦Oil | elec_co2 |  | 2020 | 0.0143 | Secondary Energy¦Electricity¦Oil | 70
Downscaling[REMIND-MAgPIE 3.2-4.6] | Below 2°C | FRA | Secondary Energy¦Electricity¦Oil | EJ/yr | Secondary Energy¦Electricity¦Oil | elec_co2 |  | 2025 | 0.0054 | Secondary Energy¦Electricity¦Oil | 70
Downscaling[REMIND-MAgPIE 3.2-4.6] | Below 2°C | FRA | Secondary Energy¦Electricity¦Oil | EJ/yr | Secondary Energy¦Electricity¦Oil | elec_co2 |  | 2030 | 0.0004 | Secondary Energy¦Electricity¦Oil | 70
Downscaling[REMIND-MAgPIE 3.2-4.6] | Below 2°C | FRA | Secondary Energy¦Electricity¦Oil | EJ/yr | Secondary Energy¦Electricity¦Oil | elec_co2 |  | 2035 | 0 | Secondary Energy¦Electricity¦Oil | 70
Downscaling[REMIND-MAgPIE 3.2-4.6] | Below 2°C | FRA | Secondary Energy¦Electricity¦Oil | EJ/yr | Secondary Energy¦Electricity¦Oil | elec_co2 |  | 2040 | 0 | Secondary Energy¦Electricity¦Oil | 70
Downscaling[REMIND-MAgPIE 3.2-4.6] | Below 2°C | FRA | Secondary Energy¦Electricity¦Oil | EJ/yr | Secondary Energy¦Electricity¦Oil | elec_co2 |  | 2045 | 0 | Secondary Energy¦Electricity¦Oil | 70
Downscaling[REMIND-MAgPIE 3.2-4.6] | Below 2°C | FRA | Secondary Energy¦Electricity¦Oil | EJ/yr | Secondary Energy¦Electricity¦Oil | elec_co2 |  | 2050 | 0 | Secondary Energy¦Electricity¦Oil | 70
Downscaling[REMIND-MAgPIE 3.2-4.6] | Below 2°C | FRA | Price¦Primary Energy¦Biomass | US$2010/GJ | Price¦Primary Energy¦Biomass | fuel_supply | bioenergy | 2020 | 5.3799 | Price¦Primary Energy¦Biomass
Downscaling[REMIND-MAgPIE 3.2-4.6] | Below 2°C | FRA | Price¦Primary Energy¦Biomass | US$2010/GJ | Price¦Primary Energy¦Biomass | fuel_supply | bioenergy | 2025 | 5.9368 | Price¦Primary Energy¦Biomass
Downscaling[REMIND-MAgPIE 3.2-4.6] | Below 2°C | FRA | Price¦Primary Energy¦Biomass | US$2010/GJ | Price¦Primary Energy¦Biomass | fuel_supply | bioenergy | 2030 | 5.8149 | Price¦Primary Energy¦Biomass
Downscaling[REMIND-MAgPIE 3.2-4.6] | Below 2°C | FRA | Price¦Primary Energy¦Biomass | US$2010/GJ | Price¦Primary Energy¦Biomass | fuel_supply | bioenergy | 2035 | 5.6763 | Price¦Primary Energy¦Biomass
Downscaling[REMIND-MAgPIE 3.2-4.6] | Below 2°C | FRA | Price¦Primary Energy¦Biomass | US$2010/GJ | Price¦Primary Energy¦Biomass | fuel_supply | bioenergy | 2040 | 6.07 | Price¦Primary Energy¦Biomass
Downscaling[REMIND-MAgPIE 3.2-4.6] | Below 2°C | FRA | Price¦Primary Energy¦Biomass | US$2010/GJ | Price¦Primary Energy¦Biomass | fuel_supply | bioenergy | 2045 | 6.8362 | Price¦Primary Energy¦Biomass
Downscaling[REMIND-MAgPIE 3.2-4.6] | Below 2°C | FRA | Price¦Primary Energy¦Biomass | US$2010/GJ | Price¦Primary Energy¦Biomass | fuel_supply | bioenergy | 2050 | 8.1765 | Price¦Primary Energy¦Biomass
Downscaling[REMIND-MAgPIE 3.2-4.6] | Below 2°C | FRA | Price¦Primary Energy¦Coal | US$2010/GJ | Price¦Primary Energy¦Coal | fuel_supply | coal | 2020 | 2.0344 | Price¦Primary Energy¦Coal
Downscaling[REMIND-MAgPIE 3.2-4.6] | Below 2°C | FRA | Price¦Primary Energy¦Coal | US$2010/GJ | Price¦Primary Energy¦Coal | fuel_supply | coal | 2025 | 2.161 | Price¦Primary Energy¦Coal
Downscaling[REMIND-MAgPIE 3.2-4.6] | Below 2°C | FRA | Price¦Primary Energy¦Coal | US$2010/GJ | Price¦Primary Energy¦Coal | fuel_supply | coal | 2030 | 1.7827 | Price¦Primary Energy¦Coal
Downscaling[REMIND-MAgPIE 3.2-4.6] | Below 2°C | FRA | Price¦Primary Energy¦Coal | US$2010/GJ | Price¦Primary Energy¦Coal | fuel_supply | coal | 2035 | 1.6152 | Price¦Primary Energy¦Coal
Downscaling[REMIND-MAgPIE 3.2-4.6] | Below 2°C | FRA | Price¦Primary Energy¦Coal | US$2010/GJ | Price¦Primary Energy¦Coal | fuel_supply | coal | 2040 | 1.4186 | Price¦Primary Energy¦Coal
Downscaling[REMIND-MAgPIE 3.2-4.6] | Below 2°C | FRA | Price¦Primary Energy¦Coal | US$2010/GJ | Price¦Primary Energy¦Coal | fuel_supply | coal | 2045 | 1.4234 | Price¦Primary Energy¦Coal
Downscaling[REMIND-MAgPIE 3.2-4.6] | Below 2°C | FRA | Price¦Primary Energy¦Coal | US$2010/GJ | Price¦Primary Energy¦Coal | fuel_supply | coal | 2050 | 1.4937 | Price¦Primary Energy¦Coal
Downscaling[REMIND-MAgPIE 3.2-4.6] | Below 2°C | FRA | Price¦Primary Energy¦Gas | US$2010/GJ | Price¦Primary Energy¦Gas | fuel_supply | gas | 2020 | 3.9711 | Price¦Primary Energy¦Gas
Downscaling[REMIND-MAgPIE 3.2-4.6] | Below 2°C | FRA | Price¦Primary Energy¦Gas | US$2010/GJ | Price¦Primary Energy¦Gas | fuel_supply | gas | 2025 | 4.5987 | Price¦Primary Energy¦Gas
Downscaling[REMIND-MAgPIE 3.2-4.6] | Below 2°C | FRA | Price¦Primary Energy¦Gas | US$2010/GJ | Price¦Primary Energy¦Gas | fuel_supply | gas | 2030 | 4.4679 | Price¦Primary Energy¦Gas
Downscaling[REMIND-MAgPIE 3.2-4.6] | Below 2°C | FRA | Price¦Primary Energy¦Gas | US$2010/GJ | Price¦Primary Energy¦Gas | fuel_supply | gas | 2035 | 5.2041 | Price¦Primary Energy¦Gas
Downscaling[REMIND-MAgPIE 3.2-4.6] | Below 2°C | FRA | Price¦Primary Energy¦Gas | US$2010/GJ | Price¦Primary Energy¦Gas | fuel_supply | gas | 2040 | 5.1447 | Price¦Primary Energy¦Gas
Downscaling[REMIND-MAgPIE 3.2-4.6] | Below 2°C | FRA | Price¦Primary Energy¦Gas | US$2010/GJ | Price¦Primary Energy¦Gas | fuel_supply | gas | 2045 | 4.8653 | Price¦Primary Energy¦Gas
Downscaling[REMIND-MAgPIE 3.2-4.6] | Below 2°C | FRA | Price¦Primary Energy¦Gas | US$2010/GJ | Price¦Primary Energy¦Gas | fuel_supply | gas | 2050 | 4.9049 | Price¦Primary Energy¦Gas
Downscaling[REMIND-MAgPIE 3.2-4.6] | Below 2°C | FRA | Price¦Secondary Energy¦Liquids¦Oil | US$2010/GJ | Price¦Secondary Energy¦Liquids¦Oil | fuel_supply | oil | 2020 | 82.2847 | Price¦Secondary Energy¦Liquids¦Oil
Downscaling[REMIND-MAgPIE 3.2-4.6] | Below 2°C | FRA | Price¦Secondary Energy¦Liquids¦Oil | US$2010/GJ | Price¦Secondary Energy¦Liquids¦Oil | fuel_supply | oil | 2025 | 91.9309 | Price¦Secondary Energy¦Liquids¦Oil
Downscaling[REMIND-MAgPIE 3.2-4.6] | Below 2°C | FRA | Price¦Secondary Energy¦Liquids¦Oil | US$2010/GJ | Price¦Secondary Energy¦Liquids¦Oil | fuel_supply | oil | 2030 | 92.867 | Price¦Secondary Energy¦Liquids¦Oil
Downscaling[REMIND-MAgPIE 3.2-4.6] | Below 2°C | FRA | Price¦Secondary Energy¦Liquids¦Oil | US$2010/GJ | Price¦Secondary Energy¦Liquids¦Oil | fuel_supply | oil | 2035 | 81.3901 | Price¦Secondary Energy¦Liquids¦Oil
Downscaling[REMIND-MAgPIE 3.2-4.6] | Below 2°C | FRA | Price¦Secondary Energy¦Liquids¦Oil | US$2010/GJ | Price¦Secondary Energy¦Liquids¦Oil | fuel_supply | oil | 2040 | 95.6214 | Price¦Secondary Energy¦Liquids¦Oil
Downscaling[REMIND-MAgPIE 3.2-4.6] | Below 2°C | FRA | Price¦Secondary Energy¦Liquids¦Oil | US$2010/GJ | Price¦Secondary Energy¦Liquids¦Oil | fuel_supply | oil | 2045 | 111.5232 | Price¦Secondary Energy¦Liquids¦Oil
Downscaling[REMIND-MAgPIE 3.2-4.6] | Below 2°C | FRA | Price¦Secondary Energy¦Liquids¦Oil | US$2010/GJ | Price¦Secondary Energy¦Liquids¦Oil | fuel_supply | oil | 2050 | 130.7538 | Price¦Secondary Energy¦Liquids¦Oil
Downscaling[REMIND-MAgPIE 3.2-4.6] | Below 2°C | FRA | Emissions¦CO2 | Mt CO2/yr | Emissions¦CO2 | scenarios - CO2 abatement | CO2 | 2020 | 244.7071 | Emissions¦CO2
Downscaling[REMIND-MAgPIE 3.2-4.6] | Below 2°C | FRA | Emissions¦CO2 | Mt CO2/yr | Emissions¦CO2 | scenarios - CO2 abatement | CO2 | 2025 | 240.1953 | Emissions¦CO2
Downscaling[REMIND-MAgPIE 3.2-4.6] | Below 2°C | FRA | Emissions¦CO2 | Mt CO2/yr | Emissions¦CO2 | scenarios - CO2 abatement | CO2 | 2030 | 194.0148 | Emissions¦CO2
Downscaling[REMIND-MAgPIE 3.2-4.6] | Below 2°C | FRA | Emissions¦CO2 | Mt CO2/yr | Emissions¦CO2 | scenarios - CO2 abatement | CO2 | 2035 | 111.2263 | Emissions¦CO2
Downscaling[REMIND-MAgPIE 3.2-4.6] | Below 2°C | FRA | Emissions¦CO2 | Mt CO2/yr | Emissions¦CO2 | scenarios - CO2 abatement | CO2 | 2040 | 39.174 | Emissions¦CO2
Downscaling[REMIND-MAgPIE 3.2-4.6] | Below 2°C | FRA | Emissions¦CO2 | Mt CO2/yr | Emissions¦CO2 | scenarios - CO2 abatement | CO2 | 2045 | -3.813 | Emissions¦CO2
Downscaling[REMIND-MAgPIE 3.2-4.6] | Below 2°C | FRA | Emissions¦CO2 | Mt CO2/yr | Emissions¦CO2 | scenarios - CO2 abatement | CO2 | 2050 | -29.8551 | Emissions¦CO2
Downscaling[REMIND-MAgPIE 3.2-4.6] | Below 2°C | FRA | Emissions¦CO2¦Energy | Mt CO2/yr | Emissions¦CO2¦Energy | scenarios - CO2 abatement | CO2 | 2020 | 303.7523 | Emissions¦CO2¦Energy
Downscaling[REMIND-MAgPIE 3.2-4.6] | Below 2°C | FRA | Emissions¦CO2¦Energy | Mt CO2/yr | Emissions¦CO2¦Energy | scenarios - CO2 abatement | CO2 | 2025 | 273.1125 | Emissions¦CO2¦Energy
Downscaling[REMIND-MAgPIE 3.2-4.6] | Below 2°C | FRA | Emissions¦CO2¦Energy | Mt CO2/yr | Emissions¦CO2¦Energy | scenarios - CO2 abatement | CO2 | 2030 | 231.2419 | Emissions¦CO2¦Energy
Downscaling[REMIND-MAgPIE 3.2-4.6] | Below 2°C | FRA | Emissions¦CO2¦Energy | Mt CO2/yr | Emissions¦CO2¦Energy | scenarios - CO2 abatement | CO2 | 2035 | 154.0507 | Emissions¦CO2¦Energy
Downscaling[REMIND-MAgPIE 3.2-4.6] | Below 2°C | FRA | Emissions¦CO2¦Energy | Mt CO2/yr | Emissions¦CO2¦Energy | scenarios - CO2 abatement | CO2 | 2040 | 86.3335 | Emissions¦CO2¦Energy
Downscaling[REMIND-MAgPIE 3.2-4.6] | Below 2°C | FRA | Emissions¦CO2¦Energy | Mt CO2/yr | Emissions¦CO2¦Energy | scenarios - CO2 abatement | CO2 | 2045 | 44.622 | Emissions¦CO2¦Energy
Downscaling[REMIND-MAgPIE 3.2-4.6] | Below 2°C | FRA | Emissions¦CO2¦Energy | Mt CO2/yr | Emissions¦CO2¦Energy | scenarios - CO2 abatement | CO2 | 2050 | 19.4116 | Emissions¦CO2¦Energy
Downscaling[REMIND-MAgPIE 3.2-4.6] | Current Policies | FRA | Carbon Sequestration¦CCS | Mt CO2/yr | Carbon Sequestration¦CCS | CCS potential |  | 2020 | 0 | Carbon Sequestration¦CCS
Downscaling[REMIND-MAgPIE 3.2-4.6] | Current Policies | FRA | Carbon Sequestration¦CCS | Mt CO2/yr | Carbon Sequestration¦CCS | CCS potential |  | 2025 | 0.2792 | Carbon Sequestration¦CCS
Downscaling[REMIND-MAgPIE 3.2-4.6] | Current Policies | FRA | Carbon Sequestration¦CCS | Mt CO2/yr | Carbon Sequestration¦CCS | CCS potential |  | 2030 | 0.2975 | Carbon Sequestration¦CCS
Downscaling[REMIND-MAgPIE 3.2-4.6] | Current Policies | FRA | Carbon Sequestration¦CCS | Mt CO2/yr | Carbon Sequestration¦CCS | CCS potential |  | 2035 | 0.3027 | Carbon Sequestration¦CCS
Downscaling[REMIND-MAgPIE 3.2-4.6] | Current Policies | FRA | Carbon Sequestration¦CCS | Mt CO2/yr | Carbon Sequestration¦CCS | CCS potential |  | 2040 | 0.3158 | Carbon Sequestration¦CCS
Downscaling[REMIND-MAgPIE 3.2-4.6] | Current Policies | FRA | Carbon Sequestration¦CCS | Mt CO2/yr | Carbon Sequestration¦CCS | CCS potential |  | 2045 | 0.3336 | Carbon Sequestration¦CCS
Downscaling[REMIND-MAgPIE 3.2-4.6] | Current Policies | FRA | Carbon Sequestration¦CCS | Mt CO2/yr | Carbon Sequestration¦CCS | CCS potential |  | 2050 | 0.3371 | Carbon Sequestration¦CCS
Downscaling[REMIND-MAgPIE 3.2-4.6] | Current Policies | FRA | Final Energy¦Industry¦Electricity | EJ/yr | Final Energy¦Industry¦Electricity | demand_projection | elc_industry | 2020 | 0.4543 | Final Energy¦Industry¦Electricity
Downscaling[REMIND-MAgPIE 3.2-4.6] | Current Policies | FRA | Final Energy¦Industry¦Electricity | EJ/yr | Final Energy¦Industry¦Electricity | demand_projection | elc_industry | 2025 | 0.5289 | Final Energy¦Industry¦Electricity
Downscaling[REMIND-MAgPIE 3.2-4.6] | Current Policies | FRA | Final Energy¦Industry¦Electricity | EJ/yr | Final Energy¦Industry¦Electricity | demand_projection | elc_industry | 2030 | 0.5596 | Final Energy¦Industry¦Electricity
Downscaling[REMIND-MAgPIE 3.2-4.6] | Current Policies | FRA | Final Energy¦Industry¦Electricity | EJ/yr | Final Energy¦Industry¦Electricity | demand_projection | elc_industry | 2035 | 0.5698 | Final Energy¦Industry¦Electricity
Downscaling[REMIND-MAgPIE 3.2-4.6] | Current Policies | FRA | Final Energy¦Industry¦Electricity | EJ/yr | Final Energy¦Industry¦Electricity | demand_projection | elc_industry | 2040 | 0.5754 | Final Energy¦Industry¦Electricity
Downscaling[REMIND-MAgPIE 3.2-4.6] | Current Policies | FRA | Final Energy¦Industry¦Electricity | EJ/yr | Final Energy¦Industry¦Electricity | demand_projection | elc_industry | 2045 | 0.584 | Final Energy¦Industry¦Electricity
Downscaling[REMIND-MAgPIE 3.2-4.6] | Current Policies | FRA | Final Energy¦Industry¦Electricity | EJ/yr | Final Energy¦Industry¦Electricity | demand_projection | elc_industry | 2050 | 0.6022 | Final Energy¦Industry¦Electricity
Downscaling[REMIND-MAgPIE 3.2-4.6] | Current Policies | FRA | Final Energy¦Residential and Commercial¦Electricity | EJ/yr | Final Energy¦Residential and Commercial¦Electricity | demand_projection | elc_buildings | 2020 | 1.0902 | Final Energy¦Residential and Commercial¦Electricity
Downscaling[REMIND-MAgPIE 3.2-4.6] | Current Policies | FRA | Final Energy¦Residential and Commercial¦Electricity | EJ/yr | Final Energy¦Residential and Commercial¦Electricity | demand_projection | elc_buildings | 2025 | 1.2021 | Final Energy¦Residential and Commercial¦Electricity
Downscaling[REMIND-MAgPIE 3.2-4.6] | Current Policies | FRA | Final Energy¦Residential and Commercial¦Electricity | EJ/yr | Final Energy¦Residential and Commercial¦Electricity | demand_projection | elc_buildings | 2030 | 1.2779 | Final Energy¦Residential and Commercial¦Electricity
Downscaling[REMIND-MAgPIE 3.2-4.6] | Current Policies | FRA | Final Energy¦Residential and Commercial¦Electricity | EJ/yr | Final Energy¦Residential and Commercial¦Electricity | demand_projection | elc_buildings | 2035 | 1.311 | Final Energy¦Residential and Commercial¦Electricity
Downscaling[REMIND-MAgPIE 3.2-4.6] | Current Policies | FRA | Final Energy¦Residential and Commercial¦Electricity | EJ/yr | Final Energy¦Residential and Commercial¦Electricity | demand_projection | elc_buildings | 2040 | 1.3003 | Final Energy¦Residential and Commercial¦Electricity
Downscaling[REMIND-MAgPIE 3.2-4.6] | Current Policies | FRA | Final Energy¦Residential and Commercial¦Electricity | EJ/yr | Final Energy¦Residential and Commercial¦Electricity | demand_projection | elc_buildings | 2045 | 1.3026 | Final Energy¦Residential and Commercial¦Electricity
Downscaling[REMIND-MAgPIE 3.2-4.6] | Current Policies | FRA | Final Energy¦Residential and Commercial¦Electricity | EJ/yr | Final Energy¦Residential and Commercial¦Electricity | demand_projection | elc_buildings | 2050 | 1.3367 | Final Energy¦Residential and Commercial¦Electricity
Downscaling[REMIND-MAgPIE 3.2-4.6] | Current Policies | FRA | Final Energy¦Transportation¦Electricity | EJ/yr | Final Energy¦Transportation¦Electricity | demand_projection | elc_transport | 2020 | 0.0548 | Final Energy¦Transportation¦Electricity
Downscaling[REMIND-MAgPIE 3.2-4.6] | Current Policies | FRA | Final Energy¦Transportation¦Electricity | EJ/yr | Final Energy¦Transportation¦Electricity | demand_projection | elc_transport | 2025 | 0.1211 | Final Energy¦Transportation¦Electricity
Downscaling[REMIND-MAgPIE 3.2-4.6] | Current Policies | FRA | Final Energy¦Transportation¦Electricity | EJ/yr | Final Energy¦Transportation¦Electricity | demand_projection | elc_transport | 2030 | 0.2084 | Final Energy¦Transportation¦Electricity
Downscaling[REMIND-MAgPIE 3.2-4.6] | Current Policies | FRA | Final Energy¦Transportation¦Electricity | EJ/yr | Final Energy¦Transportation¦Electricity | demand_projection | elc_transport | 2035 | 0.2901 | Final Energy¦Transportation¦Electricity
Downscaling[REMIND-MAgPIE 3.2-4.6] | Current Policies | FRA | Final Energy¦Transportation¦Electricity | EJ/yr | Final Energy¦Transportation¦Electricity | demand_projection | elc_transport | 2040 | 0.3305 | Final Energy¦Transportation¦Electricity
Downscaling[REMIND-MAgPIE 3.2-4.6] | Current Policies | FRA | Final Energy¦Transportation¦Electricity | EJ/yr | Final Energy¦Transportation¦Electricity | demand_projection | elc_transport | 2045 | 0.3495 | Final Energy¦Transportation¦Electricity
Downscaling[REMIND-MAgPIE 3.2-4.6] | Current Policies | FRA | Final Energy¦Transportation¦Electricity | EJ/yr | Final Energy¦Transportation¦Electricity | demand_projection | elc_transport | 2050 | 0.3653 | Final Energy¦Transportation¦Electricity
Downscaling[REMIND-MAgPIE 3.2-4.6] | Current Policies | FRA | Secondary Energy¦Hydrogen | EJ/yr | Secondary Energy¦Hydrogen | demand_projection | hydrogen_allsect | 2020 | 0.0084 | Secondary Energy¦Hydrogen
Downscaling[REMIND-MAgPIE 3.2-4.6] | Current Policies | FRA | Secondary Energy¦Hydrogen | EJ/yr | Secondary Energy¦Hydrogen | demand_projection | hydrogen_allsect | 2025 | 0.0393 | Secondary Energy¦Hydrogen
Downscaling[REMIND-MAgPIE 3.2-4.6] | Current Policies | FRA | Secondary Energy¦Hydrogen | EJ/yr | Secondary Energy¦Hydrogen | demand_projection | hydrogen_allsect | 2030 | 0.0714 | Secondary Energy¦Hydrogen
Downscaling[REMIND-MAgPIE 3.2-4.6] | Current Policies | FRA | Secondary Energy¦Hydrogen | EJ/yr | Secondary Energy¦Hydrogen | demand_projection | hydrogen_allsect | 2035 | 0.0873 | Secondary Energy¦Hydrogen
Downscaling[REMIND-MAgPIE 3.2-4.6] | Current Policies | FRA | Secondary Energy¦Hydrogen | EJ/yr | Secondary Energy¦Hydrogen | demand_projection | hydrogen_allsect | 2040 | 0.0905 | Secondary Energy¦Hydrogen
Downscaling[REMIND-MAgPIE 3.2-4.6] | Current Policies | FRA | Secondary Energy¦Hydrogen | EJ/yr | Secondary Energy¦Hydrogen | demand_projection | hydrogen_allsect | 2045 | 0.0968 | Secondary Energy¦Hydrogen
Downscaling[REMIND-MAgPIE 3.2-4.6] | Current Policies | FRA | Secondary Energy¦Hydrogen | EJ/yr | Secondary Energy¦Hydrogen | demand_projection | hydrogen_allsect | 2050 | 0.1222 | Secondary Energy¦Hydrogen
Downscaling[REMIND-MAgPIE 3.2-4.6] | Current Policies | FRA | Secondary Energy¦Electricity¦Coal | EJ/yr | Secondary Energy¦Electricity¦Coal | elec_co2 |  | 2020 | 0.0323 | Secondary Energy¦Electricity¦Coal | 94
Downscaling[REMIND-MAgPIE 3.2-4.6] | Current Policies | FRA | Secondary Energy¦Electricity¦Coal | EJ/yr | Secondary Energy¦Electricity¦Coal | elec_co2 |  | 2025 | 0.0086 | Secondary Energy¦Electricity¦Coal | 94
Downscaling[REMIND-MAgPIE 3.2-4.6] | Current Policies | FRA | Secondary Energy¦Electricity¦Coal | EJ/yr | Secondary Energy¦Electricity¦Coal | elec_co2 |  | 2030 | 0.0025 | Secondary Energy¦Electricity¦Coal | 94
Downscaling[REMIND-MAgPIE 3.2-4.6] | Current Policies | FRA | Secondary Energy¦Electricity¦Coal | EJ/yr | Secondary Energy¦Electricity¦Coal | elec_co2 |  | 2035 | 0.0022 | Secondary Energy¦Electricity¦Coal | 94
Downscaling[REMIND-MAgPIE 3.2-4.6] | Current Policies | FRA | Secondary Energy¦Electricity¦Coal | EJ/yr | Secondary Energy¦Electricity¦Coal | elec_co2 |  | 2040 | 0.0014 | Secondary Energy¦Electricity¦Coal | 94
Downscaling[REMIND-MAgPIE 3.2-4.6] | Current Policies | FRA | Secondary Energy¦Electricity¦Coal | EJ/yr | Secondary Energy¦Electricity¦Coal | elec_co2 |  | 2045 | 0.0001 | Secondary Energy¦Electricity¦Coal | 94
Downscaling[REMIND-MAgPIE 3.2-4.6] | Current Policies | FRA | Secondary Energy¦Electricity¦Coal | EJ/yr | Secondary Energy¦Electricity¦Coal | elec_co2 |  | 2050 | 0 | Secondary Energy¦Electricity¦Coal | 94
Downscaling[REMIND-MAgPIE 3.2-4.6] | Current Policies | FRA | Secondary Energy¦Electricity¦Gas | EJ/yr | Secondary Energy¦Electricity¦Gas | elec_co2 |  | 2020 | 0.1741 | Secondary Energy¦Electricity¦Gas | 55
Downscaling[REMIND-MAgPIE 3.2-4.6] | Current Policies | FRA | Secondary Energy¦Electricity¦Gas | EJ/yr | Secondary Energy¦Electricity¦Gas | elec_co2 |  | 2025 | 0.2002 | Secondary Energy¦Electricity¦Gas | 55
Downscaling[REMIND-MAgPIE 3.2-4.6] | Current Policies | FRA | Secondary Energy¦Electricity¦Gas | EJ/yr | Secondary Energy¦Electricity¦Gas | elec_co2 |  | 2030 | 0.1819 | Secondary Energy¦Electricity¦Gas | 55
Downscaling[REMIND-MAgPIE 3.2-4.6] | Current Policies | FRA | Secondary Energy¦Electricity¦Gas | EJ/yr | Secondary Energy¦Electricity¦Gas | elec_co2 |  | 2035 | 0.1243 | Secondary Energy¦Electricity¦Gas | 55
Downscaling[REMIND-MAgPIE 3.2-4.6] | Current Policies | FRA | Secondary Energy¦Electricity¦Gas | EJ/yr | Secondary Energy¦Electricity¦Gas | elec_co2 |  | 2040 | 0.0814 | Secondary Energy¦Electricity¦Gas | 55
Downscaling[REMIND-MAgPIE 3.2-4.6] | Current Policies | FRA | Secondary Energy¦Electricity¦Gas | EJ/yr | Secondary Energy¦Electricity¦Gas | elec_co2 |  | 2045 | 0.0181 | Secondary Energy¦Electricity¦Gas | 55
Downscaling[REMIND-MAgPIE 3.2-4.6] | Current Policies | FRA | Secondary Energy¦Electricity¦Gas | EJ/yr | Secondary Energy¦Electricity¦Gas | elec_co2 |  | 2050 | 0.0208 | Secondary Energy¦Electricity¦Gas | 55
Downscaling[REMIND-MAgPIE 3.2-4.6] | Current Policies | FRA | Secondary Energy¦Electricity¦Oil | EJ/yr | Secondary Energy¦Electricity¦Oil | elec_co2 |  | 2020 | 0.0141 | Secondary Energy¦Electricity¦Oil | 70
Downscaling[REMIND-MAgPIE 3.2-4.6] | Current Policies | FRA | Secondary Energy¦Electricity¦Oil | EJ/yr | Secondary Energy¦Electricity¦Oil | elec_co2 |  | 2025 | 0.0052 | Secondary Energy¦Electricity¦Oil | 70
Downscaling[REMIND-MAgPIE 3.2-4.6] | Current Policies | FRA | Secondary Energy¦Electricity¦Oil | EJ/yr | Secondary Energy¦Electricity¦Oil | elec_co2 |  | 2030 | 0.0004 | Secondary Energy¦Electricity¦Oil | 70
Downscaling[REMIND-MAgPIE 3.2-4.6] | Current Policies | FRA | Secondary Energy¦Electricity¦Oil | EJ/yr | Secondary Energy¦Electricity¦Oil | elec_co2 |  | 2035 | 0 | Secondary Energy¦Electricity¦Oil | 70
Downscaling[REMIND-MAgPIE 3.2-4.6] | Current Policies | FRA | Secondary Energy¦Electricity¦Oil | EJ/yr | Secondary Energy¦Electricity¦Oil | elec_co2 |  | 2040 | 0 | Secondary Energy¦Electricity¦Oil | 70
Downscaling[REMIND-MAgPIE 3.2-4.6] | Current Policies | FRA | Secondary Energy¦Electricity¦Oil | EJ/yr | Secondary Energy¦Electricity¦Oil | elec_co2 |  | 2045 | 0 | Secondary Energy¦Electricity¦Oil | 70
Downscaling[REMIND-MAgPIE 3.2-4.6] | Current Policies | FRA | Secondary Energy¦Electricity¦Oil | EJ/yr | Secondary Energy¦Electricity¦Oil | elec_co2 |  | 2050 | 0 | Secondary Energy¦Electricity¦Oil | 70
Downscaling[REMIND-MAgPIE 3.2-4.6] | Current Policies | FRA | Price¦Primary Energy¦Biomass | US$2010/GJ | Price¦Primary Energy¦Biomass | fuel_supply | bioenergy | 2020 | 5.3799 | Price¦Primary Energy¦Biomass
Downscaling[REMIND-MAgPIE 3.2-4.6] | Current Policies | FRA | Price¦Primary Energy¦Biomass | US$2010/GJ | Price¦Primary Energy¦Biomass | fuel_supply | bioenergy | 2025 | 5.8161 | Price¦Primary Energy¦Biomass
Downscaling[REMIND-MAgPIE 3.2-4.6] | Current Policies | FRA | Price¦Primary Energy¦Biomass | US$2010/GJ | Price¦Primary Energy¦Biomass | fuel_supply | bioenergy | 2030 | 5.6891 | Price¦Primary Energy¦Biomass
Downscaling[REMIND-MAgPIE 3.2-4.6] | Current Policies | FRA | Price¦Primary Energy¦Biomass | US$2010/GJ | Price¦Primary Energy¦Biomass | fuel_supply | bioenergy | 2035 | 4.5887 | Price¦Primary Energy¦Biomass
Downscaling[REMIND-MAgPIE 3.2-4.6] | Current Policies | FRA | Price¦Primary Energy¦Biomass | US$2010/GJ | Price¦Primary Energy¦Biomass | fuel_supply | bioenergy | 2040 | 2.1857 | Price¦Primary Energy¦Biomass
Downscaling[REMIND-MAgPIE 3.2-4.6] | Current Policies | FRA | Price¦Primary Energy¦Biomass | US$2010/GJ | Price¦Primary Energy¦Biomass | fuel_supply | bioenergy | 2045 | 2.3002 | Price¦Primary Energy¦Biomass
Downscaling[REMIND-MAgPIE 3.2-4.6] | Current Policies | FRA | Price¦Primary Energy¦Biomass | US$2010/GJ | Price¦Primary Energy¦Biomass | fuel_supply | bioenergy | 2050 | 3.6 | Price¦Primary Energy¦Biomass
Downscaling[REMIND-MAgPIE 3.2-4.6] | Current Policies | FRA | Price¦Primary Energy¦Coal | US$2010/GJ | Price¦Primary Energy¦Coal | fuel_supply | coal | 2020 | 2.0344 | Price¦Primary Energy¦Coal
Downscaling[REMIND-MAgPIE 3.2-4.6] | Current Policies | FRA | Price¦Primary Energy¦Coal | US$2010/GJ | Price¦Primary Energy¦Coal | fuel_supply | coal | 2025 | 2.2228 | Price¦Primary Energy¦Coal
Downscaling[REMIND-MAgPIE 3.2-4.6] | Current Policies | FRA | Price¦Primary Energy¦Coal | US$2010/GJ | Price¦Primary Energy¦Coal | fuel_supply | coal | 2030 | 2.2627 | Price¦Primary Energy¦Coal
Downscaling[REMIND-MAgPIE 3.2-4.6] | Current Policies | FRA | Price¦Primary Energy¦Coal | US$2010/GJ | Price¦Primary Energy¦Coal | fuel_supply | coal | 2035 | 2.307 | Price¦Primary Energy¦Coal
Downscaling[REMIND-MAgPIE 3.2-4.6] | Current Policies | FRA | Price¦Primary Energy¦Coal | US$2010/GJ | Price¦Primary Energy¦Coal | fuel_supply | coal | 2040 | 2.3841 | Price¦Primary Energy¦Coal
Downscaling[REMIND-MAgPIE 3.2-4.6] | Current Policies | FRA | Price¦Primary Energy¦Coal | US$2010/GJ | Price¦Primary Energy¦Coal | fuel_supply | coal | 2045 | 2.4996 | Price¦Primary Energy¦Coal
Downscaling[REMIND-MAgPIE 3.2-4.6] | Current Policies | FRA | Price¦Primary Energy¦Coal | US$2010/GJ | Price¦Primary Energy¦Coal | fuel_supply | coal | 2050 | 2.7928 | Price¦Primary Energy¦Coal
Downscaling[REMIND-MAgPIE 3.2-4.6] | Current Policies | FRA | Price¦Primary Energy¦Gas | US$2010/GJ | Price¦Primary Energy¦Gas | fuel_supply | gas | 2020 | 3.9711 | Price¦Primary Energy¦Gas
Downscaling[REMIND-MAgPIE 3.2-4.6] | Current Policies | FRA | Price¦Primary Energy¦Gas | US$2010/GJ | Price¦Primary Energy¦Gas | fuel_supply | gas | 2025 | 4.6647 | Price¦Primary Energy¦Gas
Downscaling[REMIND-MAgPIE 3.2-4.6] | Current Policies | FRA | Price¦Primary Energy¦Gas | US$2010/GJ | Price¦Primary Energy¦Gas | fuel_supply | gas | 2030 | 4.6303 | Price¦Primary Energy¦Gas
Downscaling[REMIND-MAgPIE 3.2-4.6] | Current Policies | FRA | Price¦Primary Energy¦Gas | US$2010/GJ | Price¦Primary Energy¦Gas | fuel_supply | gas | 2035 | 5.0297 | Price¦Primary Energy¦Gas
Downscaling[REMIND-MAgPIE 3.2-4.6] | Current Policies | FRA | Price¦Primary Energy¦Gas | US$2010/GJ | Price¦Primary Energy¦Gas | fuel_supply | gas | 2040 | 5.2841 | Price¦Primary Energy¦Gas
Downscaling[REMIND-MAgPIE 3.2-4.6] | Current Policies | FRA | Price¦Primary Energy¦Gas | US$2010/GJ | Price¦Primary Energy¦Gas | fuel_supply | gas | 2045 | 5.5602 | Price¦Primary Energy¦Gas
Downscaling[REMIND-MAgPIE 3.2-4.6] | Current Policies | FRA | Price¦Primary Energy¦Gas | US$2010/GJ | Price¦Primary Energy¦Gas | fuel_supply | gas | 2050 | 5.7592 | Price¦Primary Energy¦Gas
Downscaling[REMIND-MAgPIE 3.2-4.6] | Current Policies | FRA | Price¦Secondary Energy¦Liquids¦Oil | US$2010/GJ | Price¦Secondary Energy¦Liquids¦Oil | fuel_supply | oil | 2020 | 82.2847 | Price¦Secondary Energy¦Liquids¦Oil
Downscaling[REMIND-MAgPIE 3.2-4.6] | Current Policies | FRA | Price¦Secondary Energy¦Liquids¦Oil | US$2010/GJ | Price¦Secondary Energy¦Liquids¦Oil | fuel_supply | oil | 2025 | 95.6926 | Price¦Secondary Energy¦Liquids¦Oil
Downscaling[REMIND-MAgPIE 3.2-4.6] | Current Policies | FRA | Price¦Secondary Energy¦Liquids¦Oil | US$2010/GJ | Price¦Secondary Energy¦Liquids¦Oil | fuel_supply | oil | 2030 | 86.6304 | Price¦Secondary Energy¦Liquids¦Oil
Downscaling[REMIND-MAgPIE 3.2-4.6] | Current Policies | FRA | Price¦Secondary Energy¦Liquids¦Oil | US$2010/GJ | Price¦Secondary Energy¦Liquids¦Oil | fuel_supply | oil | 2035 | 88.9428 | Price¦Secondary Energy¦Liquids¦Oil
Downscaling[REMIND-MAgPIE 3.2-4.6] | Current Policies | FRA | Price¦Secondary Energy¦Liquids¦Oil | US$2010/GJ | Price¦Secondary Energy¦Liquids¦Oil | fuel_supply | oil | 2040 | 99.4683 | Price¦Secondary Energy¦Liquids¦Oil
Downscaling[REMIND-MAgPIE 3.2-4.6] | Current Policies | FRA | Price¦Secondary Energy¦Liquids¦Oil | US$2010/GJ | Price¦Secondary Energy¦Liquids¦Oil | fuel_supply | oil | 2045 | 111.0288 | Price¦Secondary Energy¦Liquids¦Oil
Downscaling[REMIND-MAgPIE 3.2-4.6] | Current Policies | FRA | Price¦Secondary Energy¦Liquids¦Oil | US$2010/GJ | Price¦Secondary Energy¦Liquids¦Oil | fuel_supply | oil | 2050 | 120.4307 | Price¦Secondary Energy¦Liquids¦Oil
Downscaling[REMIND-MAgPIE 3.2-4.6] | Current Policies | FRA | Emissions¦CO2 | Mt CO2/yr | Emissions¦CO2 | scenarios - CO2 abatement | CO2 | 2020 | 241.23 | Emissions¦CO2
Downscaling[REMIND-MAgPIE 3.2-4.6] | Current Policies | FRA | Emissions¦CO2 | Mt CO2/yr | Emissions¦CO2 | scenarios - CO2 abatement | CO2 | 2025 | 236.63 | Emissions¦CO2
Downscaling[REMIND-MAgPIE 3.2-4.6] | Current Policies | FRA | Emissions¦CO2 | Mt CO2/yr | Emissions¦CO2 | scenarios - CO2 abatement | CO2 | 2030 | 211.7515 | Emissions¦CO2
Downscaling[REMIND-MAgPIE 3.2-4.6] | Current Policies | FRA | Emissions¦CO2 | Mt CO2/yr | Emissions¦CO2 | scenarios - CO2 abatement | CO2 | 2035 | 171.1082 | Emissions¦CO2
Downscaling[REMIND-MAgPIE 3.2-4.6] | Current Policies | FRA | Emissions¦CO2 | Mt CO2/yr | Emissions¦CO2 | scenarios - CO2 abatement | CO2 | 2040 | 137.3704 | Emissions¦CO2
Downscaling[REMIND-MAgPIE 3.2-4.6] | Current Policies | FRA | Emissions¦CO2 | Mt CO2/yr | Emissions¦CO2 | scenarios - CO2 abatement | CO2 | 2045 | 109.8865 | Emissions¦CO2
Downscaling[REMIND-MAgPIE 3.2-4.6] | Current Policies | FRA | Emissions¦CO2 | Mt CO2/yr | Emissions¦CO2 | scenarios - CO2 abatement | CO2 | 2050 | 94.9591 | Emissions¦CO2
Downscaling[REMIND-MAgPIE 3.2-4.6] | Current Policies | FRA | Emissions¦CO2¦Energy | Mt CO2/yr | Emissions¦CO2¦Energy | scenarios - CO2 abatement | CO2 | 2020 | 300.2509 | Emissions¦CO2¦Energy
Downscaling[REMIND-MAgPIE 3.2-4.6] | Current Policies | FRA | Emissions¦CO2¦Energy | Mt CO2/yr | Emissions¦CO2¦Energy | scenarios - CO2 abatement | CO2 | 2025 | 269.5463 | Emissions¦CO2¦Energy
Downscaling[REMIND-MAgPIE 3.2-4.6] | Current Policies | FRA | Emissions¦CO2¦Energy | Mt CO2/yr | Emissions¦CO2¦Energy | scenarios - CO2 abatement | CO2 | 2030 | 250.871 | Emissions¦CO2¦Energy
Downscaling[REMIND-MAgPIE 3.2-4.6] | Current Policies | FRA | Emissions¦CO2¦Energy | Mt CO2/yr | Emissions¦CO2¦Energy | scenarios - CO2 abatement | CO2 | 2035 | 214.1438 | Emissions¦CO2¦Energy
Downscaling[REMIND-MAgPIE 3.2-4.6] | Current Policies | FRA | Emissions¦CO2¦Energy | Mt CO2/yr | Emissions¦CO2¦Energy | scenarios - CO2 abatement | CO2 | 2040 | 184.7499 | Emissions¦CO2¦Energy
Downscaling[REMIND-MAgPIE 3.2-4.6] | Current Policies | FRA | Emissions¦CO2¦Energy | Mt CO2/yr | Emissions¦CO2¦Energy | scenarios - CO2 abatement | CO2 | 2045 | 161.3556 | Emissions¦CO2¦Energy
Downscaling[REMIND-MAgPIE 3.2-4.6] | Current Policies | FRA | Emissions¦CO2¦Energy | Mt CO2/yr | Emissions¦CO2¦Energy | scenarios - CO2 abatement | CO2 | 2050 | 150.4171 | Emissions¦CO2¦Energy
Downscaling[REMIND-MAgPIE 3.2-4.6] | Delayed transition | FRA | Carbon Sequestration¦CCS | Mt CO2/yr | Carbon Sequestration¦CCS | CCS potential |  | 2020 | 0 | Carbon Sequestration¦CCS
Downscaling[REMIND-MAgPIE 3.2-4.6] | Delayed transition | FRA | Carbon Sequestration¦CCS | Mt CO2/yr | Carbon Sequestration¦CCS | CCS potential |  | 2025 | 0.2786 | Carbon Sequestration¦CCS
Downscaling[REMIND-MAgPIE 3.2-4.6] | Delayed transition | FRA | Carbon Sequestration¦CCS | Mt CO2/yr | Carbon Sequestration¦CCS | CCS potential |  | 2030 | 0.2965 | Carbon Sequestration¦CCS
Downscaling[REMIND-MAgPIE 3.2-4.6] | Delayed transition | FRA | Carbon Sequestration¦CCS | Mt CO2/yr | Carbon Sequestration¦CCS | CCS potential |  | 2035 | 1.3026 | Carbon Sequestration¦CCS
Downscaling[REMIND-MAgPIE 3.2-4.6] | Delayed transition | FRA | Carbon Sequestration¦CCS | Mt CO2/yr | Carbon Sequestration¦CCS | CCS potential |  | 2040 | 18.1286 | Carbon Sequestration¦CCS
Downscaling[REMIND-MAgPIE 3.2-4.6] | Delayed transition | FRA | Carbon Sequestration¦CCS | Mt CO2/yr | Carbon Sequestration¦CCS | CCS potential |  | 2045 | 50.0182 | Carbon Sequestration¦CCS
Downscaling[REMIND-MAgPIE 3.2-4.6] | Delayed transition | FRA | Carbon Sequestration¦CCS | Mt CO2/yr | Carbon Sequestration¦CCS | CCS potential |  | 2050 | 63.2264 | Carbon Sequestration¦CCS
Downscaling[REMIND-MAgPIE 3.2-4.6] | Delayed transition | FRA | Final Energy¦Industry¦Electricity | EJ/yr | Final Energy¦Industry¦Electricity | demand_projection | elc_industry | 2020 | 0.453 | Final Energy¦Industry¦Electricity
Downscaling[REMIND-MAgPIE 3.2-4.6] | Delayed transition | FRA | Final Energy¦Industry¦Electricity | EJ/yr | Final Energy¦Industry¦Electricity | demand_projection | elc_industry | 2025 | 0.528 | Final Energy¦Industry¦Electricity
Downscaling[REMIND-MAgPIE 3.2-4.6] | Delayed transition | FRA | Final Energy¦Industry¦Electricity | EJ/yr | Final Energy¦Industry¦Electricity | demand_projection | elc_industry | 2030 | 0.5585 | Final Energy¦Industry¦Electricity
Downscaling[REMIND-MAgPIE 3.2-4.6] | Delayed transition | FRA | Final Energy¦Industry¦Electricity | EJ/yr | Final Energy¦Industry¦Electricity | demand_projection | elc_industry | 2035 | 0.5936 | Final Energy¦Industry¦Electricity
Downscaling[REMIND-MAgPIE 3.2-4.6] | Delayed transition | FRA | Final Energy¦Industry¦Electricity | EJ/yr | Final Energy¦Industry¦Electricity | demand_projection | elc_industry | 2040 | 0.6572 | Final Energy¦Industry¦Electricity
Downscaling[REMIND-MAgPIE 3.2-4.6] | Delayed transition | FRA | Final Energy¦Industry¦Electricity | EJ/yr | Final Energy¦Industry¦Electricity | demand_projection | elc_industry | 2045 | 0.655 | Final Energy¦Industry¦Electricity
Downscaling[REMIND-MAgPIE 3.2-4.6] | Delayed transition | FRA | Final Energy¦Industry¦Electricity | EJ/yr | Final Energy¦Industry¦Electricity | demand_projection | elc_industry | 2050 | 0.6377 | Final Energy¦Industry¦Electricity
Downscaling[REMIND-MAgPIE 3.2-4.6] | Delayed transition | FRA | Final Energy¦Residential and Commercial¦Electricity | EJ/yr | Final Energy¦Residential and Commercial¦Electricity | demand_projection | elc_buildings | 2020 | 1.095 | Final Energy¦Residential and Commercial¦Electricity
Downscaling[REMIND-MAgPIE 3.2-4.6] | Delayed transition | FRA | Final Energy¦Residential and Commercial¦Electricity | EJ/yr | Final Energy¦Residential and Commercial¦Electricity | demand_projection | elc_buildings | 2025 | 1.2109 | Final Energy¦Residential and Commercial¦Electricity
Downscaling[REMIND-MAgPIE 3.2-4.6] | Delayed transition | FRA | Final Energy¦Residential and Commercial¦Electricity | EJ/yr | Final Energy¦Residential and Commercial¦Electricity | demand_projection | elc_buildings | 2030 | 1.2901 | Final Energy¦Residential and Commercial¦Electricity
Downscaling[REMIND-MAgPIE 3.2-4.6] | Delayed transition | FRA | Final Energy¦Residential and Commercial¦Electricity | EJ/yr | Final Energy¦Residential and Commercial¦Electricity | demand_projection | elc_buildings | 2035 | 1.3489 | Final Energy¦Residential and Commercial¦Electricity
Downscaling[REMIND-MAgPIE 3.2-4.6] | Delayed transition | FRA | Final Energy¦Residential and Commercial¦Electricity | EJ/yr | Final Energy¦Residential and Commercial¦Electricity | demand_projection | elc_buildings | 2040 | 1.3939 | Final Energy¦Residential and Commercial¦Electricity
Downscaling[REMIND-MAgPIE 3.2-4.6] | Delayed transition | FRA | Final Energy¦Residential and Commercial¦Electricity | EJ/yr | Final Energy¦Residential and Commercial¦Electricity | demand_projection | elc_buildings | 2045 | 1.5501 | Final Energy¦Residential and Commercial¦Electricity
Downscaling[REMIND-MAgPIE 3.2-4.6] | Delayed transition | FRA | Final Energy¦Residential and Commercial¦Electricity | EJ/yr | Final Energy¦Residential and Commercial¦Electricity | demand_projection | elc_buildings | 2050 | 1.5391 | Final Energy¦Residential and Commercial¦Electricity
Downscaling[REMIND-MAgPIE 3.2-4.6] | Delayed transition | FRA | Final Energy¦Transportation¦Electricity | EJ/yr | Final Energy¦Transportation¦Electricity | demand_projection | elc_transport | 2020 | 0.055 | Final Energy¦Transportation¦Electricity
Downscaling[REMIND-MAgPIE 3.2-4.6] | Delayed transition | FRA | Final Energy¦Transportation¦Electricity | EJ/yr | Final Energy¦Transportation¦Electricity | demand_projection | elc_transport | 2025 | 0.1216 | Final Energy¦Transportation¦Electricity
Downscaling[REMIND-MAgPIE 3.2-4.6] | Delayed transition | FRA | Final Energy¦Transportation¦Electricity | EJ/yr | Final Energy¦Transportation¦Electricity | demand_projection | elc_transport | 2030 | 0.2091 | Final Energy¦Transportation¦Electricity
Downscaling[REMIND-MAgPIE 3.2-4.6] | Delayed transition | FRA | Final Energy¦Transportation¦Electricity | EJ/yr | Final Energy¦Transportation¦Electricity | demand_projection | elc_transport | 2035 | 0.3033 | Final Energy¦Transportation¦Electricity
Downscaling[REMIND-MAgPIE 3.2-4.6] | Delayed transition | FRA | Final Energy¦Transportation¦Electricity | EJ/yr | Final Energy¦Transportation¦Electricity | demand_projection | elc_transport | 2040 | 0.353 | Final Energy¦Transportation¦Electricity
Downscaling[REMIND-MAgPIE 3.2-4.6] | Delayed transition | FRA | Final Energy¦Transportation¦Electricity | EJ/yr | Final Energy¦Transportation¦Electricity | demand_projection | elc_transport | 2045 | 0.3575 | Final Energy¦Transportation¦Electricity
Downscaling[REMIND-MAgPIE 3.2-4.6] | Delayed transition | FRA | Final Energy¦Transportation¦Electricity | EJ/yr | Final Energy¦Transportation¦Electricity | demand_projection | elc_transport | 2050 | 0.3808 | Final Energy¦Transportation¦Electricity
Downscaling[REMIND-MAgPIE 3.2-4.6] | Delayed transition | FRA | Secondary Energy¦Hydrogen | EJ/yr | Secondary Energy¦Hydrogen | demand_projection | hydrogen_allsect | 2020 | 0.0084 | Secondary Energy¦Hydrogen
Downscaling[REMIND-MAgPIE 3.2-4.6] | Delayed transition | FRA | Secondary Energy¦Hydrogen | EJ/yr | Secondary Energy¦Hydrogen | demand_projection | hydrogen_allsect | 2025 | 0.0393 | Secondary Energy¦Hydrogen
Downscaling[REMIND-MAgPIE 3.2-4.6] | Delayed transition | FRA | Secondary Energy¦Hydrogen | EJ/yr | Secondary Energy¦Hydrogen | demand_projection | hydrogen_allsect | 2030 | 0.0714 | Secondary Energy¦Hydrogen
Downscaling[REMIND-MAgPIE 3.2-4.6] | Delayed transition | FRA | Secondary Energy¦Hydrogen | EJ/yr | Secondary Energy¦Hydrogen | demand_projection | hydrogen_allsect | 2035 | 0.0877 | Secondary Energy¦Hydrogen
Downscaling[REMIND-MAgPIE 3.2-4.6] | Delayed transition | FRA | Secondary Energy¦Hydrogen | EJ/yr | Secondary Energy¦Hydrogen | demand_projection | hydrogen_allsect | 2040 | 0.1242 | Secondary Energy¦Hydrogen
Downscaling[REMIND-MAgPIE 3.2-4.6] | Delayed transition | FRA | Secondary Energy¦Hydrogen | EJ/yr | Secondary Energy¦Hydrogen | demand_projection | hydrogen_allsect | 2045 | 0.2491 | Secondary Energy¦Hydrogen
Downscaling[REMIND-MAgPIE 3.2-4.6] | Delayed transition | FRA | Secondary Energy¦Hydrogen | EJ/yr | Secondary Energy¦Hydrogen | demand_projection | hydrogen_allsect | 2050 | 0.3913 | Secondary Energy¦Hydrogen
Downscaling[REMIND-MAgPIE 3.2-4.6] | Delayed transition | FRA | Secondary Energy¦Electricity¦Coal | EJ/yr | Secondary Energy¦Electricity¦Coal | elec_co2 |  | 2020 | 0.0317 | Secondary Energy¦Electricity¦Coal | 94
Downscaling[REMIND-MAgPIE 3.2-4.6] | Delayed transition | FRA | Secondary Energy¦Electricity¦Coal | EJ/yr | Secondary Energy¦Electricity¦Coal | elec_co2 |  | 2025 | 0.0081 | Secondary Energy¦Electricity¦Coal | 94
Downscaling[REMIND-MAgPIE 3.2-4.6] | Delayed transition | FRA | Secondary Energy¦Electricity¦Coal | EJ/yr | Secondary Energy¦Electricity¦Coal | elec_co2 |  | 2030 | 0.0022 | Secondary Energy¦Electricity¦Coal | 94
Downscaling[REMIND-MAgPIE 3.2-4.6] | Delayed transition | FRA | Secondary Energy¦Electricity¦Coal | EJ/yr | Secondary Energy¦Electricity¦Coal | elec_co2 |  | 2035 | 0.0008 | Secondary Energy¦Electricity¦Coal | 94
Downscaling[REMIND-MAgPIE 3.2-4.6] | Delayed transition | FRA | Secondary Energy¦Electricity¦Coal | EJ/yr | Secondary Energy¦Electricity¦Coal | elec_co2 |  | 2040 | 0 | Secondary Energy¦Electricity¦Coal | 94
Downscaling[REMIND-MAgPIE 3.2-4.6] | Delayed transition | FRA | Secondary Energy¦Electricity¦Coal | EJ/yr | Secondary Energy¦Electricity¦Coal | elec_co2 |  | 2045 | 0 | Secondary Energy¦Electricity¦Coal | 94
Downscaling[REMIND-MAgPIE 3.2-4.6] | Delayed transition | FRA | Secondary Energy¦Electricity¦Coal | EJ/yr | Secondary Energy¦Electricity¦Coal | elec_co2 |  | 2050 | 0 | Secondary Energy¦Electricity¦Coal | 94
Downscaling[REMIND-MAgPIE 3.2-4.6] | Delayed transition | FRA | Secondary Energy¦Electricity¦Gas | EJ/yr | Secondary Energy¦Electricity¦Gas | elec_co2 |  | 2020 | 0.173 | Secondary Energy¦Electricity¦Gas | 55
Downscaling[REMIND-MAgPIE 3.2-4.6] | Delayed transition | FRA | Secondary Energy¦Electricity¦Gas | EJ/yr | Secondary Energy¦Electricity¦Gas | elec_co2 |  | 2025 | 0.1981 | Secondary Energy¦Electricity¦Gas | 55
Downscaling[REMIND-MAgPIE 3.2-4.6] | Delayed transition | FRA | Secondary Energy¦Electricity¦Gas | EJ/yr | Secondary Energy¦Electricity¦Gas | elec_co2 |  | 2030 | 0.18 | Secondary Energy¦Electricity¦Gas | 55
Downscaling[REMIND-MAgPIE 3.2-4.6] | Delayed transition | FRA | Secondary Energy¦Electricity¦Gas | EJ/yr | Secondary Energy¦Electricity¦Gas | elec_co2 |  | 2035 | 0.1098 | Secondary Energy¦Electricity¦Gas | 55
Downscaling[REMIND-MAgPIE 3.2-4.6] | Delayed transition | FRA | Secondary Energy¦Electricity¦Gas | EJ/yr | Secondary Energy¦Electricity¦Gas | elec_co2 |  | 2040 | 0.0087 | Secondary Energy¦Electricity¦Gas | 55
Downscaling[REMIND-MAgPIE 3.2-4.6] | Delayed transition | FRA | Secondary Energy¦Electricity¦Gas | EJ/yr | Secondary Energy¦Electricity¦Gas | elec_co2 |  | 2045 | 0.0061 | Secondary Energy¦Electricity¦Gas | 55
Downscaling[REMIND-MAgPIE 3.2-4.6] | Delayed transition | FRA | Secondary Energy¦Electricity¦Gas | EJ/yr | Secondary Energy¦Electricity¦Gas | elec_co2 |  | 2050 | 0.0027 | Secondary Energy¦Electricity¦Gas | 55
Downscaling[REMIND-MAgPIE 3.2-4.6] | Delayed transition | FRA | Secondary Energy¦Electricity¦Oil | EJ/yr | Secondary Energy¦Electricity¦Oil | elec_co2 |  | 2020 | 0.0141 | Secondary Energy¦Electricity¦Oil | 70
Downscaling[REMIND-MAgPIE 3.2-4.6] | Delayed transition | FRA | Secondary Energy¦Electricity¦Oil | EJ/yr | Secondary Energy¦Electricity¦Oil | elec_co2 |  | 2025 | 0.0052 | Secondary Energy¦Electricity¦Oil | 70
Downscaling[REMIND-MAgPIE 3.2-4.6] | Delayed transition | FRA | Secondary Energy¦Electricity¦Oil | EJ/yr | Secondary Energy¦Electricity¦Oil | elec_co2 |  | 2030 | 0.0003 | Secondary Energy¦Electricity¦Oil | 70
Downscaling[REMIND-MAgPIE 3.2-4.6] | Delayed transition | FRA | Secondary Energy¦Electricity¦Oil | EJ/yr | Secondary Energy¦Electricity¦Oil | elec_co2 |  | 2035 | 0 | Secondary Energy¦Electricity¦Oil | 70
Downscaling[REMIND-MAgPIE 3.2-4.6] | Delayed transition | FRA | Secondary Energy¦Electricity¦Oil | EJ/yr | Secondary Energy¦Electricity¦Oil | elec_co2 |  | 2040 | 0 | Secondary Energy¦Electricity¦Oil | 70
Downscaling[REMIND-MAgPIE 3.2-4.6] | Delayed transition | FRA | Secondary Energy¦Electricity¦Oil | EJ/yr | Secondary Energy¦Electricity¦Oil | elec_co2 |  | 2045 | 0 | Secondary Energy¦Electricity¦Oil | 70
Downscaling[REMIND-MAgPIE 3.2-4.6] | Delayed transition | FRA | Secondary Energy¦Electricity¦Oil | EJ/yr | Secondary Energy¦Electricity¦Oil | elec_co2 |  | 2050 | 0 | Secondary Energy¦Electricity¦Oil | 70
Downscaling[REMIND-MAgPIE 3.2-4.6] | Delayed transition | FRA | Price¦Primary Energy¦Biomass | US$2010/GJ | Price¦Primary Energy¦Biomass | fuel_supply | bioenergy | 2020 | 5.3799 | Price¦Primary Energy¦Biomass
Downscaling[REMIND-MAgPIE 3.2-4.6] | Delayed transition | FRA | Price¦Primary Energy¦Biomass | US$2010/GJ | Price¦Primary Energy¦Biomass | fuel_supply | bioenergy | 2025 | 5.8161 | Price¦Primary Energy¦Biomass
Downscaling[REMIND-MAgPIE 3.2-4.6] | Delayed transition | FRA | Price¦Primary Energy¦Biomass | US$2010/GJ | Price¦Primary Energy¦Biomass | fuel_supply | bioenergy | 2030 | 5.6891 | Price¦Primary Energy¦Biomass
Downscaling[REMIND-MAgPIE 3.2-4.6] | Delayed transition | FRA | Price¦Primary Energy¦Biomass | US$2010/GJ | Price¦Primary Energy¦Biomass | fuel_supply | bioenergy | 2035 | 1.8008 | Price¦Primary Energy¦Biomass
Downscaling[REMIND-MAgPIE 3.2-4.6] | Delayed transition | FRA | Price¦Primary Energy¦Biomass | US$2010/GJ | Price¦Primary Energy¦Biomass | fuel_supply | bioenergy | 2040 | 5.511 | Price¦Primary Energy¦Biomass
Downscaling[REMIND-MAgPIE 3.2-4.6] | Delayed transition | FRA | Price¦Primary Energy¦Biomass | US$2010/GJ | Price¦Primary Energy¦Biomass | fuel_supply | bioenergy | 2045 | 9.8169 | Price¦Primary Energy¦Biomass
Downscaling[REMIND-MAgPIE 3.2-4.6] | Delayed transition | FRA | Price¦Primary Energy¦Biomass | US$2010/GJ | Price¦Primary Energy¦Biomass | fuel_supply | bioenergy | 2050 | 18.3579 | Price¦Primary Energy¦Biomass
Downscaling[REMIND-MAgPIE 3.2-4.6] | Delayed transition | FRA | Price¦Primary Energy¦Coal | US$2010/GJ | Price¦Primary Energy¦Coal | fuel_supply | coal | 2020 | 2.0344 | Price¦Primary Energy¦Coal
Downscaling[REMIND-MAgPIE 3.2-4.6] | Delayed transition | FRA | Price¦Primary Energy¦Coal | US$2010/GJ | Price¦Primary Energy¦Coal | fuel_supply | coal | 2025 | 2.2228 | Price¦Primary Energy¦Coal
Downscaling[REMIND-MAgPIE 3.2-4.6] | Delayed transition | FRA | Price¦Primary Energy¦Coal | US$2010/GJ | Price¦Primary Energy¦Coal | fuel_supply | coal | 2030 | 2.2627 | Price¦Primary Energy¦Coal
Downscaling[REMIND-MAgPIE 3.2-4.6] | Delayed transition | FRA | Price¦Primary Energy¦Coal | US$2010/GJ | Price¦Primary Energy¦Coal | fuel_supply | coal | 2035 | 2.2998 | Price¦Primary Energy¦Coal
Downscaling[REMIND-MAgPIE 3.2-4.6] | Delayed transition | FRA | Price¦Primary Energy¦Coal | US$2010/GJ | Price¦Primary Energy¦Coal | fuel_supply | coal | 2040 | 1.8855 | Price¦Primary Energy¦Coal
Downscaling[REMIND-MAgPIE 3.2-4.6] | Delayed transition | FRA | Price¦Primary Energy¦Coal | US$2010/GJ | Price¦Primary Energy¦Coal | fuel_supply | coal | 2045 | 1.4268 | Price¦Primary Energy¦Coal
Downscaling[REMIND-MAgPIE 3.2-4.6] | Delayed transition | FRA | Price¦Primary Energy¦Coal | US$2010/GJ | Price¦Primary Energy¦Coal | fuel_supply | coal | 2050 | 1.4782 | Price¦Primary Energy¦Coal
Downscaling[REMIND-MAgPIE 3.2-4.6] | Delayed transition | FRA | Price¦Primary Energy¦Gas | US$2010/GJ | Price¦Primary Energy¦Gas | fuel_supply | gas | 2020 | 3.9711 | Price¦Primary Energy¦Gas
Downscaling[REMIND-MAgPIE 3.2-4.6] | Delayed transition | FRA | Price¦Primary Energy¦Gas | US$2010/GJ | Price¦Primary Energy¦Gas | fuel_supply | gas | 2025 | 4.6647 | Price¦Primary Energy¦Gas
Downscaling[REMIND-MAgPIE 3.2-4.6] | Delayed transition | FRA | Price¦Primary Energy¦Gas | US$2010/GJ | Price¦Primary Energy¦Gas | fuel_supply | gas | 2030 | 4.6303 | Price¦Primary Energy¦Gas
Downscaling[REMIND-MAgPIE 3.2-4.6] | Delayed transition | FRA | Price¦Primary Energy¦Gas | US$2010/GJ | Price¦Primary Energy¦Gas | fuel_supply | gas | 2035 | 5.7319 | Price¦Primary Energy¦Gas
Downscaling[REMIND-MAgPIE 3.2-4.6] | Delayed transition | FRA | Price¦Primary Energy¦Gas | US$2010/GJ | Price¦Primary Energy¦Gas | fuel_supply | gas | 2040 | 5.3499 | Price¦Primary Energy¦Gas
Downscaling[REMIND-MAgPIE 3.2-4.6] | Delayed transition | FRA | Price¦Primary Energy¦Gas | US$2010/GJ | Price¦Primary Energy¦Gas | fuel_supply | gas | 2045 | 4.7767 | Price¦Primary Energy¦Gas
Downscaling[REMIND-MAgPIE 3.2-4.6] | Delayed transition | FRA | Price¦Primary Energy¦Gas | US$2010/GJ | Price¦Primary Energy¦Gas | fuel_supply | gas | 2050 | 4.1935 | Price¦Primary Energy¦Gas
Downscaling[REMIND-MAgPIE 3.2-4.6] | Delayed transition | FRA | Price¦Secondary Energy¦Liquids¦Oil | US$2010/GJ | Price¦Secondary Energy¦Liquids¦Oil | fuel_supply | oil | 2020 | 82.2847 | Price¦Secondary Energy¦Liquids¦Oil
Downscaling[REMIND-MAgPIE 3.2-4.6] | Delayed transition | FRA | Price¦Secondary Energy¦Liquids¦Oil | US$2010/GJ | Price¦Secondary Energy¦Liquids¦Oil | fuel_supply | oil | 2025 | 95.6926 | Price¦Secondary Energy¦Liquids¦Oil
Downscaling[REMIND-MAgPIE 3.2-4.6] | Delayed transition | FRA | Price¦Secondary Energy¦Liquids¦Oil | US$2010/GJ | Price¦Secondary Energy¦Liquids¦Oil | fuel_supply | oil | 2030 | 86.6304 | Price¦Secondary Energy¦Liquids¦Oil
Downscaling[REMIND-MAgPIE 3.2-4.6] | Delayed transition | FRA | Price¦Secondary Energy¦Liquids¦Oil | US$2010/GJ | Price¦Secondary Energy¦Liquids¦Oil | fuel_supply | oil | 2035 | 68.9379 | Price¦Secondary Energy¦Liquids¦Oil
Downscaling[REMIND-MAgPIE 3.2-4.6] | Delayed transition | FRA | Price¦Secondary Energy¦Liquids¦Oil | US$2010/GJ | Price¦Secondary Energy¦Liquids¦Oil | fuel_supply | oil | 2040 | 121.2318 | Price¦Secondary Energy¦Liquids¦Oil
Downscaling[REMIND-MAgPIE 3.2-4.6] | Delayed transition | FRA | Price¦Secondary Energy¦Liquids¦Oil | US$2010/GJ | Price¦Secondary Energy¦Liquids¦Oil | fuel_supply | oil | 2045 | 159.485 | Price¦Secondary Energy¦Liquids¦Oil
Downscaling[REMIND-MAgPIE 3.2-4.6] | Delayed transition | FRA | Price¦Secondary Energy¦Liquids¦Oil | US$2010/GJ | Price¦Secondary Energy¦Liquids¦Oil | fuel_supply | oil | 2050 | 165.4408 | Price¦Secondary Energy¦Liquids¦Oil
Downscaling[REMIND-MAgPIE 3.2-4.6] | Delayed transition | FRA | Emissions¦CO2 | Mt CO2/yr | Emissions¦CO2 | scenarios - CO2 abatement | CO2 | 2020 | 240.9047 | Emissions¦CO2
Downscaling[REMIND-MAgPIE 3.2-4.6] | Delayed transition | FRA | Emissions¦CO2 | Mt CO2/yr | Emissions¦CO2 | scenarios - CO2 abatement | CO2 | 2025 | 238.6544 | Emissions¦CO2
Downscaling[REMIND-MAgPIE 3.2-4.6] | Delayed transition | FRA | Emissions¦CO2 | Mt CO2/yr | Emissions¦CO2 | scenarios - CO2 abatement | CO2 | 2030 | 216.1996 | Emissions¦CO2
Downscaling[REMIND-MAgPIE 3.2-4.6] | Delayed transition | FRA | Emissions¦CO2 | Mt CO2/yr | Emissions¦CO2 | scenarios - CO2 abatement | CO2 | 2035 | 156.3816 | Emissions¦CO2
Downscaling[REMIND-MAgPIE 3.2-4.6] | Delayed transition | FRA | Emissions¦CO2 | Mt CO2/yr | Emissions¦CO2 | scenarios - CO2 abatement | CO2 | 2040 | -5.0705 | Emissions¦CO2
Downscaling[REMIND-MAgPIE 3.2-4.6] | Delayed transition | FRA | Emissions¦CO2 | Mt CO2/yr | Emissions¦CO2 | scenarios - CO2 abatement | CO2 | 2045 | -77.715 | Emissions¦CO2
Downscaling[REMIND-MAgPIE 3.2-4.6] | Delayed transition | FRA | Emissions¦CO2 | Mt CO2/yr | Emissions¦CO2 | scenarios - CO2 abatement | CO2 | 2050 | -111.3214 | Emissions¦CO2
Downscaling[REMIND-MAgPIE 3.2-4.6] | Delayed transition | FRA | Emissions¦CO2¦Energy | Mt CO2/yr | Emissions¦CO2¦Energy | scenarios - CO2 abatement | CO2 | 2020 | 299.9291 | Emissions¦CO2¦Energy
Downscaling[REMIND-MAgPIE 3.2-4.6] | Delayed transition | FRA | Emissions¦CO2¦Energy | Mt CO2/yr | Emissions¦CO2¦Energy | scenarios - CO2 abatement | CO2 | 2025 | 269.1962 | Emissions¦CO2¦Energy
Downscaling[REMIND-MAgPIE 3.2-4.6] | Delayed transition | FRA | Emissions¦CO2¦Energy | Mt CO2/yr | Emissions¦CO2¦Energy | scenarios - CO2 abatement | CO2 | 2030 | 250.5729 | Emissions¦CO2¦Energy
Downscaling[REMIND-MAgPIE 3.2-4.6] | Delayed transition | FRA | Emissions¦CO2¦Energy | Mt CO2/yr | Emissions¦CO2¦Energy | scenarios - CO2 abatement | CO2 | 2035 | 201.8359 | Emissions¦CO2¦Energy
Downscaling[REMIND-MAgPIE 3.2-4.6] | Delayed transition | FRA | Emissions¦CO2¦Energy | Mt CO2/yr | Emissions¦CO2¦Energy | scenarios - CO2 abatement | CO2 | 2040 | 48.6536 | Emissions¦CO2¦Energy
Downscaling[REMIND-MAgPIE 3.2-4.6] | Delayed transition | FRA | Emissions¦CO2¦Energy | Mt CO2/yr | Emissions¦CO2¦Energy | scenarios - CO2 abatement | CO2 | 2045 | -20.2023 | Emissions¦CO2¦Energy
Downscaling[REMIND-MAgPIE 3.2-4.6] | Delayed transition | FRA | Emissions¦CO2¦Energy | Mt CO2/yr | Emissions¦CO2¦Energy | scenarios - CO2 abatement | CO2 | 2050 | -52.2464 | Emissions¦CO2¦Energy
Downscaling[REMIND-MAgPIE 3.2-4.6] | Fragmented World | FRA | Carbon Sequestration¦CCS | Mt CO2/yr | Carbon Sequestration¦CCS | CCS potential |  | 2020 | 0 | Carbon Sequestration¦CCS
Downscaling[REMIND-MAgPIE 3.2-4.6] | Fragmented World | FRA | Carbon Sequestration¦CCS | Mt CO2/yr | Carbon Sequestration¦CCS | CCS potential |  | 2025 | 0.2749 | Carbon Sequestration¦CCS
Downscaling[REMIND-MAgPIE 3.2-4.6] | Fragmented World | FRA | Carbon Sequestration¦CCS | Mt CO2/yr | Carbon Sequestration¦CCS | CCS potential |  | 2030 | 0.3018 | Carbon Sequestration¦CCS
Downscaling[REMIND-MAgPIE 3.2-4.6] | Fragmented World | FRA | Carbon Sequestration¦CCS | Mt CO2/yr | Carbon Sequestration¦CCS | CCS potential |  | 2035 | 0.8883 | Carbon Sequestration¦CCS
Downscaling[REMIND-MAgPIE 3.2-4.6] | Fragmented World | FRA | Carbon Sequestration¦CCS | Mt CO2/yr | Carbon Sequestration¦CCS | CCS potential |  | 2040 | 5.3935 | Carbon Sequestration¦CCS
Downscaling[REMIND-MAgPIE 3.2-4.6] | Fragmented World | FRA | Carbon Sequestration¦CCS | Mt CO2/yr | Carbon Sequestration¦CCS | CCS potential |  | 2045 | 8.9229 | Carbon Sequestration¦CCS
Downscaling[REMIND-MAgPIE 3.2-4.6] | Fragmented World | FRA | Carbon Sequestration¦CCS | Mt CO2/yr | Carbon Sequestration¦CCS | CCS potential |  | 2050 | 12.7316 | Carbon Sequestration¦CCS
Downscaling[REMIND-MAgPIE 3.2-4.6] | Fragmented World | FRA | Final Energy¦Industry¦Electricity | EJ/yr | Final Energy¦Industry¦Electricity | demand_projection | elc_industry | 2020 | 0.4587 | Final Energy¦Industry¦Electricity
Downscaling[REMIND-MAgPIE 3.2-4.6] | Fragmented World | FRA | Final Energy¦Industry¦Electricity | EJ/yr | Final Energy¦Industry¦Electricity | demand_projection | elc_industry | 2025 | 0.5313 | Final Energy¦Industry¦Electricity
Downscaling[REMIND-MAgPIE 3.2-4.6] | Fragmented World | FRA | Final Energy¦Industry¦Electricity | EJ/yr | Final Energy¦Industry¦Electricity | demand_projection | elc_industry | 2030 | 0.5638 | Final Energy¦Industry¦Electricity
Downscaling[REMIND-MAgPIE 3.2-4.6] | Fragmented World | FRA | Final Energy¦Industry¦Electricity | EJ/yr | Final Energy¦Industry¦Electricity | demand_projection | elc_industry | 2035 | 0.5608 | Final Energy¦Industry¦Electricity
Downscaling[REMIND-MAgPIE 3.2-4.6] | Fragmented World | FRA | Final Energy¦Industry¦Electricity | EJ/yr | Final Energy¦Industry¦Electricity | demand_projection | elc_industry | 2040 | 0.5689 | Final Energy¦Industry¦Electricity
Downscaling[REMIND-MAgPIE 3.2-4.6] | Fragmented World | FRA | Final Energy¦Industry¦Electricity | EJ/yr | Final Energy¦Industry¦Electricity | demand_projection | elc_industry | 2045 | 0.6034 | Final Energy¦Industry¦Electricity
Downscaling[REMIND-MAgPIE 3.2-4.6] | Fragmented World | FRA | Final Energy¦Industry¦Electricity | EJ/yr | Final Energy¦Industry¦Electricity | demand_projection | elc_industry | 2050 | 0.6243 | Final Energy¦Industry¦Electricity
Downscaling[REMIND-MAgPIE 3.2-4.6] | Fragmented World | FRA | Final Energy¦Residential and Commercial¦Electricity | EJ/yr | Final Energy¦Residential and Commercial¦Electricity | demand_projection | elc_buildings | 2020 | 1.1045 | Final Energy¦Residential and Commercial¦Electricity
Downscaling[REMIND-MAgPIE 3.2-4.6] | Fragmented World | FRA | Final Energy¦Residential and Commercial¦Electricity | EJ/yr | Final Energy¦Residential and Commercial¦Electricity | demand_projection | elc_buildings | 2025 | 1.2169 | Final Energy¦Residential and Commercial¦Electricity
Downscaling[REMIND-MAgPIE 3.2-4.6] | Fragmented World | FRA | Final Energy¦Residential and Commercial¦Electricity | EJ/yr | Final Energy¦Residential and Commercial¦Electricity | demand_projection | elc_buildings | 2030 | 1.2943 | Final Energy¦Residential and Commercial¦Electricity
Downscaling[REMIND-MAgPIE 3.2-4.6] | Fragmented World | FRA | Final Energy¦Residential and Commercial¦Electricity | EJ/yr | Final Energy¦Residential and Commercial¦Electricity | demand_projection | elc_buildings | 2035 | 1.3654 | Final Energy¦Residential and Commercial¦Electricity
Downscaling[REMIND-MAgPIE 3.2-4.6] | Fragmented World | FRA | Final Energy¦Residential and Commercial¦Electricity | EJ/yr | Final Energy¦Residential and Commercial¦Electricity | demand_projection | elc_buildings | 2040 | 1.3892 | Final Energy¦Residential and Commercial¦Electricity
Downscaling[REMIND-MAgPIE 3.2-4.6] | Fragmented World | FRA | Final Energy¦Residential and Commercial¦Electricity | EJ/yr | Final Energy¦Residential and Commercial¦Electricity | demand_projection | elc_buildings | 2045 | 1.4736 | Final Energy¦Residential and Commercial¦Electricity
Downscaling[REMIND-MAgPIE 3.2-4.6] | Fragmented World | FRA | Final Energy¦Residential and Commercial¦Electricity | EJ/yr | Final Energy¦Residential and Commercial¦Electricity | demand_projection | elc_buildings | 2050 | 1.4265 | Final Energy¦Residential and Commercial¦Electricity
Downscaling[REMIND-MAgPIE 3.2-4.6] | Fragmented World | FRA | Final Energy¦Transportation¦Electricity | EJ/yr | Final Energy¦Transportation¦Electricity | demand_projection | elc_transport | 2020 | 0.0531 | Final Energy¦Transportation¦Electricity
Downscaling[REMIND-MAgPIE 3.2-4.6] | Fragmented World | FRA | Final Energy¦Transportation¦Electricity | EJ/yr | Final Energy¦Transportation¦Electricity | demand_projection | elc_transport | 2025 | 0.1208 | Final Energy¦Transportation¦Electricity
Downscaling[REMIND-MAgPIE 3.2-4.6] | Fragmented World | FRA | Final Energy¦Transportation¦Electricity | EJ/yr | Final Energy¦Transportation¦Electricity | demand_projection | elc_transport | 2030 | 0.212 | Final Energy¦Transportation¦Electricity
Downscaling[REMIND-MAgPIE 3.2-4.6] | Fragmented World | FRA | Final Energy¦Transportation¦Electricity | EJ/yr | Final Energy¦Transportation¦Electricity | demand_projection | elc_transport | 2035 | 0.299 | Final Energy¦Transportation¦Electricity
Downscaling[REMIND-MAgPIE 3.2-4.6] | Fragmented World | FRA | Final Energy¦Transportation¦Electricity | EJ/yr | Final Energy¦Transportation¦Electricity | demand_projection | elc_transport | 2040 | 0.3558 | Final Energy¦Transportation¦Electricity
Downscaling[REMIND-MAgPIE 3.2-4.6] | Fragmented World | FRA | Final Energy¦Transportation¦Electricity | EJ/yr | Final Energy¦Transportation¦Electricity | demand_projection | elc_transport | 2045 | 0.3739 | Final Energy¦Transportation¦Electricity
Downscaling[REMIND-MAgPIE 3.2-4.6] | Fragmented World | FRA | Final Energy¦Transportation¦Electricity | EJ/yr | Final Energy¦Transportation¦Electricity | demand_projection | elc_transport | 2050 | 0.3936 | Final Energy¦Transportation¦Electricity
Downscaling[REMIND-MAgPIE 3.2-4.6] | Fragmented World | FRA | Secondary Energy¦Hydrogen | EJ/yr | Secondary Energy¦Hydrogen | demand_projection | hydrogen_allsect | 2020 | 0.0085 | Secondary Energy¦Hydrogen
Downscaling[REMIND-MAgPIE 3.2-4.6] | Fragmented World | FRA | Secondary Energy¦Hydrogen | EJ/yr | Secondary Energy¦Hydrogen | demand_projection | hydrogen_allsect | 2025 | 0.04 | Secondary Energy¦Hydrogen
Downscaling[REMIND-MAgPIE 3.2-4.6] | Fragmented World | FRA | Secondary Energy¦Hydrogen | EJ/yr | Secondary Energy¦Hydrogen | demand_projection | hydrogen_allsect | 2030 | 0.0728 | Secondary Energy¦Hydrogen
Downscaling[REMIND-MAgPIE 3.2-4.6] | Fragmented World | FRA | Secondary Energy¦Hydrogen | EJ/yr | Secondary Energy¦Hydrogen | demand_projection | hydrogen_allsect | 2035 | 0.0852 | Secondary Energy¦Hydrogen
Downscaling[REMIND-MAgPIE 3.2-4.6] | Fragmented World | FRA | Secondary Energy¦Hydrogen | EJ/yr | Secondary Energy¦Hydrogen | demand_projection | hydrogen_allsect | 2040 | 0.1024 | Secondary Energy¦Hydrogen
Downscaling[REMIND-MAgPIE 3.2-4.6] | Fragmented World | FRA | Secondary Energy¦Hydrogen | EJ/yr | Secondary Energy¦Hydrogen | demand_projection | hydrogen_allsect | 2045 | 0.1729 | Secondary Energy¦Hydrogen
Downscaling[REMIND-MAgPIE 3.2-4.6] | Fragmented World | FRA | Secondary Energy¦Hydrogen | EJ/yr | Secondary Energy¦Hydrogen | demand_projection | hydrogen_allsect | 2050 | 0.2743 | Secondary Energy¦Hydrogen
Downscaling[REMIND-MAgPIE 3.2-4.6] | Fragmented World | FRA | Secondary Energy¦Electricity¦Coal | EJ/yr | Secondary Energy¦Electricity¦Coal | elec_co2 |  | 2020 | 0.032 | Secondary Energy¦Electricity¦Coal | 94
Downscaling[REMIND-MAgPIE 3.2-4.6] | Fragmented World | FRA | Secondary Energy¦Electricity¦Coal | EJ/yr | Secondary Energy¦Electricity¦Coal | elec_co2 |  | 2025 | 0.0082 | Secondary Energy¦Electricity¦Coal | 94
Downscaling[REMIND-MAgPIE 3.2-4.6] | Fragmented World | FRA | Secondary Energy¦Electricity¦Coal | EJ/yr | Secondary Energy¦Electricity¦Coal | elec_co2 |  | 2030 | 0.0022 | Secondary Energy¦Electricity¦Coal | 94
Downscaling[REMIND-MAgPIE 3.2-4.6] | Fragmented World | FRA | Secondary Energy¦Electricity¦Coal | EJ/yr | Secondary Energy¦Electricity¦Coal | elec_co2 |  | 2035 | 0.001 | Secondary Energy¦Electricity¦Coal | 94
Downscaling[REMIND-MAgPIE 3.2-4.6] | Fragmented World | FRA | Secondary Energy¦Electricity¦Coal | EJ/yr | Secondary Energy¦Electricity¦Coal | elec_co2 |  | 2040 | 0 | Secondary Energy¦Electricity¦Coal | 94
Downscaling[REMIND-MAgPIE 3.2-4.6] | Fragmented World | FRA | Secondary Energy¦Electricity¦Coal | EJ/yr | Secondary Energy¦Electricity¦Coal | elec_co2 |  | 2045 | 0 | Secondary Energy¦Electricity¦Coal | 94
Downscaling[REMIND-MAgPIE 3.2-4.6] | Fragmented World | FRA | Secondary Energy¦Electricity¦Coal | EJ/yr | Secondary Energy¦Electricity¦Coal | elec_co2 |  | 2050 | 0 | Secondary Energy¦Electricity¦Coal | 94
Downscaling[REMIND-MAgPIE 3.2-4.6] | Fragmented World | FRA | Secondary Energy¦Electricity¦Gas | EJ/yr | Secondary Energy¦Electricity¦Gas | elec_co2 |  | 2020 | 0.1757 | Secondary Energy¦Electricity¦Gas | 55
Downscaling[REMIND-MAgPIE 3.2-4.6] | Fragmented World | FRA | Secondary Energy¦Electricity¦Gas | EJ/yr | Secondary Energy¦Electricity¦Gas | elec_co2 |  | 2025 | 0.1994 | Secondary Energy¦Electricity¦Gas | 55
Downscaling[REMIND-MAgPIE 3.2-4.6] | Fragmented World | FRA | Secondary Energy¦Electricity¦Gas | EJ/yr | Secondary Energy¦Electricity¦Gas | elec_co2 |  | 2030 | 0.1813 | Secondary Energy¦Electricity¦Gas | 55
Downscaling[REMIND-MAgPIE 3.2-4.6] | Fragmented World | FRA | Secondary Energy¦Electricity¦Gas | EJ/yr | Secondary Energy¦Electricity¦Gas | elec_co2 |  | 2035 | 0.1174 | Secondary Energy¦Electricity¦Gas | 55
Downscaling[REMIND-MAgPIE 3.2-4.6] | Fragmented World | FRA | Secondary Energy¦Electricity¦Gas | EJ/yr | Secondary Energy¦Electricity¦Gas | elec_co2 |  | 2040 | 0.0189 | Secondary Energy¦Electricity¦Gas | 55
Downscaling[REMIND-MAgPIE 3.2-4.6] | Fragmented World | FRA | Secondary Energy¦Electricity¦Gas | EJ/yr | Secondary Energy¦Electricity¦Gas | elec_co2 |  | 2045 | 0.0199 | Secondary Energy¦Electricity¦Gas | 55
Downscaling[REMIND-MAgPIE 3.2-4.6] | Fragmented World | FRA | Secondary Energy¦Electricity¦Gas | EJ/yr | Secondary Energy¦Electricity¦Gas | elec_co2 |  | 2050 | 0.0182 | Secondary Energy¦Electricity¦Gas | 55
Downscaling[REMIND-MAgPIE 3.2-4.6] | Fragmented World | FRA | Secondary Energy¦Electricity¦Oil | EJ/yr | Secondary Energy¦Electricity¦Oil | elec_co2 |  | 2020 | 0.0143 | Secondary Energy¦Electricity¦Oil | 70
Downscaling[REMIND-MAgPIE 3.2-4.6] | Fragmented World | FRA | Secondary Energy¦Electricity¦Oil | EJ/yr | Secondary Energy¦Electricity¦Oil | elec_co2 |  | 2025 | 0.0052 | Secondary Energy¦Electricity¦Oil | 70
Downscaling[REMIND-MAgPIE 3.2-4.6] | Fragmented World | FRA | Secondary Energy¦Electricity¦Oil | EJ/yr | Secondary Energy¦Electricity¦Oil | elec_co2 |  | 2030 | 0.0003 | Secondary Energy¦Electricity¦Oil | 70
Downscaling[REMIND-MAgPIE 3.2-4.6] | Fragmented World | FRA | Secondary Energy¦Electricity¦Oil | EJ/yr | Secondary Energy¦Electricity¦Oil | elec_co2 |  | 2035 | 0 | Secondary Energy¦Electricity¦Oil | 70
Downscaling[REMIND-MAgPIE 3.2-4.6] | Fragmented World | FRA | Secondary Energy¦Electricity¦Oil | EJ/yr | Secondary Energy¦Electricity¦Oil | elec_co2 |  | 2040 | 0 | Secondary Energy¦Electricity¦Oil | 70
Downscaling[REMIND-MAgPIE 3.2-4.6] | Fragmented World | FRA | Secondary Energy¦Electricity¦Oil | EJ/yr | Secondary Energy¦Electricity¦Oil | elec_co2 |  | 2045 | 0 | Secondary Energy¦Electricity¦Oil | 70
Downscaling[REMIND-MAgPIE 3.2-4.6] | Fragmented World | FRA | Secondary Energy¦Electricity¦Oil | EJ/yr | Secondary Energy¦Electricity¦Oil | elec_co2 |  | 2050 | 0 | Secondary Energy¦Electricity¦Oil | 70
Downscaling[REMIND-MAgPIE 3.2-4.6] | Fragmented World | FRA | Price¦Primary Energy¦Biomass | US$2010/GJ | Price¦Primary Energy¦Biomass | fuel_supply | bioenergy | 2020 | 5.3799 | Price¦Primary Energy¦Biomass
Downscaling[REMIND-MAgPIE 3.2-4.6] | Fragmented World | FRA | Price¦Primary Energy¦Biomass | US$2010/GJ | Price¦Primary Energy¦Biomass | fuel_supply | bioenergy | 2025 | 5.8161 | Price¦Primary Energy¦Biomass
Downscaling[REMIND-MAgPIE 3.2-4.6] | Fragmented World | FRA | Price¦Primary Energy¦Biomass | US$2010/GJ | Price¦Primary Energy¦Biomass | fuel_supply | bioenergy | 2030 | 5.6891 | Price¦Primary Energy¦Biomass
Downscaling[REMIND-MAgPIE 3.2-4.6] | Fragmented World | FRA | Price¦Primary Energy¦Biomass | US$2010/GJ | Price¦Primary Energy¦Biomass | fuel_supply | bioenergy | 2035 | 4.7225 | Price¦Primary Energy¦Biomass
Downscaling[REMIND-MAgPIE 3.2-4.6] | Fragmented World | FRA | Price¦Primary Energy¦Biomass | US$2010/GJ | Price¦Primary Energy¦Biomass | fuel_supply | bioenergy | 2040 | 5.3642 | Price¦Primary Energy¦Biomass
Downscaling[REMIND-MAgPIE 3.2-4.6] | Fragmented World | FRA | Price¦Primary Energy¦Biomass | US$2010/GJ | Price¦Primary Energy¦Biomass | fuel_supply | bioenergy | 2045 | 6.1119 | Price¦Primary Energy¦Biomass
Downscaling[REMIND-MAgPIE 3.2-4.6] | Fragmented World | FRA | Price¦Primary Energy¦Biomass | US$2010/GJ | Price¦Primary Energy¦Biomass | fuel_supply | bioenergy | 2050 | 7.5992 | Price¦Primary Energy¦Biomass
Downscaling[REMIND-MAgPIE 3.2-4.6] | Fragmented World | FRA | Price¦Primary Energy¦Coal | US$2010/GJ | Price¦Primary Energy¦Coal | fuel_supply | coal | 2020 | 2.0344 | Price¦Primary Energy¦Coal
Downscaling[REMIND-MAgPIE 3.2-4.6] | Fragmented World | FRA | Price¦Primary Energy¦Coal | US$2010/GJ | Price¦Primary Energy¦Coal | fuel_supply | coal | 2025 | 2.2228 | Price¦Primary Energy¦Coal
Downscaling[REMIND-MAgPIE 3.2-4.6] | Fragmented World | FRA | Price¦Primary Energy¦Coal | US$2010/GJ | Price¦Primary Energy¦Coal | fuel_supply | coal | 2030 | 2.2627 | Price¦Primary Energy¦Coal
Downscaling[REMIND-MAgPIE 3.2-4.6] | Fragmented World | FRA | Price¦Primary Energy¦Coal | US$2010/GJ | Price¦Primary Energy¦Coal | fuel_supply | coal | 2035 | 2.2464 | Price¦Primary Energy¦Coal
Downscaling[REMIND-MAgPIE 3.2-4.6] | Fragmented World | FRA | Price¦Primary Energy¦Coal | US$2010/GJ | Price¦Primary Energy¦Coal | fuel_supply | coal | 2040 | 2.1067 | Price¦Primary Energy¦Coal
Downscaling[REMIND-MAgPIE 3.2-4.6] | Fragmented World | FRA | Price¦Primary Energy¦Coal | US$2010/GJ | Price¦Primary Energy¦Coal | fuel_supply | coal | 2045 | 2.0358 | Price¦Primary Energy¦Coal
Downscaling[REMIND-MAgPIE 3.2-4.6] | Fragmented World | FRA | Price¦Primary Energy¦Coal | US$2010/GJ | Price¦Primary Energy¦Coal | fuel_supply | coal | 2050 | 2.4772 | Price¦Primary Energy¦Coal
Downscaling[REMIND-MAgPIE 3.2-4.6] | Fragmented World | FRA | Price¦Primary Energy¦Gas | US$2010/GJ | Price¦Primary Energy¦Gas | fuel_supply | gas | 2020 | 3.9711 | Price¦Primary Energy¦Gas
Downscaling[REMIND-MAgPIE 3.2-4.6] | Fragmented World | FRA | Price¦Primary Energy¦Gas | US$2010/GJ | Price¦Primary Energy¦Gas | fuel_supply | gas | 2025 | 4.6647 | Price¦Primary Energy¦Gas
Downscaling[REMIND-MAgPIE 3.2-4.6] | Fragmented World | FRA | Price¦Primary Energy¦Gas | US$2010/GJ | Price¦Primary Energy¦Gas | fuel_supply | gas | 2030 | 4.6303 | Price¦Primary Energy¦Gas
Downscaling[REMIND-MAgPIE 3.2-4.6] | Fragmented World | FRA | Price¦Primary Energy¦Gas | US$2010/GJ | Price¦Primary Energy¦Gas | fuel_supply | gas | 2035 | 4.854 | Price¦Primary Energy¦Gas
Downscaling[REMIND-MAgPIE 3.2-4.6] | Fragmented World | FRA | Price¦Primary Energy¦Gas | US$2010/GJ | Price¦Primary Energy¦Gas | fuel_supply | gas | 2040 | 5.2447 | Price¦Primary Energy¦Gas
Downscaling[REMIND-MAgPIE 3.2-4.6] | Fragmented World | FRA | Price¦Primary Energy¦Gas | US$2010/GJ | Price¦Primary Energy¦Gas | fuel_supply | gas | 2045 | 5.5672 | Price¦Primary Energy¦Gas
Downscaling[REMIND-MAgPIE 3.2-4.6] | Fragmented World | FRA | Price¦Primary Energy¦Gas | US$2010/GJ | Price¦Primary Energy¦Gas | fuel_supply | gas | 2050 | 5.6393 | Price¦Primary Energy¦Gas
Downscaling[REMIND-MAgPIE 3.2-4.6] | Fragmented World | FRA | Price¦Secondary Energy¦Liquids¦Oil | US$2010/GJ | Price¦Secondary Energy¦Liquids¦Oil | fuel_supply | oil | 2020 | 82.2847 | Price¦Secondary Energy¦Liquids¦Oil
Downscaling[REMIND-MAgPIE 3.2-4.6] | Fragmented World | FRA | Price¦Secondary Energy¦Liquids¦Oil | US$2010/GJ | Price¦Secondary Energy¦Liquids¦Oil | fuel_supply | oil | 2025 | 95.6926 | Price¦Secondary Energy¦Liquids¦Oil
Downscaling[REMIND-MAgPIE 3.2-4.6] | Fragmented World | FRA | Price¦Secondary Energy¦Liquids¦Oil | US$2010/GJ | Price¦Secondary Energy¦Liquids¦Oil | fuel_supply | oil | 2030 | 86.6304 | Price¦Secondary Energy¦Liquids¦Oil
Downscaling[REMIND-MAgPIE 3.2-4.6] | Fragmented World | FRA | Price¦Secondary Energy¦Liquids¦Oil | US$2010/GJ | Price¦Secondary Energy¦Liquids¦Oil | fuel_supply | oil | 2035 | 77.4885 | Price¦Secondary Energy¦Liquids¦Oil
Downscaling[REMIND-MAgPIE 3.2-4.6] | Fragmented World | FRA | Price¦Secondary Energy¦Liquids¦Oil | US$2010/GJ | Price¦Secondary Energy¦Liquids¦Oil | fuel_supply | oil | 2040 | 110.4811 | Price¦Secondary Energy¦Liquids¦Oil
Downscaling[REMIND-MAgPIE 3.2-4.6] | Fragmented World | FRA | Price¦Secondary Energy¦Liquids¦Oil | US$2010/GJ | Price¦Secondary Energy¦Liquids¦Oil | fuel_supply | oil | 2045 | 137.5712 | Price¦Secondary Energy¦Liquids¦Oil
Downscaling[REMIND-MAgPIE 3.2-4.6] | Fragmented World | FRA | Price¦Secondary Energy¦Liquids¦Oil | US$2010/GJ | Price¦Secondary Energy¦Liquids¦Oil | fuel_supply | oil | 2050 | 136.6352 | Price¦Secondary Energy¦Liquids¦Oil
Downscaling[REMIND-MAgPIE 3.2-4.6] | Fragmented World | FRA | Emissions¦CO2 | Mt CO2/yr | Emissions¦CO2 | scenarios - CO2 abatement | CO2 | 2020 | 244.7477 | Emissions¦CO2
Downscaling[REMIND-MAgPIE 3.2-4.6] | Fragmented World | FRA | Emissions¦CO2 | Mt CO2/yr | Emissions¦CO2 | scenarios - CO2 abatement | CO2 | 2025 | 243.0122 | Emissions¦CO2
Downscaling[REMIND-MAgPIE 3.2-4.6] | Fragmented World | FRA | Emissions¦CO2 | Mt CO2/yr | Emissions¦CO2 | scenarios - CO2 abatement | CO2 | 2030 | 218.4653 | Emissions¦CO2
Downscaling[REMIND-MAgPIE 3.2-4.6] | Fragmented World | FRA | Emissions¦CO2 | Mt CO2/yr | Emissions¦CO2 | scenarios - CO2 abatement | CO2 | 2035 | 160.0867 | Emissions¦CO2
Downscaling[REMIND-MAgPIE 3.2-4.6] | Fragmented World | FRA | Emissions¦CO2 | Mt CO2/yr | Emissions¦CO2 | scenarios - CO2 abatement | CO2 | 2040 | 44.4979 | Emissions¦CO2
Downscaling[REMIND-MAgPIE 3.2-4.6] | Fragmented World | FRA | Emissions¦CO2 | Mt CO2/yr | Emissions¦CO2 | scenarios - CO2 abatement | CO2 | 2045 | -7.6796 | Emissions¦CO2
Downscaling[REMIND-MAgPIE 3.2-4.6] | Fragmented World | FRA | Emissions¦CO2 | Mt CO2/yr | Emissions¦CO2 | scenarios - CO2 abatement | CO2 | 2050 | -39.3271 | Emissions¦CO2
Downscaling[REMIND-MAgPIE 3.2-4.6] | Fragmented World | FRA | Emissions¦CO2¦Energy | Mt CO2/yr | Emissions¦CO2¦Energy | scenarios - CO2 abatement | CO2 | 2020 | 303.7223 | Emissions¦CO2¦Energy
Downscaling[REMIND-MAgPIE 3.2-4.6] | Fragmented World | FRA | Emissions¦CO2¦Energy | Mt CO2/yr | Emissions¦CO2¦Energy | scenarios - CO2 abatement | CO2 | 2025 | 274.5567 | Emissions¦CO2¦Energy
Downscaling[REMIND-MAgPIE 3.2-4.6] | Fragmented World | FRA | Emissions¦CO2¦Energy | Mt CO2/yr | Emissions¦CO2¦Energy | scenarios - CO2 abatement | CO2 | 2030 | 255.033 | Emissions¦CO2¦Energy
Downscaling[REMIND-MAgPIE 3.2-4.6] | Fragmented World | FRA | Emissions¦CO2¦Energy | Mt CO2/yr | Emissions¦CO2¦Energy | scenarios - CO2 abatement | CO2 | 2035 | 206.4788 | Emissions¦CO2¦Energy
Downscaling[REMIND-MAgPIE 3.2-4.6] | Fragmented World | FRA | Emissions¦CO2¦Energy | Mt CO2/yr | Emissions¦CO2¦Energy | scenarios - CO2 abatement | CO2 | 2040 | 98.855 | Emissions¦CO2¦Energy
Downscaling[REMIND-MAgPIE 3.2-4.6] | Fragmented World | FRA | Emissions¦CO2¦Energy | Mt CO2/yr | Emissions¦CO2¦Energy | scenarios - CO2 abatement | CO2 | 2045 | 51.3848 | Emissions¦CO2¦Energy
Downscaling[REMIND-MAgPIE 3.2-4.6] | Fragmented World | FRA | Emissions¦CO2¦Energy | Mt CO2/yr | Emissions¦CO2¦Energy | scenarios - CO2 abatement | CO2 | 2050 | 22.8397 | Emissions¦CO2¦Energy
Downscaling[REMIND-MAgPIE 3.2-4.6] | Low demand | FRA | Carbon Sequestration¦CCS | Mt CO2/yr | Carbon Sequestration¦CCS | CCS potential |  | 2020 | 0 | Carbon Sequestration¦CCS
Downscaling[REMIND-MAgPIE 3.2-4.6] | Low demand | FRA | Carbon Sequestration¦CCS | Mt CO2/yr | Carbon Sequestration¦CCS | CCS potential |  | 2025 | 0.4262 | Carbon Sequestration¦CCS
Downscaling[REMIND-MAgPIE 3.2-4.6] | Low demand | FRA | Carbon Sequestration¦CCS | Mt CO2/yr | Carbon Sequestration¦CCS | CCS potential |  | 2030 | 7.4128 | Carbon Sequestration¦CCS
Downscaling[REMIND-MAgPIE 3.2-4.6] | Low demand | FRA | Carbon Sequestration¦CCS | Mt CO2/yr | Carbon Sequestration¦CCS | CCS potential |  | 2035 | 17.1737 | Carbon Sequestration¦CCS
Downscaling[REMIND-MAgPIE 3.2-4.6] | Low demand | FRA | Carbon Sequestration¦CCS | Mt CO2/yr | Carbon Sequestration¦CCS | CCS potential |  | 2040 | 28.3755 | Carbon Sequestration¦CCS
Downscaling[REMIND-MAgPIE 3.2-4.6] | Low demand | FRA | Carbon Sequestration¦CCS | Mt CO2/yr | Carbon Sequestration¦CCS | CCS potential |  | 2045 | 36.4941 | Carbon Sequestration¦CCS
Downscaling[REMIND-MAgPIE 3.2-4.6] | Low demand | FRA | Carbon Sequestration¦CCS | Mt CO2/yr | Carbon Sequestration¦CCS | CCS potential |  | 2050 | 41.5273 | Carbon Sequestration¦CCS
Downscaling[REMIND-MAgPIE 3.2-4.6] | Low demand | FRA | Final Energy¦Industry¦Electricity | EJ/yr | Final Energy¦Industry¦Electricity | demand_projection | elc_industry | 2020 | 0.4532 | Final Energy¦Industry¦Electricity
Downscaling[REMIND-MAgPIE 3.2-4.6] | Low demand | FRA | Final Energy¦Industry¦Electricity | EJ/yr | Final Energy¦Industry¦Electricity | demand_projection | elc_industry | 2025 | 0.3873 | Final Energy¦Industry¦Electricity
Downscaling[REMIND-MAgPIE 3.2-4.6] | Low demand | FRA | Final Energy¦Industry¦Electricity | EJ/yr | Final Energy¦Industry¦Electricity | demand_projection | elc_industry | 2030 | 0.3239 | Final Energy¦Industry¦Electricity
Downscaling[REMIND-MAgPIE 3.2-4.6] | Low demand | FRA | Final Energy¦Industry¦Electricity | EJ/yr | Final Energy¦Industry¦Electricity | demand_projection | elc_industry | 2035 | 0.3161 | Final Energy¦Industry¦Electricity
Downscaling[REMIND-MAgPIE 3.2-4.6] | Low demand | FRA | Final Energy¦Industry¦Electricity | EJ/yr | Final Energy¦Industry¦Electricity | demand_projection | elc_industry | 2040 | 0.3031 | Final Energy¦Industry¦Electricity
Downscaling[REMIND-MAgPIE 3.2-4.6] | Low demand | FRA | Final Energy¦Industry¦Electricity | EJ/yr | Final Energy¦Industry¦Electricity | demand_projection | elc_industry | 2045 | 0.2838 | Final Energy¦Industry¦Electricity
Downscaling[REMIND-MAgPIE 3.2-4.6] | Low demand | FRA | Final Energy¦Industry¦Electricity | EJ/yr | Final Energy¦Industry¦Electricity | demand_projection | elc_industry | 2050 | 0.2843 | Final Energy¦Industry¦Electricity
Downscaling[REMIND-MAgPIE 3.2-4.6] | Low demand | FRA | Final Energy¦Residential and Commercial¦Electricity | EJ/yr | Final Energy¦Residential and Commercial¦Electricity | demand_projection | elc_buildings | 2020 | 1.0676 | Final Energy¦Residential and Commercial¦Electricity
Downscaling[REMIND-MAgPIE 3.2-4.6] | Low demand | FRA | Final Energy¦Residential and Commercial¦Electricity | EJ/yr | Final Energy¦Residential and Commercial¦Electricity | demand_projection | elc_buildings | 2025 | 1.2066 | Final Energy¦Residential and Commercial¦Electricity
Downscaling[REMIND-MAgPIE 3.2-4.6] | Low demand | FRA | Final Energy¦Residential and Commercial¦Electricity | EJ/yr | Final Energy¦Residential and Commercial¦Electricity | demand_projection | elc_buildings | 2030 | 1.137 | Final Energy¦Residential and Commercial¦Electricity
Downscaling[REMIND-MAgPIE 3.2-4.6] | Low demand | FRA | Final Energy¦Residential and Commercial¦Electricity | EJ/yr | Final Energy¦Residential and Commercial¦Electricity | demand_projection | elc_buildings | 2035 | 1.2753 | Final Energy¦Residential and Commercial¦Electricity
Downscaling[REMIND-MAgPIE 3.2-4.6] | Low demand | FRA | Final Energy¦Residential and Commercial¦Electricity | EJ/yr | Final Energy¦Residential and Commercial¦Electricity | demand_projection | elc_buildings | 2040 | 1.3325 | Final Energy¦Residential and Commercial¦Electricity
Downscaling[REMIND-MAgPIE 3.2-4.6] | Low demand | FRA | Final Energy¦Residential and Commercial¦Electricity | EJ/yr | Final Energy¦Residential and Commercial¦Electricity | demand_projection | elc_buildings | 2045 | 1.3764 | Final Energy¦Residential and Commercial¦Electricity
Downscaling[REMIND-MAgPIE 3.2-4.6] | Low demand | FRA | Final Energy¦Residential and Commercial¦Electricity | EJ/yr | Final Energy¦Residential and Commercial¦Electricity | demand_projection | elc_buildings | 2050 | 1.387 | Final Energy¦Residential and Commercial¦Electricity
Downscaling[REMIND-MAgPIE 3.2-4.6] | Low demand | FRA | Final Energy¦Transportation¦Electricity | EJ/yr | Final Energy¦Transportation¦Electricity | demand_projection | elc_transport | 2020 | 0.0533 | Final Energy¦Transportation¦Electricity
Downscaling[REMIND-MAgPIE 3.2-4.6] | Low demand | FRA | Final Energy¦Transportation¦Electricity | EJ/yr | Final Energy¦Transportation¦Electricity | demand_projection | elc_transport | 2025 | 0.1135 | Final Energy¦Transportation¦Electricity
Downscaling[REMIND-MAgPIE 3.2-4.6] | Low demand | FRA | Final Energy¦Transportation¦Electricity | EJ/yr | Final Energy¦Transportation¦Electricity | demand_projection | elc_transport | 2030 | 0.2069 | Final Energy¦Transportation¦Electricity
Downscaling[REMIND-MAgPIE 3.2-4.6] | Low demand | FRA | Final Energy¦Transportation¦Electricity | EJ/yr | Final Energy¦Transportation¦Electricity | demand_projection | elc_transport | 2035 | 0.3055 | Final Energy¦Transportation¦Electricity
Downscaling[REMIND-MAgPIE 3.2-4.6] | Low demand | FRA | Final Energy¦Transportation¦Electricity | EJ/yr | Final Energy¦Transportation¦Electricity | demand_projection | elc_transport | 2040 | 0.3578 | Final Energy¦Transportation¦Electricity
Downscaling[REMIND-MAgPIE 3.2-4.6] | Low demand | FRA | Final Energy¦Transportation¦Electricity | EJ/yr | Final Energy¦Transportation¦Electricity | demand_projection | elc_transport | 2045 | 0.3576 | Final Energy¦Transportation¦Electricity
Downscaling[REMIND-MAgPIE 3.2-4.6] | Low demand | FRA | Final Energy¦Transportation¦Electricity | EJ/yr | Final Energy¦Transportation¦Electricity | demand_projection | elc_transport | 2050 | 0.3416 | Final Energy¦Transportation¦Electricity
Downscaling[REMIND-MAgPIE 3.2-4.6] | Low demand | FRA | Secondary Energy¦Hydrogen | EJ/yr | Secondary Energy¦Hydrogen | demand_projection | hydrogen_allsect | 2020 | 0.0082 | Secondary Energy¦Hydrogen
Downscaling[REMIND-MAgPIE 3.2-4.6] | Low demand | FRA | Secondary Energy¦Hydrogen | EJ/yr | Secondary Energy¦Hydrogen | demand_projection | hydrogen_allsect | 2025 | 0.0287 | Secondary Energy¦Hydrogen
Downscaling[REMIND-MAgPIE 3.2-4.6] | Low demand | FRA | Secondary Energy¦Hydrogen | EJ/yr | Secondary Energy¦Hydrogen | demand_projection | hydrogen_allsect | 2030 | 0.0487 | Secondary Energy¦Hydrogen
Downscaling[REMIND-MAgPIE 3.2-4.6] | Low demand | FRA | Secondary Energy¦Hydrogen | EJ/yr | Secondary Energy¦Hydrogen | demand_projection | hydrogen_allsect | 2035 | 0.0672 | Secondary Energy¦Hydrogen
Downscaling[REMIND-MAgPIE 3.2-4.6] | Low demand | FRA | Secondary Energy¦Hydrogen | EJ/yr | Secondary Energy¦Hydrogen | demand_projection | hydrogen_allsect | 2040 | 0.0896 | Secondary Energy¦Hydrogen
Downscaling[REMIND-MAgPIE 3.2-4.6] | Low demand | FRA | Secondary Energy¦Hydrogen | EJ/yr | Secondary Energy¦Hydrogen | demand_projection | hydrogen_allsect | 2045 | 0.095 | Secondary Energy¦Hydrogen
Downscaling[REMIND-MAgPIE 3.2-4.6] | Low demand | FRA | Secondary Energy¦Hydrogen | EJ/yr | Secondary Energy¦Hydrogen | demand_projection | hydrogen_allsect | 2050 | 0.1021 | Secondary Energy¦Hydrogen
Downscaling[REMIND-MAgPIE 3.2-4.6] | Low demand | FRA | Secondary Energy¦Electricity¦Coal | EJ/yr | Secondary Energy¦Electricity¦Coal | elec_co2 |  | 2020 | 0.033 | Secondary Energy¦Electricity¦Coal | 94
Downscaling[REMIND-MAgPIE 3.2-4.6] | Low demand | FRA | Secondary Energy¦Electricity¦Coal | EJ/yr | Secondary Energy¦Electricity¦Coal | elec_co2 |  | 2025 | 0.006 | Secondary Energy¦Electricity¦Coal | 94
Downscaling[REMIND-MAgPIE 3.2-4.6] | Low demand | FRA | Secondary Energy¦Electricity¦Coal | EJ/yr | Secondary Energy¦Electricity¦Coal | elec_co2 |  | 2030 | 0 | Secondary Energy¦Electricity¦Coal | 94
Downscaling[REMIND-MAgPIE 3.2-4.6] | Low demand | FRA | Secondary Energy¦Electricity¦Coal | EJ/yr | Secondary Energy¦Electricity¦Coal | elec_co2 |  | 2035 | 0 | Secondary Energy¦Electricity¦Coal | 94
Downscaling[REMIND-MAgPIE 3.2-4.6] | Low demand | FRA | Secondary Energy¦Electricity¦Coal | EJ/yr | Secondary Energy¦Electricity¦Coal | elec_co2 |  | 2040 | 0 | Secondary Energy¦Electricity¦Coal | 94
Downscaling[REMIND-MAgPIE 3.2-4.6] | Low demand | FRA | Secondary Energy¦Electricity¦Coal | EJ/yr | Secondary Energy¦Electricity¦Coal | elec_co2 |  | 2045 | 0 | Secondary Energy¦Electricity¦Coal | 94
Downscaling[REMIND-MAgPIE 3.2-4.6] | Low demand | FRA | Secondary Energy¦Electricity¦Coal | EJ/yr | Secondary Energy¦Electricity¦Coal | elec_co2 |  | 2050 | 0 | Secondary Energy¦Electricity¦Coal | 94
Downscaling[REMIND-MAgPIE 3.2-4.6] | Low demand | FRA | Secondary Energy¦Electricity¦Gas | EJ/yr | Secondary Energy¦Electricity¦Gas | elec_co2 |  | 2020 | 0.1762 | Secondary Energy¦Electricity¦Gas | 55
Downscaling[REMIND-MAgPIE 3.2-4.6] | Low demand | FRA | Secondary Energy¦Electricity¦Gas | EJ/yr | Secondary Energy¦Electricity¦Gas | elec_co2 |  | 2025 | 0.1701 | Secondary Energy¦Electricity¦Gas | 55
Downscaling[REMIND-MAgPIE 3.2-4.6] | Low demand | FRA | Secondary Energy¦Electricity¦Gas | EJ/yr | Secondary Energy¦Electricity¦Gas | elec_co2 |  | 2030 | 0.0442 | Secondary Energy¦Electricity¦Gas | 55
Downscaling[REMIND-MAgPIE 3.2-4.6] | Low demand | FRA | Secondary Energy¦Electricity¦Gas | EJ/yr | Secondary Energy¦Electricity¦Gas | elec_co2 |  | 2035 | 0.0087 | Secondary Energy¦Electricity¦Gas | 55
Downscaling[REMIND-MAgPIE 3.2-4.6] | Low demand | FRA | Secondary Energy¦Electricity¦Gas | EJ/yr | Secondary Energy¦Electricity¦Gas | elec_co2 |  | 2040 | 0.0058 | Secondary Energy¦Electricity¦Gas | 55
Downscaling[REMIND-MAgPIE 3.2-4.6] | Low demand | FRA | Secondary Energy¦Electricity¦Gas | EJ/yr | Secondary Energy¦Electricity¦Gas | elec_co2 |  | 2045 | 0.004 | Secondary Energy¦Electricity¦Gas | 55
Downscaling[REMIND-MAgPIE 3.2-4.6] | Low demand | FRA | Secondary Energy¦Electricity¦Gas | EJ/yr | Secondary Energy¦Electricity¦Gas | elec_co2 |  | 2050 | 0.0028 | Secondary Energy¦Electricity¦Gas | 55
Downscaling[REMIND-MAgPIE 3.2-4.6] | Low demand | FRA | Secondary Energy¦Electricity¦Oil | EJ/yr | Secondary Energy¦Electricity¦Oil | elec_co2 |  | 2020 | 0.0142 | Secondary Energy¦Electricity¦Oil | 70
Downscaling[REMIND-MAgPIE 3.2-4.6] | Low demand | FRA | Secondary Energy¦Electricity¦Oil | EJ/yr | Secondary Energy¦Electricity¦Oil | elec_co2 |  | 2025 | 0.005 | Secondary Energy¦Electricity¦Oil | 70
Downscaling[REMIND-MAgPIE 3.2-4.6] | Low demand | FRA | Secondary Energy¦Electricity¦Oil | EJ/yr | Secondary Energy¦Electricity¦Oil | elec_co2 |  | 2030 | 0.0005 | Secondary Energy¦Electricity¦Oil | 70
Downscaling[REMIND-MAgPIE 3.2-4.6] | Low demand | FRA | Secondary Energy¦Electricity¦Oil | EJ/yr | Secondary Energy¦Electricity¦Oil | elec_co2 |  | 2035 | 0 | Secondary Energy¦Electricity¦Oil | 70
Downscaling[REMIND-MAgPIE 3.2-4.6] | Low demand | FRA | Secondary Energy¦Electricity¦Oil | EJ/yr | Secondary Energy¦Electricity¦Oil | elec_co2 |  | 2040 | 0 | Secondary Energy¦Electricity¦Oil | 70
Downscaling[REMIND-MAgPIE 3.2-4.6] | Low demand | FRA | Secondary Energy¦Electricity¦Oil | EJ/yr | Secondary Energy¦Electricity¦Oil | elec_co2 |  | 2045 | 0 | Secondary Energy¦Electricity¦Oil | 70
Downscaling[REMIND-MAgPIE 3.2-4.6] | Low demand | FRA | Secondary Energy¦Electricity¦Oil | EJ/yr | Secondary Energy¦Electricity¦Oil | elec_co2 |  | 2050 | 0 | Secondary Energy¦Electricity¦Oil | 70
Downscaling[REMIND-MAgPIE 3.2-4.6] | Low demand | FRA | Price¦Primary Energy¦Biomass | US$2010/GJ | Price¦Primary Energy¦Biomass | fuel_supply | bioenergy | 2020 | 5.3799 | Price¦Primary Energy¦Biomass
Downscaling[REMIND-MAgPIE 3.2-4.6] | Low demand | FRA | Price¦Primary Energy¦Biomass | US$2010/GJ | Price¦Primary Energy¦Biomass | fuel_supply | bioenergy | 2025 | 5.7569 | Price¦Primary Energy¦Biomass
Downscaling[REMIND-MAgPIE 3.2-4.6] | Low demand | FRA | Price¦Primary Energy¦Biomass | US$2010/GJ | Price¦Primary Energy¦Biomass | fuel_supply | bioenergy | 2030 | 5.1041 | Price¦Primary Energy¦Biomass
Downscaling[REMIND-MAgPIE 3.2-4.6] | Low demand | FRA | Price¦Primary Energy¦Biomass | US$2010/GJ | Price¦Primary Energy¦Biomass | fuel_supply | bioenergy | 2035 | 7.4521 | Price¦Primary Energy¦Biomass
Downscaling[REMIND-MAgPIE 3.2-4.6] | Low demand | FRA | Price¦Primary Energy¦Biomass | US$2010/GJ | Price¦Primary Energy¦Biomass | fuel_supply | bioenergy | 2040 | 8.4009 | Price¦Primary Energy¦Biomass
Downscaling[REMIND-MAgPIE 3.2-4.6] | Low demand | FRA | Price¦Primary Energy¦Biomass | US$2010/GJ | Price¦Primary Energy¦Biomass | fuel_supply | bioenergy | 2045 | 10.0685 | Price¦Primary Energy¦Biomass
Downscaling[REMIND-MAgPIE 3.2-4.6] | Low demand | FRA | Price¦Primary Energy¦Biomass | US$2010/GJ | Price¦Primary Energy¦Biomass | fuel_supply | bioenergy | 2050 | 12.7988 | Price¦Primary Energy¦Biomass
Downscaling[REMIND-MAgPIE 3.2-4.6] | Low demand | FRA | Price¦Primary Energy¦Coal | US$2010/GJ | Price¦Primary Energy¦Coal | fuel_supply | coal | 2020 | 2.0344 | Price¦Primary Energy¦Coal
Downscaling[REMIND-MAgPIE 3.2-4.6] | Low demand | FRA | Price¦Primary Energy¦Coal | US$2010/GJ | Price¦Primary Energy¦Coal | fuel_supply | coal | 2025 | 2.3285 | Price¦Primary Energy¦Coal
Downscaling[REMIND-MAgPIE 3.2-4.6] | Low demand | FRA | Price¦Primary Energy¦Coal | US$2010/GJ | Price¦Primary Energy¦Coal | fuel_supply | coal | 2030 | 1.6288 | Price¦Primary Energy¦Coal
Downscaling[REMIND-MAgPIE 3.2-4.6] | Low demand | FRA | Price¦Primary Energy¦Coal | US$2010/GJ | Price¦Primary Energy¦Coal | fuel_supply | coal | 2035 | 1.2207 | Price¦Primary Energy¦Coal
Downscaling[REMIND-MAgPIE 3.2-4.6] | Low demand | FRA | Price¦Primary Energy¦Coal | US$2010/GJ | Price¦Primary Energy¦Coal | fuel_supply | coal | 2040 | 1.2602 | Price¦Primary Energy¦Coal
Downscaling[REMIND-MAgPIE 3.2-4.6] | Low demand | FRA | Price¦Primary Energy¦Coal | US$2010/GJ | Price¦Primary Energy¦Coal | fuel_supply | coal | 2045 | 1.1936 | Price¦Primary Energy¦Coal
Downscaling[REMIND-MAgPIE 3.2-4.6] | Low demand | FRA | Price¦Primary Energy¦Coal | US$2010/GJ | Price¦Primary Energy¦Coal | fuel_supply | coal | 2050 | 1.557 | Price¦Primary Energy¦Coal
Downscaling[REMIND-MAgPIE 3.2-4.6] | Low demand | FRA | Price¦Primary Energy¦Gas | US$2010/GJ | Price¦Primary Energy¦Gas | fuel_supply | gas | 2020 | 3.9711 | Price¦Primary Energy¦Gas
Downscaling[REMIND-MAgPIE 3.2-4.6] | Low demand | FRA | Price¦Primary Energy¦Gas | US$2010/GJ | Price¦Primary Energy¦Gas | fuel_supply | gas | 2025 | 4.6568 | Price¦Primary Energy¦Gas
Downscaling[REMIND-MAgPIE 3.2-4.6] | Low demand | FRA | Price¦Primary Energy¦Gas | US$2010/GJ | Price¦Primary Energy¦Gas | fuel_supply | gas | 2030 | 4.3352 | Price¦Primary Energy¦Gas
Downscaling[REMIND-MAgPIE 3.2-4.6] | Low demand | FRA | Price¦Primary Energy¦Gas | US$2010/GJ | Price¦Primary Energy¦Gas | fuel_supply | gas | 2035 | 5.2357 | Price¦Primary Energy¦Gas
Downscaling[REMIND-MAgPIE 3.2-4.6] | Low demand | FRA | Price¦Primary Energy¦Gas | US$2010/GJ | Price¦Primary Energy¦Gas | fuel_supply | gas | 2040 | 4.7106 | Price¦Primary Energy¦Gas
Downscaling[REMIND-MAgPIE 3.2-4.6] | Low demand | FRA | Price¦Primary Energy¦Gas | US$2010/GJ | Price¦Primary Energy¦Gas | fuel_supply | gas | 2045 | 4.1262 | Price¦Primary Energy¦Gas
Downscaling[REMIND-MAgPIE 3.2-4.6] | Low demand | FRA | Price¦Primary Energy¦Gas | US$2010/GJ | Price¦Primary Energy¦Gas | fuel_supply | gas | 2050 | 4.1033 | Price¦Primary Energy¦Gas
Downscaling[REMIND-MAgPIE 3.2-4.6] | Low demand | FRA | Price¦Secondary Energy¦Liquids¦Oil | US$2010/GJ | Price¦Secondary Energy¦Liquids¦Oil | fuel_supply | oil | 2020 | 82.2847 | Price¦Secondary Energy¦Liquids¦Oil
Downscaling[REMIND-MAgPIE 3.2-4.6] | Low demand | FRA | Price¦Secondary Energy¦Liquids¦Oil | US$2010/GJ | Price¦Secondary Energy¦Liquids¦Oil | fuel_supply | oil | 2025 | 42.9837 | Price¦Secondary Energy¦Liquids¦Oil
Downscaling[REMIND-MAgPIE 3.2-4.6] | Low demand | FRA | Price¦Secondary Energy¦Liquids¦Oil | US$2010/GJ | Price¦Secondary Energy¦Liquids¦Oil | fuel_supply | oil | 2030 | 79.7876 | Price¦Secondary Energy¦Liquids¦Oil
Downscaling[REMIND-MAgPIE 3.2-4.6] | Low demand | FRA | Price¦Secondary Energy¦Liquids¦Oil | US$2010/GJ | Price¦Secondary Energy¦Liquids¦Oil | fuel_supply | oil | 2035 | 85.3398 | Price¦Secondary Energy¦Liquids¦Oil
Downscaling[REMIND-MAgPIE 3.2-4.6] | Low demand | FRA | Price¦Secondary Energy¦Liquids¦Oil | US$2010/GJ | Price¦Secondary Energy¦Liquids¦Oil | fuel_supply | oil | 2040 | 99.3264 | Price¦Secondary Energy¦Liquids¦Oil
Downscaling[REMIND-MAgPIE 3.2-4.6] | Low demand | FRA | Price¦Secondary Energy¦Liquids¦Oil | US$2010/GJ | Price¦Secondary Energy¦Liquids¦Oil | fuel_supply | oil | 2045 | 95.2399 | Price¦Secondary Energy¦Liquids¦Oil
Downscaling[REMIND-MAgPIE 3.2-4.6] | Low demand | FRA | Price¦Secondary Energy¦Liquids¦Oil | US$2010/GJ | Price¦Secondary Energy¦Liquids¦Oil | fuel_supply | oil | 2050 | 125.9856 | Price¦Secondary Energy¦Liquids¦Oil
Downscaling[REMIND-MAgPIE 3.2-4.6] | Low demand | FRA | Emissions¦CO2 | Mt CO2/yr | Emissions¦CO2 | scenarios - CO2 abatement | CO2 | 2020 | 246.3359 | Emissions¦CO2
Downscaling[REMIND-MAgPIE 3.2-4.6] | Low demand | FRA | Emissions¦CO2 | Mt CO2/yr | Emissions¦CO2 | scenarios - CO2 abatement | CO2 | 2025 | 214.6939 | Emissions¦CO2
Downscaling[REMIND-MAgPIE 3.2-4.6] | Low demand | FRA | Emissions¦CO2 | Mt CO2/yr | Emissions¦CO2 | scenarios - CO2 abatement | CO2 | 2030 | 82.7366 | Emissions¦CO2
Downscaling[REMIND-MAgPIE 3.2-4.6] | Low demand | FRA | Emissions¦CO2 | Mt CO2/yr | Emissions¦CO2 | scenarios - CO2 abatement | CO2 | 2035 | 18.2642 | Emissions¦CO2
Downscaling[REMIND-MAgPIE 3.2-4.6] | Low demand | FRA | Emissions¦CO2 | Mt CO2/yr | Emissions¦CO2 | scenarios - CO2 abatement | CO2 | 2040 | -33.4475 | Emissions¦CO2
Downscaling[REMIND-MAgPIE 3.2-4.6] | Low demand | FRA | Emissions¦CO2 | Mt CO2/yr | Emissions¦CO2 | scenarios - CO2 abatement | CO2 | 2045 | -65.1041 | Emissions¦CO2
Downscaling[REMIND-MAgPIE 3.2-4.6] | Low demand | FRA | Emissions¦CO2 | Mt CO2/yr | Emissions¦CO2 | scenarios - CO2 abatement | CO2 | 2050 | -79.3543 | Emissions¦CO2
Downscaling[REMIND-MAgPIE 3.2-4.6] | Low demand | FRA | Emissions¦CO2¦Energy | Mt CO2/yr | Emissions¦CO2¦Energy | scenarios - CO2 abatement | CO2 | 2020 | 305.566 | Emissions¦CO2¦Energy
Downscaling[REMIND-MAgPIE 3.2-4.6] | Low demand | FRA | Emissions¦CO2¦Energy | Mt CO2/yr | Emissions¦CO2¦Energy | scenarios - CO2 abatement | CO2 | 2025 | 250.0421 | Emissions¦CO2¦Energy
Downscaling[REMIND-MAgPIE 3.2-4.6] | Low demand | FRA | Emissions¦CO2¦Energy | Mt CO2/yr | Emissions¦CO2¦Energy | scenarios - CO2 abatement | CO2 | 2030 | 127.5632 | Emissions¦CO2¦Energy
Downscaling[REMIND-MAgPIE 3.2-4.6] | Low demand | FRA | Emissions¦CO2¦Energy | Mt CO2/yr | Emissions¦CO2¦Energy | scenarios - CO2 abatement | CO2 | 2035 | 67.553 | Emissions¦CO2¦Energy
Downscaling[REMIND-MAgPIE 3.2-4.6] | Low demand | FRA | Emissions¦CO2¦Energy | Mt CO2/yr | Emissions¦CO2¦Energy | scenarios - CO2 abatement | CO2 | 2040 | 18.5398 | Emissions¦CO2¦Energy
Downscaling[REMIND-MAgPIE 3.2-4.6] | Low demand | FRA | Emissions¦CO2¦Energy | Mt CO2/yr | Emissions¦CO2¦Energy | scenarios - CO2 abatement | CO2 | 2045 | -10.4087 | Emissions¦CO2¦Energy
Downscaling[REMIND-MAgPIE 3.2-4.6] | Low demand | FRA | Emissions¦CO2¦Energy | Mt CO2/yr | Emissions¦CO2¦Energy | scenarios - CO2 abatement | CO2 | 2050 | -23.578 | Emissions¦CO2¦Energy
Downscaling[REMIND-MAgPIE 3.2-4.6] | Nationally Determined Contributions (NDCs) | FRA | Carbon Sequestration¦CCS | Mt CO2/yr | Carbon Sequestration¦CCS | CCS potential |  | 2020 | 0 | Carbon Sequestration¦CCS
Downscaling[REMIND-MAgPIE 3.2-4.6] | Nationally Determined Contributions (NDCs) | FRA | Carbon Sequestration¦CCS | Mt CO2/yr | Carbon Sequestration¦CCS | CCS potential |  | 2025 | 0.428 | Carbon Sequestration¦CCS
Downscaling[REMIND-MAgPIE 3.2-4.6] | Nationally Determined Contributions (NDCs) | FRA | Carbon Sequestration¦CCS | Mt CO2/yr | Carbon Sequestration¦CCS | CCS potential |  | 2030 | 3.7816 | Carbon Sequestration¦CCS
Downscaling[REMIND-MAgPIE 3.2-4.6] | Nationally Determined Contributions (NDCs) | FRA | Carbon Sequestration¦CCS | Mt CO2/yr | Carbon Sequestration¦CCS | CCS potential |  | 2035 | 9.519 | Carbon Sequestration¦CCS
Downscaling[REMIND-MAgPIE 3.2-4.6] | Nationally Determined Contributions (NDCs) | FRA | Carbon Sequestration¦CCS | Mt CO2/yr | Carbon Sequestration¦CCS | CCS potential |  | 2040 | 16.6905 | Carbon Sequestration¦CCS
Downscaling[REMIND-MAgPIE 3.2-4.6] | Nationally Determined Contributions (NDCs) | FRA | Carbon Sequestration¦CCS | Mt CO2/yr | Carbon Sequestration¦CCS | CCS potential |  | 2045 | 19.827 | Carbon Sequestration¦CCS
Downscaling[REMIND-MAgPIE 3.2-4.6] | Nationally Determined Contributions (NDCs) | FRA | Carbon Sequestration¦CCS | Mt CO2/yr | Carbon Sequestration¦CCS | CCS potential |  | 2050 | 22.0377 | Carbon Sequestration¦CCS
Downscaling[REMIND-MAgPIE 3.2-4.6] | Nationally Determined Contributions (NDCs) | FRA | Final Energy¦Industry¦Electricity | EJ/yr | Final Energy¦Industry¦Electricity | demand_projection | elc_industry | 2020 | 0.4599 | Final Energy¦Industry¦Electricity
Downscaling[REMIND-MAgPIE 3.2-4.6] | Nationally Determined Contributions (NDCs) | FRA | Final Energy¦Industry¦Electricity | EJ/yr | Final Energy¦Industry¦Electricity | demand_projection | elc_industry | 2025 | 0.5431 | Final Energy¦Industry¦Electricity
Downscaling[REMIND-MAgPIE 3.2-4.6] | Nationally Determined Contributions (NDCs) | FRA | Final Energy¦Industry¦Electricity | EJ/yr | Final Energy¦Industry¦Electricity | demand_projection | elc_industry | 2030 | 0.5524 | Final Energy¦Industry¦Electricity
Downscaling[REMIND-MAgPIE 3.2-4.6] | Nationally Determined Contributions (NDCs) | FRA | Final Energy¦Industry¦Electricity | EJ/yr | Final Energy¦Industry¦Electricity | demand_projection | elc_industry | 2035 | 0.5826 | Final Energy¦Industry¦Electricity
Downscaling[REMIND-MAgPIE 3.2-4.6] | Nationally Determined Contributions (NDCs) | FRA | Final Energy¦Industry¦Electricity | EJ/yr | Final Energy¦Industry¦Electricity | demand_projection | elc_industry | 2040 | 0.6233 | Final Energy¦Industry¦Electricity
Downscaling[REMIND-MAgPIE 3.2-4.6] | Nationally Determined Contributions (NDCs) | FRA | Final Energy¦Industry¦Electricity | EJ/yr | Final Energy¦Industry¦Electricity | demand_projection | elc_industry | 2045 | 0.6412 | Final Energy¦Industry¦Electricity
Downscaling[REMIND-MAgPIE 3.2-4.6] | Nationally Determined Contributions (NDCs) | FRA | Final Energy¦Industry¦Electricity | EJ/yr | Final Energy¦Industry¦Electricity | demand_projection | elc_industry | 2050 | 0.6307 | Final Energy¦Industry¦Electricity
Downscaling[REMIND-MAgPIE 3.2-4.6] | Nationally Determined Contributions (NDCs) | FRA | Final Energy¦Residential and Commercial¦Electricity | EJ/yr | Final Energy¦Residential and Commercial¦Electricity | demand_projection | elc_buildings | 2020 | 1.0997 | Final Energy¦Residential and Commercial¦Electricity
Downscaling[REMIND-MAgPIE 3.2-4.6] | Nationally Determined Contributions (NDCs) | FRA | Final Energy¦Residential and Commercial¦Electricity | EJ/yr | Final Energy¦Residential and Commercial¦Electricity | demand_projection | elc_buildings | 2025 | 1.2202 | Final Energy¦Residential and Commercial¦Electricity
Downscaling[REMIND-MAgPIE 3.2-4.6] | Nationally Determined Contributions (NDCs) | FRA | Final Energy¦Residential and Commercial¦Electricity | EJ/yr | Final Energy¦Residential and Commercial¦Electricity | demand_projection | elc_buildings | 2030 | 1.2496 | Final Energy¦Residential and Commercial¦Electricity
Downscaling[REMIND-MAgPIE 3.2-4.6] | Nationally Determined Contributions (NDCs) | FRA | Final Energy¦Residential and Commercial¦Electricity | EJ/yr | Final Energy¦Residential and Commercial¦Electricity | demand_projection | elc_buildings | 2035 | 1.331 | Final Energy¦Residential and Commercial¦Electricity
Downscaling[REMIND-MAgPIE 3.2-4.6] | Nationally Determined Contributions (NDCs) | FRA | Final Energy¦Residential and Commercial¦Electricity | EJ/yr | Final Energy¦Residential and Commercial¦Electricity | demand_projection | elc_buildings | 2040 | 1.3968 | Final Energy¦Residential and Commercial¦Electricity
Downscaling[REMIND-MAgPIE 3.2-4.6] | Nationally Determined Contributions (NDCs) | FRA | Final Energy¦Residential and Commercial¦Electricity | EJ/yr | Final Energy¦Residential and Commercial¦Electricity | demand_projection | elc_buildings | 2045 | 1.4222 | Final Energy¦Residential and Commercial¦Electricity
Downscaling[REMIND-MAgPIE 3.2-4.6] | Nationally Determined Contributions (NDCs) | FRA | Final Energy¦Residential and Commercial¦Electricity | EJ/yr | Final Energy¦Residential and Commercial¦Electricity | demand_projection | elc_buildings | 2050 | 1.4158 | Final Energy¦Residential and Commercial¦Electricity
Downscaling[REMIND-MAgPIE 3.2-4.6] | Nationally Determined Contributions (NDCs) | FRA | Final Energy¦Transportation¦Electricity | EJ/yr | Final Energy¦Transportation¦Electricity | demand_projection | elc_transport | 2020 | 0.0527 | Final Energy¦Transportation¦Electricity
Downscaling[REMIND-MAgPIE 3.2-4.6] | Nationally Determined Contributions (NDCs) | FRA | Final Energy¦Transportation¦Electricity | EJ/yr | Final Energy¦Transportation¦Electricity | demand_projection | elc_transport | 2025 | 0.1205 | Final Energy¦Transportation¦Electricity
Downscaling[REMIND-MAgPIE 3.2-4.6] | Nationally Determined Contributions (NDCs) | FRA | Final Energy¦Transportation¦Electricity | EJ/yr | Final Energy¦Transportation¦Electricity | demand_projection | elc_transport | 2030 | 0.2107 | Final Energy¦Transportation¦Electricity
Downscaling[REMIND-MAgPIE 3.2-4.6] | Nationally Determined Contributions (NDCs) | FRA | Final Energy¦Transportation¦Electricity | EJ/yr | Final Energy¦Transportation¦Electricity | demand_projection | elc_transport | 2035 | 0.2954 | Final Energy¦Transportation¦Electricity
Downscaling[REMIND-MAgPIE 3.2-4.6] | Nationally Determined Contributions (NDCs) | FRA | Final Energy¦Transportation¦Electricity | EJ/yr | Final Energy¦Transportation¦Electricity | demand_projection | elc_transport | 2040 | 0.346 | Final Energy¦Transportation¦Electricity
Downscaling[REMIND-MAgPIE 3.2-4.6] | Nationally Determined Contributions (NDCs) | FRA | Final Energy¦Transportation¦Electricity | EJ/yr | Final Energy¦Transportation¦Electricity | demand_projection | elc_transport | 2045 | 0.3673 | Final Energy¦Transportation¦Electricity
Downscaling[REMIND-MAgPIE 3.2-4.6] | Nationally Determined Contributions (NDCs) | FRA | Final Energy¦Transportation¦Electricity | EJ/yr | Final Energy¦Transportation¦Electricity | demand_projection | elc_transport | 2050 | 0.3843 | Final Energy¦Transportation¦Electricity
Downscaling[REMIND-MAgPIE 3.2-4.6] | Nationally Determined Contributions (NDCs) | FRA | Secondary Energy¦Hydrogen | EJ/yr | Secondary Energy¦Hydrogen | demand_projection | hydrogen_allsect | 2020 | 0.0085 | Secondary Energy¦Hydrogen
Downscaling[REMIND-MAgPIE 3.2-4.6] | Nationally Determined Contributions (NDCs) | FRA | Secondary Energy¦Hydrogen | EJ/yr | Secondary Energy¦Hydrogen | demand_projection | hydrogen_allsect | 2025 | 0.0378 | Secondary Energy¦Hydrogen
Downscaling[REMIND-MAgPIE 3.2-4.6] | Nationally Determined Contributions (NDCs) | FRA | Secondary Energy¦Hydrogen | EJ/yr | Secondary Energy¦Hydrogen | demand_projection | hydrogen_allsect | 2030 | 0.0711 | Secondary Energy¦Hydrogen
Downscaling[REMIND-MAgPIE 3.2-4.6] | Nationally Determined Contributions (NDCs) | FRA | Secondary Energy¦Hydrogen | EJ/yr | Secondary Energy¦Hydrogen | demand_projection | hydrogen_allsect | 2035 | 0.0996 | Secondary Energy¦Hydrogen
Downscaling[REMIND-MAgPIE 3.2-4.6] | Nationally Determined Contributions (NDCs) | FRA | Secondary Energy¦Hydrogen | EJ/yr | Secondary Energy¦Hydrogen | demand_projection | hydrogen_allsect | 2040 | 0.1466 | Secondary Energy¦Hydrogen
Downscaling[REMIND-MAgPIE 3.2-4.6] | Nationally Determined Contributions (NDCs) | FRA | Secondary Energy¦Hydrogen | EJ/yr | Secondary Energy¦Hydrogen | demand_projection | hydrogen_allsect | 2045 | 0.2321 | Secondary Energy¦Hydrogen
Downscaling[REMIND-MAgPIE 3.2-4.6] | Nationally Determined Contributions (NDCs) | FRA | Secondary Energy¦Hydrogen | EJ/yr | Secondary Energy¦Hydrogen | demand_projection | hydrogen_allsect | 2050 | 0.3114 | Secondary Energy¦Hydrogen
Downscaling[REMIND-MAgPIE 3.2-4.6] | Nationally Determined Contributions (NDCs) | FRA | Secondary Energy¦Electricity¦Coal | EJ/yr | Secondary Energy¦Electricity¦Coal | elec_co2 |  | 2020 | 0.0326 | Secondary Energy¦Electricity¦Coal | 94
Downscaling[REMIND-MAgPIE 3.2-4.6] | Nationally Determined Contributions (NDCs) | FRA | Secondary Energy¦Electricity¦Coal | EJ/yr | Secondary Energy¦Electricity¦Coal | elec_co2 |  | 2025 | 0.0056 | Secondary Energy¦Electricity¦Coal | 94
Downscaling[REMIND-MAgPIE 3.2-4.6] | Nationally Determined Contributions (NDCs) | FRA | Secondary Energy¦Electricity¦Coal | EJ/yr | Secondary Energy¦Electricity¦Coal | elec_co2 |  | 2030 | 0 | Secondary Energy¦Electricity¦Coal | 94
Downscaling[REMIND-MAgPIE 3.2-4.6] | Nationally Determined Contributions (NDCs) | FRA | Secondary Energy¦Electricity¦Coal | EJ/yr | Secondary Energy¦Electricity¦Coal | elec_co2 |  | 2035 | 0 | Secondary Energy¦Electricity¦Coal | 94
Downscaling[REMIND-MAgPIE 3.2-4.6] | Nationally Determined Contributions (NDCs) | FRA | Secondary Energy¦Electricity¦Coal | EJ/yr | Secondary Energy¦Electricity¦Coal | elec_co2 |  | 2040 | 0 | Secondary Energy¦Electricity¦Coal | 94
Downscaling[REMIND-MAgPIE 3.2-4.6] | Nationally Determined Contributions (NDCs) | FRA | Secondary Energy¦Electricity¦Coal | EJ/yr | Secondary Energy¦Electricity¦Coal | elec_co2 |  | 2045 | 0 | Secondary Energy¦Electricity¦Coal | 94
Downscaling[REMIND-MAgPIE 3.2-4.6] | Nationally Determined Contributions (NDCs) | FRA | Secondary Energy¦Electricity¦Coal | EJ/yr | Secondary Energy¦Electricity¦Coal | elec_co2 |  | 2050 | 0 | Secondary Energy¦Electricity¦Coal | 94
Downscaling[REMIND-MAgPIE 3.2-4.6] | Nationally Determined Contributions (NDCs) | FRA | Secondary Energy¦Electricity¦Gas | EJ/yr | Secondary Energy¦Electricity¦Gas | elec_co2 |  | 2020 | 0.1753 | Secondary Energy¦Electricity¦Gas | 55
Downscaling[REMIND-MAgPIE 3.2-4.6] | Nationally Determined Contributions (NDCs) | FRA | Secondary Energy¦Electricity¦Gas | EJ/yr | Secondary Energy¦Electricity¦Gas | elec_co2 |  | 2025 | 0.1919 | Secondary Energy¦Electricity¦Gas | 55
Downscaling[REMIND-MAgPIE 3.2-4.6] | Nationally Determined Contributions (NDCs) | FRA | Secondary Energy¦Electricity¦Gas | EJ/yr | Secondary Energy¦Electricity¦Gas | elec_co2 |  | 2030 | 0.0815 | Secondary Energy¦Electricity¦Gas | 55
Downscaling[REMIND-MAgPIE 3.2-4.6] | Nationally Determined Contributions (NDCs) | FRA | Secondary Energy¦Electricity¦Gas | EJ/yr | Secondary Energy¦Electricity¦Gas | elec_co2 |  | 2035 | 0.0397 | Secondary Energy¦Electricity¦Gas | 55
Downscaling[REMIND-MAgPIE 3.2-4.6] | Nationally Determined Contributions (NDCs) | FRA | Secondary Energy¦Electricity¦Gas | EJ/yr | Secondary Energy¦Electricity¦Gas | elec_co2 |  | 2040 | 0.0157 | Secondary Energy¦Electricity¦Gas | 55
Downscaling[REMIND-MAgPIE 3.2-4.6] | Nationally Determined Contributions (NDCs) | FRA | Secondary Energy¦Electricity¦Gas | EJ/yr | Secondary Energy¦Electricity¦Gas | elec_co2 |  | 2045 | 0.0152 | Secondary Energy¦Electricity¦Gas | 55
Downscaling[REMIND-MAgPIE 3.2-4.6] | Nationally Determined Contributions (NDCs) | FRA | Secondary Energy¦Electricity¦Gas | EJ/yr | Secondary Energy¦Electricity¦Gas | elec_co2 |  | 2050 | 0.0131 | Secondary Energy¦Electricity¦Gas | 55
Downscaling[REMIND-MAgPIE 3.2-4.6] | Nationally Determined Contributions (NDCs) | FRA | Secondary Energy¦Electricity¦Oil | EJ/yr | Secondary Energy¦Electricity¦Oil | elec_co2 |  | 2020 | 0.0143 | Secondary Energy¦Electricity¦Oil | 70
Downscaling[REMIND-MAgPIE 3.2-4.6] | Nationally Determined Contributions (NDCs) | FRA | Secondary Energy¦Electricity¦Oil | EJ/yr | Secondary Energy¦Electricity¦Oil | elec_co2 |  | 2025 | 0.0053 | Secondary Energy¦Electricity¦Oil | 70
Downscaling[REMIND-MAgPIE 3.2-4.6] | Nationally Determined Contributions (NDCs) | FRA | Secondary Energy¦Electricity¦Oil | EJ/yr | Secondary Energy¦Electricity¦Oil | elec_co2 |  | 2030 | 0.0004 | Secondary Energy¦Electricity¦Oil | 70
Downscaling[REMIND-MAgPIE 3.2-4.6] | Nationally Determined Contributions (NDCs) | FRA | Secondary Energy¦Electricity¦Oil | EJ/yr | Secondary Energy¦Electricity¦Oil | elec_co2 |  | 2035 | 0 | Secondary Energy¦Electricity¦Oil | 70
Downscaling[REMIND-MAgPIE 3.2-4.6] | Nationally Determined Contributions (NDCs) | FRA | Secondary Energy¦Electricity¦Oil | EJ/yr | Secondary Energy¦Electricity¦Oil | elec_co2 |  | 2040 | 0 | Secondary Energy¦Electricity¦Oil | 70
Downscaling[REMIND-MAgPIE 3.2-4.6] | Nationally Determined Contributions (NDCs) | FRA | Secondary Energy¦Electricity¦Oil | EJ/yr | Secondary Energy¦Electricity¦Oil | elec_co2 |  | 2045 | 0 | Secondary Energy¦Electricity¦Oil | 70
Downscaling[REMIND-MAgPIE 3.2-4.6] | Nationally Determined Contributions (NDCs) | FRA | Secondary Energy¦Electricity¦Oil | EJ/yr | Secondary Energy¦Electricity¦Oil | elec_co2 |  | 2050 | 0 | Secondary Energy¦Electricity¦Oil | 70
Downscaling[REMIND-MAgPIE 3.2-4.6] | Nationally Determined Contributions (NDCs) | FRA | Price¦Primary Energy¦Biomass | US$2010/GJ | Price¦Primary Energy¦Biomass | fuel_supply | bioenergy | 2020 | 5.3799 | Price¦Primary Energy¦Biomass
Downscaling[REMIND-MAgPIE 3.2-4.6] | Nationally Determined Contributions (NDCs) | FRA | Price¦Primary Energy¦Biomass | US$2010/GJ | Price¦Primary Energy¦Biomass | fuel_supply | bioenergy | 2025 | 6.0409 | Price¦Primary Energy¦Biomass
Downscaling[REMIND-MAgPIE 3.2-4.6] | Nationally Determined Contributions (NDCs) | FRA | Price¦Primary Energy¦Biomass | US$2010/GJ | Price¦Primary Energy¦Biomass | fuel_supply | bioenergy | 2030 | 5.8961 | Price¦Primary Energy¦Biomass
Downscaling[REMIND-MAgPIE 3.2-4.6] | Nationally Determined Contributions (NDCs) | FRA | Price¦Primary Energy¦Biomass | US$2010/GJ | Price¦Primary Energy¦Biomass | fuel_supply | bioenergy | 2035 | 6.0401 | Price¦Primary Energy¦Biomass
Downscaling[REMIND-MAgPIE 3.2-4.6] | Nationally Determined Contributions (NDCs) | FRA | Price¦Primary Energy¦Biomass | US$2010/GJ | Price¦Primary Energy¦Biomass | fuel_supply | bioenergy | 2040 | 6.1913 | Price¦Primary Energy¦Biomass
Downscaling[REMIND-MAgPIE 3.2-4.6] | Nationally Determined Contributions (NDCs) | FRA | Price¦Primary Energy¦Biomass | US$2010/GJ | Price¦Primary Energy¦Biomass | fuel_supply | bioenergy | 2045 | 6.8758 | Price¦Primary Energy¦Biomass
Downscaling[REMIND-MAgPIE 3.2-4.6] | Nationally Determined Contributions (NDCs) | FRA | Price¦Primary Energy¦Biomass | US$2010/GJ | Price¦Primary Energy¦Biomass | fuel_supply | bioenergy | 2050 | 8.3551 | Price¦Primary Energy¦Biomass
Downscaling[REMIND-MAgPIE 3.2-4.6] | Nationally Determined Contributions (NDCs) | FRA | Price¦Primary Energy¦Coal | US$2010/GJ | Price¦Primary Energy¦Coal | fuel_supply | coal | 2020 | 2.0344 | Price¦Primary Energy¦Coal
Downscaling[REMIND-MAgPIE 3.2-4.6] | Nationally Determined Contributions (NDCs) | FRA | Price¦Primary Energy¦Coal | US$2010/GJ | Price¦Primary Energy¦Coal | fuel_supply | coal | 2025 | 2.1324 | Price¦Primary Energy¦Coal
Downscaling[REMIND-MAgPIE 3.2-4.6] | Nationally Determined Contributions (NDCs) | FRA | Price¦Primary Energy¦Coal | US$2010/GJ | Price¦Primary Energy¦Coal | fuel_supply | coal | 2030 | 2.088 | Price¦Primary Energy¦Coal
Downscaling[REMIND-MAgPIE 3.2-4.6] | Nationally Determined Contributions (NDCs) | FRA | Price¦Primary Energy¦Coal | US$2010/GJ | Price¦Primary Energy¦Coal | fuel_supply | coal | 2035 | 2.0799 | Price¦Primary Energy¦Coal
Downscaling[REMIND-MAgPIE 3.2-4.6] | Nationally Determined Contributions (NDCs) | FRA | Price¦Primary Energy¦Coal | US$2010/GJ | Price¦Primary Energy¦Coal | fuel_supply | coal | 2040 | 1.9486 | Price¦Primary Energy¦Coal
Downscaling[REMIND-MAgPIE 3.2-4.6] | Nationally Determined Contributions (NDCs) | FRA | Price¦Primary Energy¦Coal | US$2010/GJ | Price¦Primary Energy¦Coal | fuel_supply | coal | 2045 | 1.8346 | Price¦Primary Energy¦Coal
Downscaling[REMIND-MAgPIE 3.2-4.6] | Nationally Determined Contributions (NDCs) | FRA | Price¦Primary Energy¦Coal | US$2010/GJ | Price¦Primary Energy¦Coal | fuel_supply | coal | 2050 | 1.9253 | Price¦Primary Energy¦Coal
Downscaling[REMIND-MAgPIE 3.2-4.6] | Nationally Determined Contributions (NDCs) | FRA | Price¦Primary Energy¦Gas | US$2010/GJ | Price¦Primary Energy¦Gas | fuel_supply | gas | 2020 | 3.9711 | Price¦Primary Energy¦Gas
Downscaling[REMIND-MAgPIE 3.2-4.6] | Nationally Determined Contributions (NDCs) | FRA | Price¦Primary Energy¦Gas | US$2010/GJ | Price¦Primary Energy¦Gas | fuel_supply | gas | 2025 | 4.541 | Price¦Primary Energy¦Gas
Downscaling[REMIND-MAgPIE 3.2-4.6] | Nationally Determined Contributions (NDCs) | FRA | Price¦Primary Energy¦Gas | US$2010/GJ | Price¦Primary Energy¦Gas | fuel_supply | gas | 2030 | 4.3304 | Price¦Primary Energy¦Gas
Downscaling[REMIND-MAgPIE 3.2-4.6] | Nationally Determined Contributions (NDCs) | FRA | Price¦Primary Energy¦Gas | US$2010/GJ | Price¦Primary Energy¦Gas | fuel_supply | gas | 2035 | 4.7696 | Price¦Primary Energy¦Gas
Downscaling[REMIND-MAgPIE 3.2-4.6] | Nationally Determined Contributions (NDCs) | FRA | Price¦Primary Energy¦Gas | US$2010/GJ | Price¦Primary Energy¦Gas | fuel_supply | gas | 2040 | 5.0737 | Price¦Primary Energy¦Gas
Downscaling[REMIND-MAgPIE 3.2-4.6] | Nationally Determined Contributions (NDCs) | FRA | Price¦Primary Energy¦Gas | US$2010/GJ | Price¦Primary Energy¦Gas | fuel_supply | gas | 2045 | 5.4085 | Price¦Primary Energy¦Gas
Downscaling[REMIND-MAgPIE 3.2-4.6] | Nationally Determined Contributions (NDCs) | FRA | Price¦Primary Energy¦Gas | US$2010/GJ | Price¦Primary Energy¦Gas | fuel_supply | gas | 2050 | 5.3735 | Price¦Primary Energy¦Gas
Downscaling[REMIND-MAgPIE 3.2-4.6] | Nationally Determined Contributions (NDCs) | FRA | Price¦Secondary Energy¦Liquids¦Oil | US$2010/GJ | Price¦Secondary Energy¦Liquids¦Oil | fuel_supply | oil | 2020 | 82.2847 | Price¦Secondary Energy¦Liquids¦Oil
Downscaling[REMIND-MAgPIE 3.2-4.6] | Nationally Determined Contributions (NDCs) | FRA | Price¦Secondary Energy¦Liquids¦Oil | US$2010/GJ | Price¦Secondary Energy¦Liquids¦Oil | fuel_supply | oil | 2025 | 90.6412 | Price¦Secondary Energy¦Liquids¦Oil
Downscaling[REMIND-MAgPIE 3.2-4.6] | Nationally Determined Contributions (NDCs) | FRA | Price¦Secondary Energy¦Liquids¦Oil | US$2010/GJ | Price¦Secondary Energy¦Liquids¦Oil | fuel_supply | oil | 2030 | 92.2477 | Price¦Secondary Energy¦Liquids¦Oil
Downscaling[REMIND-MAgPIE 3.2-4.6] | Nationally Determined Contributions (NDCs) | FRA | Price¦Secondary Energy¦Liquids¦Oil | US$2010/GJ | Price¦Secondary Energy¦Liquids¦Oil | fuel_supply | oil | 2035 | 86.2934 | Price¦Secondary Energy¦Liquids¦Oil
Downscaling[REMIND-MAgPIE 3.2-4.6] | Nationally Determined Contributions (NDCs) | FRA | Price¦Secondary Energy¦Liquids¦Oil | US$2010/GJ | Price¦Secondary Energy¦Liquids¦Oil | fuel_supply | oil | 2040 | 103.5236 | Price¦Secondary Energy¦Liquids¦Oil
Downscaling[REMIND-MAgPIE 3.2-4.6] | Nationally Determined Contributions (NDCs) | FRA | Price¦Secondary Energy¦Liquids¦Oil | US$2010/GJ | Price¦Secondary Energy¦Liquids¦Oil | fuel_supply | oil | 2045 | 122.2453 | Price¦Secondary Energy¦Liquids¦Oil
Downscaling[REMIND-MAgPIE 3.2-4.6] | Nationally Determined Contributions (NDCs) | FRA | Price¦Secondary Energy¦Liquids¦Oil | US$2010/GJ | Price¦Secondary Energy¦Liquids¦Oil | fuel_supply | oil | 2050 | 138.9473 | Price¦Secondary Energy¦Liquids¦Oil
Downscaling[REMIND-MAgPIE 3.2-4.6] | Nationally Determined Contributions (NDCs) | FRA | Emissions¦CO2 | Mt CO2/yr | Emissions¦CO2 | scenarios - CO2 abatement | CO2 | 2020 | 244.6363 | Emissions¦CO2
Downscaling[REMIND-MAgPIE 3.2-4.6] | Nationally Determined Contributions (NDCs) | FRA | Emissions¦CO2 | Mt CO2/yr | Emissions¦CO2 | scenarios - CO2 abatement | CO2 | 2025 | 234.467 | Emissions¦CO2
Downscaling[REMIND-MAgPIE 3.2-4.6] | Nationally Determined Contributions (NDCs) | FRA | Emissions¦CO2 | Mt CO2/yr | Emissions¦CO2 | scenarios - CO2 abatement | CO2 | 2030 | 167.6663 | Emissions¦CO2
Downscaling[REMIND-MAgPIE 3.2-4.6] | Nationally Determined Contributions (NDCs) | FRA | Emissions¦CO2 | Mt CO2/yr | Emissions¦CO2 | scenarios - CO2 abatement | CO2 | 2035 | 88.9866 | Emissions¦CO2
Downscaling[REMIND-MAgPIE 3.2-4.6] | Nationally Determined Contributions (NDCs) | FRA | Emissions¦CO2 | Mt CO2/yr | Emissions¦CO2 | scenarios - CO2 abatement | CO2 | 2040 | 28.5378 | Emissions¦CO2
Downscaling[REMIND-MAgPIE 3.2-4.6] | Nationally Determined Contributions (NDCs) | FRA | Emissions¦CO2 | Mt CO2/yr | Emissions¦CO2 | scenarios - CO2 abatement | CO2 | 2045 | -3.3128 | Emissions¦CO2
Downscaling[REMIND-MAgPIE 3.2-4.6] | Nationally Determined Contributions (NDCs) | FRA | Emissions¦CO2 | Mt CO2/yr | Emissions¦CO2 | scenarios - CO2 abatement | CO2 | 2050 | -24.4342 | Emissions¦CO2
Downscaling[REMIND-MAgPIE 3.2-4.6] | Nationally Determined Contributions (NDCs) | FRA | Emissions¦CO2¦Energy | Mt CO2/yr | Emissions¦CO2¦Energy | scenarios - CO2 abatement | CO2 | 2020 | 303.6094 | Emissions¦CO2¦Energy
Downscaling[REMIND-MAgPIE 3.2-4.6] | Nationally Determined Contributions (NDCs) | FRA | Emissions¦CO2¦Energy | Mt CO2/yr | Emissions¦CO2¦Energy | scenarios - CO2 abatement | CO2 | 2025 | 268.3914 | Emissions¦CO2¦Energy
Downscaling[REMIND-MAgPIE 3.2-4.6] | Nationally Determined Contributions (NDCs) | FRA | Emissions¦CO2¦Energy | Mt CO2/yr | Emissions¦CO2¦Energy | scenarios - CO2 abatement | CO2 | 2030 | 207.788 | Emissions¦CO2¦Energy
Downscaling[REMIND-MAgPIE 3.2-4.6] | Nationally Determined Contributions (NDCs) | FRA | Emissions¦CO2¦Energy | Mt CO2/yr | Emissions¦CO2¦Energy | scenarios - CO2 abatement | CO2 | 2035 | 134.6023 | Emissions¦CO2¦Energy
Downscaling[REMIND-MAgPIE 3.2-4.6] | Nationally Determined Contributions (NDCs) | FRA | Emissions¦CO2¦Energy | Mt CO2/yr | Emissions¦CO2¦Energy | scenarios - CO2 abatement | CO2 | 2040 | 79.174 | Emissions¦CO2¦Energy
Downscaling[REMIND-MAgPIE 3.2-4.6] | Nationally Determined Contributions (NDCs) | FRA | Emissions¦CO2¦Energy | Mt CO2/yr | Emissions¦CO2¦Energy | scenarios - CO2 abatement | CO2 | 2045 | 50.5375 | Emissions¦CO2¦Energy
Downscaling[REMIND-MAgPIE 3.2-4.6] | Nationally Determined Contributions (NDCs) | FRA | Emissions¦CO2¦Energy | Mt CO2/yr | Emissions¦CO2¦Energy | scenarios - CO2 abatement | CO2 | 2050 | 32.3203 | Emissions¦CO2¦Energy
Downscaling[REMIND-MAgPIE 3.2-4.6] | Net Zero 2050 | FRA | Carbon Sequestration¦CCS | Mt CO2/yr | Carbon Sequestration¦CCS | CCS potential |  | 2020 | 0 | Carbon Sequestration¦CCS
Downscaling[REMIND-MAgPIE 3.2-4.6] | Net Zero 2050 | FRA | Carbon Sequestration¦CCS | Mt CO2/yr | Carbon Sequestration¦CCS | CCS potential |  | 2025 | 0.4353 | Carbon Sequestration¦CCS
Downscaling[REMIND-MAgPIE 3.2-4.6] | Net Zero 2050 | FRA | Carbon Sequestration¦CCS | Mt CO2/yr | Carbon Sequestration¦CCS | CCS potential |  | 2030 | 14.2156 | Carbon Sequestration¦CCS
Downscaling[REMIND-MAgPIE 3.2-4.6] | Net Zero 2050 | FRA | Carbon Sequestration¦CCS | Mt CO2/yr | Carbon Sequestration¦CCS | CCS potential |  | 2035 | 40.8344 | Carbon Sequestration¦CCS
Downscaling[REMIND-MAgPIE 3.2-4.6] | Net Zero 2050 | FRA | Carbon Sequestration¦CCS | Mt CO2/yr | Carbon Sequestration¦CCS | CCS potential |  | 2040 | 68.4211 | Carbon Sequestration¦CCS
Downscaling[REMIND-MAgPIE 3.2-4.6] | Net Zero 2050 | FRA | Carbon Sequestration¦CCS | Mt CO2/yr | Carbon Sequestration¦CCS | CCS potential |  | 2045 | 76.4511 | Carbon Sequestration¦CCS
Downscaling[REMIND-MAgPIE 3.2-4.6] | Net Zero 2050 | FRA | Carbon Sequestration¦CCS | Mt CO2/yr | Carbon Sequestration¦CCS | CCS potential |  | 2050 | 78.5173 | Carbon Sequestration¦CCS
Downscaling[REMIND-MAgPIE 3.2-4.6] | Net Zero 2050 | FRA | Final Energy¦Industry¦Electricity | EJ/yr | Final Energy¦Industry¦Electricity | demand_projection | elc_industry | 2020 | 0.4648 | Final Energy¦Industry¦Electricity
Downscaling[REMIND-MAgPIE 3.2-4.6] | Net Zero 2050 | FRA | Final Energy¦Industry¦Electricity | EJ/yr | Final Energy¦Industry¦Electricity | demand_projection | elc_industry | 2025 | 0.5475 | Final Energy¦Industry¦Electricity
Downscaling[REMIND-MAgPIE 3.2-4.6] | Net Zero 2050 | FRA | Final Energy¦Industry¦Electricity | EJ/yr | Final Energy¦Industry¦Electricity | demand_projection | elc_industry | 2030 | 0.5568 | Final Energy¦Industry¦Electricity
Downscaling[REMIND-MAgPIE 3.2-4.6] | Net Zero 2050 | FRA | Final Energy¦Industry¦Electricity | EJ/yr | Final Energy¦Industry¦Electricity | demand_projection | elc_industry | 2035 | 0.592 | Final Energy¦Industry¦Electricity
Downscaling[REMIND-MAgPIE 3.2-4.6] | Net Zero 2050 | FRA | Final Energy¦Industry¦Electricity | EJ/yr | Final Energy¦Industry¦Electricity | demand_projection | elc_industry | 2040 | 0.6565 | Final Energy¦Industry¦Electricity
Downscaling[REMIND-MAgPIE 3.2-4.6] | Net Zero 2050 | FRA | Final Energy¦Industry¦Electricity | EJ/yr | Final Energy¦Industry¦Electricity | demand_projection | elc_industry | 2045 | 0.6619 | Final Energy¦Industry¦Electricity
Downscaling[REMIND-MAgPIE 3.2-4.6] | Net Zero 2050 | FRA | Final Energy¦Industry¦Electricity | EJ/yr | Final Energy¦Industry¦Electricity | demand_projection | elc_industry | 2050 | 0.6564 | Final Energy¦Industry¦Electricity
Downscaling[REMIND-MAgPIE 3.2-4.6] | Net Zero 2050 | FRA | Final Energy¦Residential and Commercial¦Electricity | EJ/yr | Final Energy¦Residential and Commercial¦Electricity | demand_projection | elc_buildings | 2020 | 1.0831 | Final Energy¦Residential and Commercial¦Electricity
Downscaling[REMIND-MAgPIE 3.2-4.6] | Net Zero 2050 | FRA | Final Energy¦Residential and Commercial¦Electricity | EJ/yr | Final Energy¦Residential and Commercial¦Electricity | demand_projection | elc_buildings | 2025 | 1.2067 | Final Energy¦Residential and Commercial¦Electricity
Downscaling[REMIND-MAgPIE 3.2-4.6] | Net Zero 2050 | FRA | Final Energy¦Residential and Commercial¦Electricity | EJ/yr | Final Energy¦Residential and Commercial¦Electricity | demand_projection | elc_buildings | 2030 | 1.2403 | Final Energy¦Residential and Commercial¦Electricity
Downscaling[REMIND-MAgPIE 3.2-4.6] | Net Zero 2050 | FRA | Final Energy¦Residential and Commercial¦Electricity | EJ/yr | Final Energy¦Residential and Commercial¦Electricity | demand_projection | elc_buildings | 2035 | 1.4413 | Final Energy¦Residential and Commercial¦Electricity
Downscaling[REMIND-MAgPIE 3.2-4.6] | Net Zero 2050 | FRA | Final Energy¦Residential and Commercial¦Electricity | EJ/yr | Final Energy¦Residential and Commercial¦Electricity | demand_projection | elc_buildings | 2040 | 1.5276 | Final Energy¦Residential and Commercial¦Electricity
Downscaling[REMIND-MAgPIE 3.2-4.6] | Net Zero 2050 | FRA | Final Energy¦Residential and Commercial¦Electricity | EJ/yr | Final Energy¦Residential and Commercial¦Electricity | demand_projection | elc_buildings | 2045 | 1.5005 | Final Energy¦Residential and Commercial¦Electricity
Downscaling[REMIND-MAgPIE 3.2-4.6] | Net Zero 2050 | FRA | Final Energy¦Residential and Commercial¦Electricity | EJ/yr | Final Energy¦Residential and Commercial¦Electricity | demand_projection | elc_buildings | 2050 | 1.4418 | Final Energy¦Residential and Commercial¦Electricity
Downscaling[REMIND-MAgPIE 3.2-4.6] | Net Zero 2050 | FRA | Final Energy¦Transportation¦Electricity | EJ/yr | Final Energy¦Transportation¦Electricity | demand_projection | elc_transport | 2020 | 0.0535 | Final Energy¦Transportation¦Electricity
Downscaling[REMIND-MAgPIE 3.2-4.6] | Net Zero 2050 | FRA | Final Energy¦Transportation¦Electricity | EJ/yr | Final Energy¦Transportation¦Electricity | demand_projection | elc_transport | 2025 | 0.1237 | Final Energy¦Transportation¦Electricity
Downscaling[REMIND-MAgPIE 3.2-4.6] | Net Zero 2050 | FRA | Final Energy¦Transportation¦Electricity | EJ/yr | Final Energy¦Transportation¦Electricity | demand_projection | elc_transport | 2030 | 0.2293 | Final Energy¦Transportation¦Electricity
Downscaling[REMIND-MAgPIE 3.2-4.6] | Net Zero 2050 | FRA | Final Energy¦Transportation¦Electricity | EJ/yr | Final Energy¦Transportation¦Electricity | demand_projection | elc_transport | 2035 | 0.3402 | Final Energy¦Transportation¦Electricity
Downscaling[REMIND-MAgPIE 3.2-4.6] | Net Zero 2050 | FRA | Final Energy¦Transportation¦Electricity | EJ/yr | Final Energy¦Transportation¦Electricity | demand_projection | elc_transport | 2040 | 0.4075 | Final Energy¦Transportation¦Electricity
Downscaling[REMIND-MAgPIE 3.2-4.6] | Net Zero 2050 | FRA | Final Energy¦Transportation¦Electricity | EJ/yr | Final Energy¦Transportation¦Electricity | demand_projection | elc_transport | 2045 | 0.4446 | Final Energy¦Transportation¦Electricity
Downscaling[REMIND-MAgPIE 3.2-4.6] | Net Zero 2050 | FRA | Final Energy¦Transportation¦Electricity | EJ/yr | Final Energy¦Transportation¦Electricity | demand_projection | elc_transport | 2050 | 0.4622 | Final Energy¦Transportation¦Electricity
Downscaling[REMIND-MAgPIE 3.2-4.6] | Net Zero 2050 | FRA | Secondary Energy¦Hydrogen | EJ/yr | Secondary Energy¦Hydrogen | demand_projection | hydrogen_allsect | 2020 | 0.0084 | Secondary Energy¦Hydrogen
Downscaling[REMIND-MAgPIE 3.2-4.6] | Net Zero 2050 | FRA | Secondary Energy¦Hydrogen | EJ/yr | Secondary Energy¦Hydrogen | demand_projection | hydrogen_allsect | 2025 | 0.0384 | Secondary Energy¦Hydrogen
Downscaling[REMIND-MAgPIE 3.2-4.6] | Net Zero 2050 | FRA | Secondary Energy¦Hydrogen | EJ/yr | Secondary Energy¦Hydrogen | demand_projection | hydrogen_allsect | 2030 | 0.0913 | Secondary Energy¦Hydrogen
Downscaling[REMIND-MAgPIE 3.2-4.6] | Net Zero 2050 | FRA | Secondary Energy¦Hydrogen | EJ/yr | Secondary Energy¦Hydrogen | demand_projection | hydrogen_allsect | 2035 | 0.1715 | Secondary Energy¦Hydrogen
Downscaling[REMIND-MAgPIE 3.2-4.6] | Net Zero 2050 | FRA | Secondary Energy¦Hydrogen | EJ/yr | Secondary Energy¦Hydrogen | demand_projection | hydrogen_allsect | 2040 | 0.2752 | Secondary Energy¦Hydrogen
Downscaling[REMIND-MAgPIE 3.2-4.6] | Net Zero 2050 | FRA | Secondary Energy¦Hydrogen | EJ/yr | Secondary Energy¦Hydrogen | demand_projection | hydrogen_allsect | 2045 | 0.3555 | Secondary Energy¦Hydrogen
Downscaling[REMIND-MAgPIE 3.2-4.6] | Net Zero 2050 | FRA | Secondary Energy¦Hydrogen | EJ/yr | Secondary Energy¦Hydrogen | demand_projection | hydrogen_allsect | 2050 | 0.4149 | Secondary Energy¦Hydrogen
Downscaling[REMIND-MAgPIE 3.2-4.6] | Net Zero 2050 | FRA | Secondary Energy¦Electricity¦Coal | EJ/yr | Secondary Energy¦Electricity¦Coal | elec_co2 |  | 2020 | 0.0334 | Secondary Energy¦Electricity¦Coal | 94
Downscaling[REMIND-MAgPIE 3.2-4.6] | Net Zero 2050 | FRA | Secondary Energy¦Electricity¦Coal | EJ/yr | Secondary Energy¦Electricity¦Coal | elec_co2 |  | 2025 | 0.0064 | Secondary Energy¦Electricity¦Coal | 94
Downscaling[REMIND-MAgPIE 3.2-4.6] | Net Zero 2050 | FRA | Secondary Energy¦Electricity¦Coal | EJ/yr | Secondary Energy¦Electricity¦Coal | elec_co2 |  | 2030 | 0 | Secondary Energy¦Electricity¦Coal | 94
Downscaling[REMIND-MAgPIE 3.2-4.6] | Net Zero 2050 | FRA | Secondary Energy¦Electricity¦Coal | EJ/yr | Secondary Energy¦Electricity¦Coal | elec_co2 |  | 2035 | 0 | Secondary Energy¦Electricity¦Coal | 94
Downscaling[REMIND-MAgPIE 3.2-4.6] | Net Zero 2050 | FRA | Secondary Energy¦Electricity¦Coal | EJ/yr | Secondary Energy¦Electricity¦Coal | elec_co2 |  | 2040 | 0 | Secondary Energy¦Electricity¦Coal | 94
Downscaling[REMIND-MAgPIE 3.2-4.6] | Net Zero 2050 | FRA | Secondary Energy¦Electricity¦Coal | EJ/yr | Secondary Energy¦Electricity¦Coal | elec_co2 |  | 2045 | 0 | Secondary Energy¦Electricity¦Coal | 94
Downscaling[REMIND-MAgPIE 3.2-4.6] | Net Zero 2050 | FRA | Secondary Energy¦Electricity¦Coal | EJ/yr | Secondary Energy¦Electricity¦Coal | elec_co2 |  | 2050 | 0 | Secondary Energy¦Electricity¦Coal | 94
Downscaling[REMIND-MAgPIE 3.2-4.6] | Net Zero 2050 | FRA | Secondary Energy¦Electricity¦Gas | EJ/yr | Secondary Energy¦Electricity¦Gas | elec_co2 |  | 2020 | 0.1777 | Secondary Energy¦Electricity¦Gas | 55
Downscaling[REMIND-MAgPIE 3.2-4.6] | Net Zero 2050 | FRA | Secondary Energy¦Electricity¦Gas | EJ/yr | Secondary Energy¦Electricity¦Gas | elec_co2 |  | 2025 | 0.1894 | Secondary Energy¦Electricity¦Gas | 55
Downscaling[REMIND-MAgPIE 3.2-4.6] | Net Zero 2050 | FRA | Secondary Energy¦Electricity¦Gas | EJ/yr | Secondary Energy¦Electricity¦Gas | elec_co2 |  | 2030 | 0.0576 | Secondary Energy¦Electricity¦Gas | 55
Downscaling[REMIND-MAgPIE 3.2-4.6] | Net Zero 2050 | FRA | Secondary Energy¦Electricity¦Gas | EJ/yr | Secondary Energy¦Electricity¦Gas | elec_co2 |  | 2035 | 0.0064 | Secondary Energy¦Electricity¦Gas | 55
Downscaling[REMIND-MAgPIE 3.2-4.6] | Net Zero 2050 | FRA | Secondary Energy¦Electricity¦Gas | EJ/yr | Secondary Energy¦Electricity¦Gas | elec_co2 |  | 2040 | 0.0039 | Secondary Energy¦Electricity¦Gas | 55
Downscaling[REMIND-MAgPIE 3.2-4.6] | Net Zero 2050 | FRA | Secondary Energy¦Electricity¦Gas | EJ/yr | Secondary Energy¦Electricity¦Gas | elec_co2 |  | 2045 | 0.0017 | Secondary Energy¦Electricity¦Gas | 55
Downscaling[REMIND-MAgPIE 3.2-4.6] | Net Zero 2050 | FRA | Secondary Energy¦Electricity¦Gas | EJ/yr | Secondary Energy¦Electricity¦Gas | elec_co2 |  | 2050 | 0.0003 | Secondary Energy¦Electricity¦Gas | 55
Downscaling[REMIND-MAgPIE 3.2-4.6] | Net Zero 2050 | FRA | Secondary Energy¦Electricity¦Oil | EJ/yr | Secondary Energy¦Electricity¦Oil | elec_co2 |  | 2020 | 0.0143 | Secondary Energy¦Electricity¦Oil | 70
Downscaling[REMIND-MAgPIE 3.2-4.6] | Net Zero 2050 | FRA | Secondary Energy¦Electricity¦Oil | EJ/yr | Secondary Energy¦Electricity¦Oil | elec_co2 |  | 2025 | 0.0055 | Secondary Energy¦Electricity¦Oil | 70
Downscaling[REMIND-MAgPIE 3.2-4.6] | Net Zero 2050 | FRA | Secondary Energy¦Electricity¦Oil | EJ/yr | Secondary Energy¦Electricity¦Oil | elec_co2 |  | 2030 | 0.0005 | Secondary Energy¦Electricity¦Oil | 70
Downscaling[REMIND-MAgPIE 3.2-4.6] | Net Zero 2050 | FRA | Secondary Energy¦Electricity¦Oil | EJ/yr | Secondary Energy¦Electricity¦Oil | elec_co2 |  | 2035 | 0 | Secondary Energy¦Electricity¦Oil | 70
Downscaling[REMIND-MAgPIE 3.2-4.6] | Net Zero 2050 | FRA | Secondary Energy¦Electricity¦Oil | EJ/yr | Secondary Energy¦Electricity¦Oil | elec_co2 |  | 2040 | 0 | Secondary Energy¦Electricity¦Oil | 70
Downscaling[REMIND-MAgPIE 3.2-4.6] | Net Zero 2050 | FRA | Secondary Energy¦Electricity¦Oil | EJ/yr | Secondary Energy¦Electricity¦Oil | elec_co2 |  | 2045 | 0 | Secondary Energy¦Electricity¦Oil | 70
Downscaling[REMIND-MAgPIE 3.2-4.6] | Net Zero 2050 | FRA | Secondary Energy¦Electricity¦Oil | EJ/yr | Secondary Energy¦Electricity¦Oil | elec_co2 |  | 2050 | 0 | Secondary Energy¦Electricity¦Oil | 70
Downscaling[REMIND-MAgPIE 3.2-4.6] | Net Zero 2050 | FRA | Price¦Primary Energy¦Biomass | US$2010/GJ | Price¦Primary Energy¦Biomass | fuel_supply | bioenergy | 2020 | 5.3799 | Price¦Primary Energy¦Biomass
Downscaling[REMIND-MAgPIE 3.2-4.6] | Net Zero 2050 | FRA | Price¦Primary Energy¦Biomass | US$2010/GJ | Price¦Primary Energy¦Biomass | fuel_supply | bioenergy | 2025 | 5.3957 | Price¦Primary Energy¦Biomass
Downscaling[REMIND-MAgPIE 3.2-4.6] | Net Zero 2050 | FRA | Price¦Primary Energy¦Biomass | US$2010/GJ | Price¦Primary Energy¦Biomass | fuel_supply | bioenergy | 2030 | 6.1339 | Price¦Primary Energy¦Biomass
Downscaling[REMIND-MAgPIE 3.2-4.6] | Net Zero 2050 | FRA | Price¦Primary Energy¦Biomass | US$2010/GJ | Price¦Primary Energy¦Biomass | fuel_supply | bioenergy | 2035 | 8.3713 | Price¦Primary Energy¦Biomass
Downscaling[REMIND-MAgPIE 3.2-4.6] | Net Zero 2050 | FRA | Price¦Primary Energy¦Biomass | US$2010/GJ | Price¦Primary Energy¦Biomass | fuel_supply | bioenergy | 2040 | 16.6856 | Price¦Primary Energy¦Biomass
Downscaling[REMIND-MAgPIE 3.2-4.6] | Net Zero 2050 | FRA | Price¦Primary Energy¦Biomass | US$2010/GJ | Price¦Primary Energy¦Biomass | fuel_supply | bioenergy | 2045 | 22.6018 | Price¦Primary Energy¦Biomass
Downscaling[REMIND-MAgPIE 3.2-4.6] | Net Zero 2050 | FRA | Price¦Primary Energy¦Biomass | US$2010/GJ | Price¦Primary Energy¦Biomass | fuel_supply | bioenergy | 2050 | 22.4323 | Price¦Primary Energy¦Biomass
Downscaling[REMIND-MAgPIE 3.2-4.6] | Net Zero 2050 | FRA | Price¦Primary Energy¦Coal | US$2010/GJ | Price¦Primary Energy¦Coal | fuel_supply | coal | 2020 | 2.0344 | Price¦Primary Energy¦Coal
Downscaling[REMIND-MAgPIE 3.2-4.6] | Net Zero 2050 | FRA | Price¦Primary Energy¦Coal | US$2010/GJ | Price¦Primary Energy¦Coal | fuel_supply | coal | 2025 | 2.6167 | Price¦Primary Energy¦Coal
Downscaling[REMIND-MAgPIE 3.2-4.6] | Net Zero 2050 | FRA | Price¦Primary Energy¦Coal | US$2010/GJ | Price¦Primary Energy¦Coal | fuel_supply | coal | 2030 | 1.7773 | Price¦Primary Energy¦Coal
Downscaling[REMIND-MAgPIE 3.2-4.6] | Net Zero 2050 | FRA | Price¦Primary Energy¦Coal | US$2010/GJ | Price¦Primary Energy¦Coal | fuel_supply | coal | 2035 | 1.444 | Price¦Primary Energy¦Coal
Downscaling[REMIND-MAgPIE 3.2-4.6] | Net Zero 2050 | FRA | Price¦Primary Energy¦Coal | US$2010/GJ | Price¦Primary Energy¦Coal | fuel_supply | coal | 2040 | 1.3735 | Price¦Primary Energy¦Coal
Downscaling[REMIND-MAgPIE 3.2-4.6] | Net Zero 2050 | FRA | Price¦Primary Energy¦Coal | US$2010/GJ | Price¦Primary Energy¦Coal | fuel_supply | coal | 2045 | 1.4422 | Price¦Primary Energy¦Coal
Downscaling[REMIND-MAgPIE 3.2-4.6] | Net Zero 2050 | FRA | Price¦Primary Energy¦Coal | US$2010/GJ | Price¦Primary Energy¦Coal | fuel_supply | coal | 2050 | 1.7394 | Price¦Primary Energy¦Coal
Downscaling[REMIND-MAgPIE 3.2-4.6] | Net Zero 2050 | FRA | Price¦Primary Energy¦Gas | US$2010/GJ | Price¦Primary Energy¦Gas | fuel_supply | gas | 2020 | 3.9711 | Price¦Primary Energy¦Gas
Downscaling[REMIND-MAgPIE 3.2-4.6] | Net Zero 2050 | FRA | Price¦Primary Energy¦Gas | US$2010/GJ | Price¦Primary Energy¦Gas | fuel_supply | gas | 2025 | 5.1474 | Price¦Primary Energy¦Gas
Downscaling[REMIND-MAgPIE 3.2-4.6] | Net Zero 2050 | FRA | Price¦Primary Energy¦Gas | US$2010/GJ | Price¦Primary Energy¦Gas | fuel_supply | gas | 2030 | 5.5306 | Price¦Primary Energy¦Gas
Downscaling[REMIND-MAgPIE 3.2-4.6] | Net Zero 2050 | FRA | Price¦Primary Energy¦Gas | US$2010/GJ | Price¦Primary Energy¦Gas | fuel_supply | gas | 2035 | 5.9206 | Price¦Primary Energy¦Gas
Downscaling[REMIND-MAgPIE 3.2-4.6] | Net Zero 2050 | FRA | Price¦Primary Energy¦Gas | US$2010/GJ | Price¦Primary Energy¦Gas | fuel_supply | gas | 2040 | 5.9116 | Price¦Primary Energy¦Gas
Downscaling[REMIND-MAgPIE 3.2-4.6] | Net Zero 2050 | FRA | Price¦Primary Energy¦Gas | US$2010/GJ | Price¦Primary Energy¦Gas | fuel_supply | gas | 2045 | 4.9651 | Price¦Primary Energy¦Gas
Downscaling[REMIND-MAgPIE 3.2-4.6] | Net Zero 2050 | FRA | Price¦Primary Energy¦Gas | US$2010/GJ | Price¦Primary Energy¦Gas | fuel_supply | gas | 2050 | 4.4127 | Price¦Primary Energy¦Gas
Downscaling[REMIND-MAgPIE 3.2-4.6] | Net Zero 2050 | FRA | Price¦Secondary Energy¦Liquids¦Oil | US$2010/GJ | Price¦Secondary Energy¦Liquids¦Oil | fuel_supply | oil | 2020 | 82.2847 | Price¦Secondary Energy¦Liquids¦Oil
Downscaling[REMIND-MAgPIE 3.2-4.6] | Net Zero 2050 | FRA | Price¦Secondary Energy¦Liquids¦Oil | US$2010/GJ | Price¦Secondary Energy¦Liquids¦Oil | fuel_supply | oil | 2025 | 82.8264 | Price¦Secondary Energy¦Liquids¦Oil
Downscaling[REMIND-MAgPIE 3.2-4.6] | Net Zero 2050 | FRA | Price¦Secondary Energy¦Liquids¦Oil | US$2010/GJ | Price¦Secondary Energy¦Liquids¦Oil | fuel_supply | oil | 2030 | 95.1235 | Price¦Secondary Energy¦Liquids¦Oil
Downscaling[REMIND-MAgPIE 3.2-4.6] | Net Zero 2050 | FRA | Price¦Secondary Energy¦Liquids¦Oil | US$2010/GJ | Price¦Secondary Energy¦Liquids¦Oil | fuel_supply | oil | 2035 | 108.9455 | Price¦Secondary Energy¦Liquids¦Oil
Downscaling[REMIND-MAgPIE 3.2-4.6] | Net Zero 2050 | FRA | Price¦Secondary Energy¦Liquids¦Oil | US$2010/GJ | Price¦Secondary Energy¦Liquids¦Oil | fuel_supply | oil | 2040 | 135.0444 | Price¦Secondary Energy¦Liquids¦Oil
Downscaling[REMIND-MAgPIE 3.2-4.6] | Net Zero 2050 | FRA | Price¦Secondary Energy¦Liquids¦Oil | US$2010/GJ | Price¦Secondary Energy¦Liquids¦Oil | fuel_supply | oil | 2045 | 143.601 | Price¦Secondary Energy¦Liquids¦Oil
Downscaling[REMIND-MAgPIE 3.2-4.6] | Net Zero 2050 | FRA | Price¦Secondary Energy¦Liquids¦Oil | US$2010/GJ | Price¦Secondary Energy¦Liquids¦Oil | fuel_supply | oil | 2050 | 151.4053 | Price¦Secondary Energy¦Liquids¦Oil
Downscaling[REMIND-MAgPIE 3.2-4.6] | Net Zero 2050 | FRA | Emissions¦CO2 | Mt CO2/yr | Emissions¦CO2 | scenarios - CO2 abatement | CO2 | 2020 | 245.7077 | Emissions¦CO2
Downscaling[REMIND-MAgPIE 3.2-4.6] | Net Zero 2050 | FRA | Emissions¦CO2 | Mt CO2/yr | Emissions¦CO2 | scenarios - CO2 abatement | CO2 | 2025 | 231.2034 | Emissions¦CO2
Downscaling[REMIND-MAgPIE 3.2-4.6] | Net Zero 2050 | FRA | Emissions¦CO2 | Mt CO2/yr | Emissions¦CO2 | scenarios - CO2 abatement | CO2 | 2030 | 119.9378 | Emissions¦CO2
Downscaling[REMIND-MAgPIE 3.2-4.6] | Net Zero 2050 | FRA | Emissions¦CO2 | Mt CO2/yr | Emissions¦CO2 | scenarios - CO2 abatement | CO2 | 2035 | 0.5257 | Emissions¦CO2
Downscaling[REMIND-MAgPIE 3.2-4.6] | Net Zero 2050 | FRA | Emissions¦CO2 | Mt CO2/yr | Emissions¦CO2 | scenarios - CO2 abatement | CO2 | 2040 | -78.7028 | Emissions¦CO2
Downscaling[REMIND-MAgPIE 3.2-4.6] | Net Zero 2050 | FRA | Emissions¦CO2 | Mt CO2/yr | Emissions¦CO2 | scenarios - CO2 abatement | CO2 | 2045 | -105.0524 | Emissions¦CO2
Downscaling[REMIND-MAgPIE 3.2-4.6] | Net Zero 2050 | FRA | Emissions¦CO2 | Mt CO2/yr | Emissions¦CO2 | scenarios - CO2 abatement | CO2 | 2050 | -115.6503 | Emissions¦CO2
Downscaling[REMIND-MAgPIE 3.2-4.6] | Net Zero 2050 | FRA | Emissions¦CO2¦Energy | Mt CO2/yr | Emissions¦CO2¦Energy | scenarios - CO2 abatement | CO2 | 2020 | 304.8227 | Emissions¦CO2¦Energy
Downscaling[REMIND-MAgPIE 3.2-4.6] | Net Zero 2050 | FRA | Emissions¦CO2¦Energy | Mt CO2/yr | Emissions¦CO2¦Energy | scenarios - CO2 abatement | CO2 | 2025 | 265.0166 | Emissions¦CO2¦Energy
Downscaling[REMIND-MAgPIE 3.2-4.6] | Net Zero 2050 | FRA | Emissions¦CO2¦Energy | Mt CO2/yr | Emissions¦CO2¦Energy | scenarios - CO2 abatement | CO2 | 2030 | 161.7715 | Emissions¦CO2¦Energy
Downscaling[REMIND-MAgPIE 3.2-4.6] | Net Zero 2050 | FRA | Emissions¦CO2¦Energy | Mt CO2/yr | Emissions¦CO2¦Energy | scenarios - CO2 abatement | CO2 | 2035 | 47.2815 | Emissions¦CO2¦Energy
Downscaling[REMIND-MAgPIE 3.2-4.6] | Net Zero 2050 | FRA | Emissions¦CO2¦Energy | Mt CO2/yr | Emissions¦CO2¦Energy | scenarios - CO2 abatement | CO2 | 2040 | -29.9181 | Emissions¦CO2¦Energy
Downscaling[REMIND-MAgPIE 3.2-4.6] | Net Zero 2050 | FRA | Emissions¦CO2¦Energy | Mt CO2/yr | Emissions¦CO2¦Energy | scenarios - CO2 abatement | CO2 | 2045 | -56.2834 | Emissions¦CO2¦Energy
Downscaling[REMIND-MAgPIE 3.2-4.6] | Net Zero 2050 | FRA | Emissions¦CO2¦Energy | Mt CO2/yr | Emissions¦CO2¦Energy | scenarios - CO2 abatement | CO2 | 2050 | -67.6068 | Emissions¦CO2¦Energy

## iamc_data
Model | Scenario | Region | Variable | Unit | variable_x | potential_use | commodity | year | value | variable_y | ej_to_mtco2
Downscaling[MESSAGEix-GLOBIOM 1.1-M-R12] | Below 2°C | FRA | Carbon Sequestration¦CCS | Mt CO2/yr | Carbon Sequestration¦CCS | CCS potential |  | 2020 | 0 | Carbon Sequestration¦CCS
Downscaling[MESSAGEix-GLOBIOM 1.1-M-R12] | Below 2°C | FRA | Carbon Sequestration¦CCS | Mt CO2/yr | Carbon Sequestration¦CCS | CCS potential |  | 2025 | 0 | Carbon Sequestration¦CCS
Downscaling[MESSAGEix-GLOBIOM 1.1-M-R12] | Below 2°C | FRA | Carbon Sequestration¦CCS | Mt CO2/yr | Carbon Sequestration¦CCS | CCS potential |  | 2030 | 5.617 | Carbon Sequestration¦CCS
Downscaling[MESSAGEix-GLOBIOM 1.1-M-R12] | Below 2°C | FRA | Carbon Sequestration¦CCS | Mt CO2/yr | Carbon Sequestration¦CCS | CCS potential |  | 2035 | 12.5786 | Carbon Sequestration¦CCS
Downscaling[MESSAGEix-GLOBIOM 1.1-M-R12] | Below 2°C | FRA | Carbon Sequestration¦CCS | Mt CO2/yr | Carbon Sequestration¦CCS | CCS potential |  | 2040 | 19.5692 | Carbon Sequestration¦CCS
Downscaling[MESSAGEix-GLOBIOM 1.1-M-R12] | Below 2°C | FRA | Carbon Sequestration¦CCS | Mt CO2/yr | Carbon Sequestration¦CCS | CCS potential |  | 2045 | 28.9268 | Carbon Sequestration¦CCS
Downscaling[MESSAGEix-GLOBIOM 1.1-M-R12] | Below 2°C | FRA | Carbon Sequestration¦CCS | Mt CO2/yr | Carbon Sequestration¦CCS | CCS potential |  | 2050 | 48.5445 | Carbon Sequestration¦CCS
Downscaling[MESSAGEix-GLOBIOM 1.1-M-R12] | Below 2°C | FRA | Final Energy¦Industry¦Electricity | EJ/yr | Final Energy¦Industry¦Electricity | demand_projection | elc_industry | 2020 | 0.233 | Final Energy¦Industry¦Electricity
Downscaling[MESSAGEix-GLOBIOM 1.1-M-R12] | Below 2°C | FRA | Final Energy¦Industry¦Electricity | EJ/yr | Final Energy¦Industry¦Electricity | demand_projection | elc_industry | 2025 | 0.2371 | Final Energy¦Industry¦Electricity
Downscaling[MESSAGEix-GLOBIOM 1.1-M-R12] | Below 2°C | FRA | Final Energy¦Industry¦Electricity | EJ/yr | Final Energy¦Industry¦Electricity | demand_projection | elc_industry | 2030 | 0.1871 | Final Energy¦Industry¦Electricity
Downscaling[MESSAGEix-GLOBIOM 1.1-M-R12] | Below 2°C | FRA | Final Energy¦Industry¦Electricity | EJ/yr | Final Energy¦Industry¦Electricity | demand_projection | elc_industry | 2035 | 0.2197 | Final Energy¦Industry¦Electricity
Downscaling[MESSAGEix-GLOBIOM 1.1-M-R12] | Below 2°C | FRA | Final Energy¦Industry¦Electricity | EJ/yr | Final Energy¦Industry¦Electricity | demand_projection | elc_industry | 2040 | 0.2101 | Final Energy¦Industry¦Electricity
Downscaling[MESSAGEix-GLOBIOM 1.1-M-R12] | Below 2°C | FRA | Final Energy¦Industry¦Electricity | EJ/yr | Final Energy¦Industry¦Electricity | demand_projection | elc_industry | 2045 | 0.2413 | Final Energy¦Industry¦Electricity
Downscaling[MESSAGEix-GLOBIOM 1.1-M-R12] | Below 2°C | FRA | Final Energy¦Industry¦Electricity | EJ/yr | Final Energy¦Industry¦Electricity | demand_projection | elc_industry | 2050 | 0.2649 | Final Energy¦Industry¦Electricity
Downscaling[MESSAGEix-GLOBIOM 1.1-M-R12] | Below 2°C | FRA | Final Energy¦Residential and Commercial¦Electricity | EJ/yr | Final Energy¦Residential and Commercial¦Electricity | demand_projection | elc_buildings | 2020 | 1.0034 | Final Energy¦Residential and Commercial¦Electricity
Downscaling[MESSAGEix-GLOBIOM 1.1-M-R12] | Below 2°C | FRA | Final Energy¦Residential and Commercial¦Electricity | EJ/yr | Final Energy¦Residential and Commercial¦Electricity | demand_projection | elc_buildings | 2025 | 1.1241 | Final Energy¦Residential and Commercial¦Electricity
Downscaling[MESSAGEix-GLOBIOM 1.1-M-R12] | Below 2°C | FRA | Final Energy¦Residential and Commercial¦Electricity | EJ/yr | Final Energy¦Residential and Commercial¦Electricity | demand_projection | elc_buildings | 2030 | 1.2059 | Final Energy¦Residential and Commercial¦Electricity
Downscaling[MESSAGEix-GLOBIOM 1.1-M-R12] | Below 2°C | FRA | Final Energy¦Residential and Commercial¦Electricity | EJ/yr | Final Energy¦Residential and Commercial¦Electricity | demand_projection | elc_buildings | 2035 | 1.3358 | Final Energy¦Residential and Commercial¦Electricity
Downscaling[MESSAGEix-GLOBIOM 1.1-M-R12] | Below 2°C | FRA | Final Energy¦Residential and Commercial¦Electricity | EJ/yr | Final Energy¦Residential and Commercial¦Electricity | demand_projection | elc_buildings | 2040 | 1.4425 | Final Energy¦Residential and Commercial¦Electricity
Downscaling[MESSAGEix-GLOBIOM 1.1-M-R12] | Below 2°C | FRA | Final Energy¦Residential and Commercial¦Electricity | EJ/yr | Final Energy¦Residential and Commercial¦Electricity | demand_projection | elc_buildings | 2045 | 1.5882 | Final Energy¦Residential and Commercial¦Electricity
Downscaling[MESSAGEix-GLOBIOM 1.1-M-R12] | Below 2°C | FRA | Final Energy¦Residential and Commercial¦Electricity | EJ/yr | Final Energy¦Residential and Commercial¦Electricity | demand_projection | elc_buildings | 2050 | 1.7459 | Final Energy¦Residential and Commercial¦Electricity
Downscaling[MESSAGEix-GLOBIOM 1.1-M-R12] | Below 2°C | FRA | Final Energy¦Transportation¦Electricity | EJ/yr | Final Energy¦Transportation¦Electricity | demand_projection | elc_transport | 2020 | 0.051 | Final Energy¦Transportation¦Electricity
Downscaling[MESSAGEix-GLOBIOM 1.1-M-R12] | Below 2°C | FRA | Final Energy¦Transportation¦Electricity | EJ/yr | Final Energy¦Transportation¦Electricity | demand_projection | elc_transport | 2025 | 0.0582 | Final Energy¦Transportation¦Electricity
Downscaling[MESSAGEix-GLOBIOM 1.1-M-R12] | Below 2°C | FRA | Final Energy¦Transportation¦Electricity | EJ/yr | Final Energy¦Transportation¦Electricity | demand_projection | elc_transport | 2030 | 0.0642 | Final Energy¦Transportation¦Electricity
Downscaling[MESSAGEix-GLOBIOM 1.1-M-R12] | Below 2°C | FRA | Final Energy¦Transportation¦Electricity | EJ/yr | Final Energy¦Transportation¦Electricity | demand_projection | elc_transport | 2035 | 0.1355 | Final Energy¦Transportation¦Electricity
Downscaling[MESSAGEix-GLOBIOM 1.1-M-R12] | Below 2°C | FRA | Final Energy¦Transportation¦Electricity | EJ/yr | Final Energy¦Transportation¦Electricity | demand_projection | elc_transport | 2040 | 0.2801 | Final Energy¦Transportation¦Electricity
Downscaling[MESSAGEix-GLOBIOM 1.1-M-R12] | Below 2°C | FRA | Final Energy¦Transportation¦Electricity | EJ/yr | Final Energy¦Transportation¦Electricity | demand_projection | elc_transport | 2045 | 0.4652 | Final Energy¦Transportation¦Electricity
Downscaling[MESSAGEix-GLOBIOM 1.1-M-R12] | Below 2°C | FRA | Final Energy¦Transportation¦Electricity | EJ/yr | Final Energy¦Transportation¦Electricity | demand_projection | elc_transport | 2050 | 0.5179 | Final Energy¦Transportation¦Electricity
Downscaling[MESSAGEix-GLOBIOM 1.1-M-R12] | Below 2°C | FRA | Emissions¦CO2¦Power (estimated) | Mt CO2 | Secondary Energy¦Electricity¦Coal | elec_co2 |  | 2020 | 3.5532 | Secondary Energy¦Electricity¦Coal | 94
Downscaling[MESSAGEix-GLOBIOM 1.1-M-R12] | Below 2°C | FRA | Emissions¦CO2¦Power (estimated) | Mt CO2 | Secondary Energy¦Electricity¦Coal | elec_co2 |  | 2025 | 2.5756 | Secondary Energy¦Electricity¦Coal | 94
Downscaling[MESSAGEix-GLOBIOM 1.1-M-R12] | Below 2°C | FRA | Emissions¦CO2¦Power (estimated) | Mt CO2 | Secondary Energy¦Electricity¦Coal | elec_co2 |  | 2030 | 1.5698 | Secondary Energy¦Electricity¦Coal | 94
Downscaling[MESSAGEix-GLOBIOM 1.1-M-R12] | Below 2°C | FRA | Emissions¦CO2¦Power (estimated) | Mt CO2 | Secondary Energy¦Electricity¦Coal | elec_co2 |  | 2035 | 1.1468 | Secondary Energy¦Electricity¦Coal | 94
Downscaling[MESSAGEix-GLOBIOM 1.1-M-R12] | Below 2°C | FRA | Emissions¦CO2¦Power (estimated) | Mt CO2 | Secondary Energy¦Electricity¦Coal | elec_co2 |  | 2040 | 0.5358 | Secondary Energy¦Electricity¦Coal | 94
Downscaling[MESSAGEix-GLOBIOM 1.1-M-R12] | Below 2°C | FRA | Emissions¦CO2¦Power (estimated) | Mt CO2 | Secondary Energy¦Electricity¦Coal | elec_co2 |  | 2045 | 0 | Secondary Energy¦Electricity¦Coal | 94
Downscaling[MESSAGEix-GLOBIOM 1.1-M-R12] | Below 2°C | FRA | Emissions¦CO2¦Power (estimated) | Mt CO2 | Secondary Energy¦Electricity¦Coal | elec_co2 |  | 2050 | 0 | Secondary Energy¦Electricity¦Coal | 94
Downscaling[MESSAGEix-GLOBIOM 1.1-M-R12] | Below 2°C | FRA | Emissions¦CO2¦Power (estimated) | Mt CO2 | Secondary Energy¦Electricity¦Gas | elec_co2 |  | 2020 | 7.4635 | Secondary Energy¦Electricity¦Gas | 55
Downscaling[MESSAGEix-GLOBIOM 1.1-M-R12] | Below 2°C | FRA | Emissions¦CO2¦Power (estimated) | Mt CO2 | Secondary Energy¦Electricity¦Gas | elec_co2 |  | 2025 | 9.1135 | Secondary Energy¦Electricity¦Gas | 55
Downscaling[MESSAGEix-GLOBIOM 1.1-M-R12] | Below 2°C | FRA | Emissions¦CO2¦Power (estimated) | Mt CO2 | Secondary Energy¦Electricity¦Gas | elec_co2 |  | 2030 | 9.4325 | Secondary Energy¦Electricity¦Gas | 55
Downscaling[MESSAGEix-GLOBIOM 1.1-M-R12] | Below 2°C | FRA | Emissions¦CO2¦Power (estimated) | Mt CO2 | Secondary Energy¦Electricity¦Gas | elec_co2 |  | 2035 | 11.5115 | Secondary Energy¦Electricity¦Gas | 55
Downscaling[MESSAGEix-GLOBIOM 1.1-M-R12] | Below 2°C | FRA | Emissions¦CO2¦Power (estimated) | Mt CO2 | Secondary Energy¦Electricity¦Gas | elec_co2 |  | 2040 | 14.5585 | Secondary Energy¦Electricity¦Gas | 55
Downscaling[MESSAGEix-GLOBIOM 1.1-M-R12] | Below 2°C | FRA | Emissions¦CO2¦Power (estimated) | Mt CO2 | Secondary Energy¦Electricity¦Gas | elec_co2 |  | 2045 | 22.902 | Secondary Energy¦Electricity¦Gas | 55
Downscaling[MESSAGEix-GLOBIOM 1.1-M-R12] | Below 2°C | FRA | Emissions¦CO2¦Power (estimated) | Mt CO2 | Secondary Energy¦Electricity¦Gas | elec_co2 |  | 2050 | 25.553 | Secondary Energy¦Electricity¦Gas | 55
Downscaling[MESSAGEix-GLOBIOM 1.1-M-R12] | Below 2°C | FRA | Emissions¦CO2¦Power (estimated) | Mt CO2 | Secondary Energy¦Electricity¦Oil | elec_co2 |  | 2020 | 2.527 | Secondary Energy¦Electricity¦Oil | 70
Downscaling[MESSAGEix-GLOBIOM 1.1-M-R12] | Below 2°C | FRA | Emissions¦CO2¦Power (estimated) | Mt CO2 | Secondary Energy¦Electricity¦Oil | elec_co2 |  | 2025 | 0 | Secondary Energy¦Electricity¦Oil | 70
Downscaling[MESSAGEix-GLOBIOM 1.1-M-R12] | Below 2°C | FRA | Emissions¦CO2¦Power (estimated) | Mt CO2 | Secondary Energy¦Electricity¦Oil | elec_co2 |  | 2030 | 0 | Secondary Energy¦Electricity¦Oil | 70
Downscaling[MESSAGEix-GLOBIOM 1.1-M-R12] | Below 2°C | FRA | Emissions¦CO2¦Power (estimated) | Mt CO2 | Secondary Energy¦Electricity¦Oil | elec_co2 |  | 2035 | 0 | Secondary Energy¦Electricity¦Oil | 70
Downscaling[MESSAGEix-GLOBIOM 1.1-M-R12] | Below 2°C | FRA | Emissions¦CO2¦Power (estimated) | Mt CO2 | Secondary Energy¦Electricity¦Oil | elec_co2 |  | 2040 | 0 | Secondary Energy¦Electricity¦Oil | 70
Downscaling[MESSAGEix-GLOBIOM 1.1-M-R12] | Below 2°C | FRA | Emissions¦CO2¦Power (estimated) | Mt CO2 | Secondary Energy¦Electricity¦Oil | elec_co2 |  | 2045 | 0 | Secondary Energy¦Electricity¦Oil | 70
Downscaling[MESSAGEix-GLOBIOM 1.1-M-R12] | Below 2°C | FRA | Emissions¦CO2¦Power (estimated) | Mt CO2 | Secondary Energy¦Electricity¦Oil | elec_co2 |  | 2050 | 0 | Secondary Energy¦Electricity¦Oil | 70
Downscaling[MESSAGEix-GLOBIOM 1.1-M-R12] | Below 2°C | FRA | Price¦Primary Energy¦Biomass | US$2010/GJ | Price¦Primary Energy¦Biomass | fuel_supply | bioenergy | 2020 | 0.7933 | Price¦Primary Energy¦Biomass
Downscaling[MESSAGEix-GLOBIOM 1.1-M-R12] | Below 2°C | FRA | Price¦Primary Energy¦Biomass | US$2010/GJ | Price¦Primary Energy¦Biomass | fuel_supply | bioenergy | 2025 | 2.3658 | Price¦Primary Energy¦Biomass
Downscaling[MESSAGEix-GLOBIOM 1.1-M-R12] | Below 2°C | FRA | Price¦Primary Energy¦Biomass | US$2010/GJ | Price¦Primary Energy¦Biomass | fuel_supply | bioenergy | 2030 | 4.7641 | Price¦Primary Energy¦Biomass
Downscaling[MESSAGEix-GLOBIOM 1.1-M-R12] | Below 2°C | FRA | Price¦Primary Energy¦Biomass | US$2010/GJ | Price¦Primary Energy¦Biomass | fuel_supply | bioenergy | 2035 | 5.843 | Price¦Primary Energy¦Biomass
Downscaling[MESSAGEix-GLOBIOM 1.1-M-R12] | Below 2°C | FRA | Price¦Primary Energy¦Biomass | US$2010/GJ | Price¦Primary Energy¦Biomass | fuel_supply | bioenergy | 2040 | 8.5248 | Price¦Primary Energy¦Biomass
Downscaling[MESSAGEix-GLOBIOM 1.1-M-R12] | Below 2°C | FRA | Price¦Primary Energy¦Biomass | US$2010/GJ | Price¦Primary Energy¦Biomass | fuel_supply | bioenergy | 2045 | 8.0258 | Price¦Primary Energy¦Biomass
Downscaling[MESSAGEix-GLOBIOM 1.1-M-R12] | Below 2°C | FRA | Price¦Primary Energy¦Biomass | US$2010/GJ | Price¦Primary Energy¦Biomass | fuel_supply | bioenergy | 2050 | 9.2623 | Price¦Primary Energy¦Biomass
Downscaling[MESSAGEix-GLOBIOM 1.1-M-R12] | Below 2°C | FRA | Price¦Primary Energy¦Coal | US$2010/GJ | Price¦Primary Energy¦Coal | fuel_supply | coal | 2020 | 1.8211 | Price¦Primary Energy¦Coal
Downscaling[MESSAGEix-GLOBIOM 1.1-M-R12] | Below 2°C | FRA | Price¦Primary Energy¦Coal | US$2010/GJ | Price¦Primary Energy¦Coal | fuel_supply | coal | 2025 | 1.816 | Price¦Primary Energy¦Coal
Downscaling[MESSAGEix-GLOBIOM 1.1-M-R12] | Below 2°C | FRA | Price¦Primary Energy¦Coal | US$2010/GJ | Price¦Primary Energy¦Coal | fuel_supply | coal | 2030 | -0.695 | Price¦Primary Energy¦Coal
Downscaling[MESSAGEix-GLOBIOM 1.1-M-R12] | Below 2°C | FRA | Price¦Primary Energy¦Coal | US$2010/GJ | Price¦Primary Energy¦Coal | fuel_supply | coal | 2035 | -2.2565 | Price¦Primary Energy¦Coal
Downscaling[MESSAGEix-GLOBIOM 1.1-M-R12] | Below 2°C | FRA | Price¦Primary Energy¦Coal | US$2010/GJ | Price¦Primary Energy¦Coal | fuel_supply | coal | 2040 | -0.9087 | Price¦Primary Energy¦Coal
Downscaling[MESSAGEix-GLOBIOM 1.1-M-R12] | Below 2°C | FRA | Price¦Primary Energy¦Coal | US$2010/GJ | Price¦Primary Energy¦Coal | fuel_supply | coal | 2045 | 2.5486 | Price¦Primary Energy¦Coal
Downscaling[MESSAGEix-GLOBIOM 1.1-M-R12] | Below 2°C | FRA | Price¦Primary Energy¦Coal | US$2010/GJ | Price¦Primary Energy¦Coal | fuel_supply | coal | 2050 | 2.6432 | Price¦Primary Energy¦Coal
Downscaling[MESSAGEix-GLOBIOM 1.1-M-R12] | Below 2°C | FRA | Price¦Primary Energy¦Gas | US$2010/GJ | Price¦Primary Energy¦Gas | fuel_supply | gas | 2020 | 2.4039 | Price¦Primary Energy¦Gas
Downscaling[MESSAGEix-GLOBIOM 1.1-M-R12] | Below 2°C | FRA | Price¦Primary Energy¦Gas | US$2010/GJ | Price¦Primary Energy¦Gas | fuel_supply | gas | 2025 | 2.8318 | Price¦Primary Energy¦Gas
Downscaling[MESSAGEix-GLOBIOM 1.1-M-R12] | Below 2°C | FRA | Price¦Primary Energy¦Gas | US$2010/GJ | Price¦Primary Energy¦Gas | fuel_supply | gas | 2030 | 3.2805 | Price¦Primary Energy¦Gas
Downscaling[MESSAGEix-GLOBIOM 1.1-M-R12] | Below 2°C | FRA | Price¦Primary Energy¦Gas | US$2010/GJ | Price¦Primary Energy¦Gas | fuel_supply | gas | 2035 | 3.6632 | Price¦Primary Energy¦Gas
Downscaling[MESSAGEix-GLOBIOM 1.1-M-R12] | Below 2°C | FRA | Price¦Primary Energy¦Gas | US$2010/GJ | Price¦Primary Energy¦Gas | fuel_supply | gas | 2040 | 4.0733 | Price¦Primary Energy¦Gas
Downscaling[MESSAGEix-GLOBIOM 1.1-M-R12] | Below 2°C | FRA | Price¦Primary Energy¦Gas | US$2010/GJ | Price¦Primary Energy¦Gas | fuel_supply | gas | 2045 | 4.3662 | Price¦Primary Energy¦Gas
Downscaling[MESSAGEix-GLOBIOM 1.1-M-R12] | Below 2°C | FRA | Price¦Primary Energy¦Gas | US$2010/GJ | Price¦Primary Energy¦Gas | fuel_supply | gas | 2050 | 4.7949 | Price¦Primary Energy¦Gas
Downscaling[MESSAGEix-GLOBIOM 1.1-M-R12] | Below 2°C | FRA | Price¦Secondary Energy¦Liquids¦Oil | US$2010/GJ | Price¦Secondary Energy¦Liquids¦Oil | fuel_supply | oil | 2020 | 3.1243 | Price¦Secondary Energy¦Liquids¦Oil
Downscaling[MESSAGEix-GLOBIOM 1.1-M-R12] | Below 2°C | FRA | Price¦Secondary Energy¦Liquids¦Oil | US$2010/GJ | Price¦Secondary Energy¦Liquids¦Oil | fuel_supply | oil | 2025 | 4.3204 | Price¦Secondary Energy¦Liquids¦Oil
Downscaling[MESSAGEix-GLOBIOM 1.1-M-R12] | Below 2°C | FRA | Price¦Secondary Energy¦Liquids¦Oil | US$2010/GJ | Price¦Secondary Energy¦Liquids¦Oil | fuel_supply | oil | 2030 | 4.3512 | Price¦Secondary Energy¦Liquids¦Oil
Downscaling[MESSAGEix-GLOBIOM 1.1-M-R12] | Below 2°C | FRA | Price¦Secondary Energy¦Liquids¦Oil | US$2010/GJ | Price¦Secondary Energy¦Liquids¦Oil | fuel_supply | oil | 2035 | 4.8298 | Price¦Secondary Energy¦Liquids¦Oil
Downscaling[MESSAGEix-GLOBIOM 1.1-M-R12] | Below 2°C | FRA | Price¦Secondary Energy¦Liquids¦Oil | US$2010/GJ | Price¦Secondary Energy¦Liquids¦Oil | fuel_supply | oil | 2040 | 4.9288 | Price¦Secondary Energy¦Liquids¦Oil
Downscaling[MESSAGEix-GLOBIOM 1.1-M-R12] | Below 2°C | FRA | Price¦Secondary Energy¦Liquids¦Oil | US$2010/GJ | Price¦Secondary Energy¦Liquids¦Oil | fuel_supply | oil | 2045 | 5.2038 | Price¦Secondary Energy¦Liquids¦Oil
Downscaling[MESSAGEix-GLOBIOM 1.1-M-R12] | Below 2°C | FRA | Price¦Secondary Energy¦Liquids¦Oil | US$2010/GJ | Price¦Secondary Energy¦Liquids¦Oil | fuel_supply | oil | 2050 | 5.2706 | Price¦Secondary Energy¦Liquids¦Oil
Downscaling[MESSAGEix-GLOBIOM 1.1-M-R12] | Below 2°C | FRA | Emissions¦CO2 | Mt CO2/yr | Emissions¦CO2 | scenarios - CO2 abatement | CO2 | 2020 | 196.1718 | Emissions¦CO2
Downscaling[MESSAGEix-GLOBIOM 1.1-M-R12] | Below 2°C | FRA | Emissions¦CO2 | Mt CO2/yr | Emissions¦CO2 | scenarios - CO2 abatement | CO2 | 2025 | 223.563 | Emissions¦CO2
Downscaling[MESSAGEix-GLOBIOM 1.1-M-R12] | Below 2°C | FRA | Emissions¦CO2 | Mt CO2/yr | Emissions¦CO2 | scenarios - CO2 abatement | CO2 | 2030 | 198.1707 | Emissions¦CO2
Downscaling[MESSAGEix-GLOBIOM 1.1-M-R12] | Below 2°C | FRA | Emissions¦CO2 | Mt CO2/yr | Emissions¦CO2 | scenarios - CO2 abatement | CO2 | 2035 | 174.8269 | Emissions¦CO2
Downscaling[MESSAGEix-GLOBIOM 1.1-M-R12] | Below 2°C | FRA | Emissions¦CO2 | Mt CO2/yr | Emissions¦CO2 | scenarios - CO2 abatement | CO2 | 2040 | 146.1204 | Emissions¦CO2
Downscaling[MESSAGEix-GLOBIOM 1.1-M-R12] | Below 2°C | FRA | Emissions¦CO2 | Mt CO2/yr | Emissions¦CO2 | scenarios - CO2 abatement | CO2 | 2045 | 116.3287 | Emissions¦CO2
Downscaling[MESSAGEix-GLOBIOM 1.1-M-R12] | Below 2°C | FRA | Emissions¦CO2 | Mt CO2/yr | Emissions¦CO2 | scenarios - CO2 abatement | CO2 | 2050 | 88.6249 | Emissions¦CO2
Downscaling[MESSAGEix-GLOBIOM 1.1-M-R12] | Below 2°C | FRA | Emissions¦CO2¦Energy | Mt CO2/yr | Emissions¦CO2¦Energy | scenarios - CO2 abatement | CO2 | 2020 | 257.5416 | Emissions¦CO2¦Energy
Downscaling[MESSAGEix-GLOBIOM 1.1-M-R12] | Below 2°C | FRA | Emissions¦CO2¦Energy | Mt CO2/yr | Emissions¦CO2¦Energy | scenarios - CO2 abatement | CO2 | 2025 | 262.1957 | Emissions¦CO2¦Energy
Downscaling[MESSAGEix-GLOBIOM 1.1-M-R12] | Below 2°C | FRA | Emissions¦CO2¦Energy | Mt CO2/yr | Emissions¦CO2¦Energy | scenarios - CO2 abatement | CO2 | 2030 | 246.7632 | Emissions¦CO2¦Energy
Downscaling[MESSAGEix-GLOBIOM 1.1-M-R12] | Below 2°C | FRA | Emissions¦CO2¦Energy | Mt CO2/yr | Emissions¦CO2¦Energy | scenarios - CO2 abatement | CO2 | 2035 | 228.7749 | Emissions¦CO2¦Energy
Downscaling[MESSAGEix-GLOBIOM 1.1-M-R12] | Below 2°C | FRA | Emissions¦CO2¦Energy | Mt CO2/yr | Emissions¦CO2¦Energy | scenarios - CO2 abatement | CO2 | 2040 | 204.7464 | Emissions¦CO2¦Energy
Downscaling[MESSAGEix-GLOBIOM 1.1-M-R12] | Below 2°C | FRA | Emissions¦CO2¦Energy | Mt CO2/yr | Emissions¦CO2¦Energy | scenarios - CO2 abatement | CO2 | 2045 | 176.7331 | Emissions¦CO2¦Energy
Downscaling[MESSAGEix-GLOBIOM 1.1-M-R12] | Below 2°C | FRA | Emissions¦CO2¦Energy | Mt CO2/yr | Emissions¦CO2¦Energy | scenarios - CO2 abatement | CO2 | 2050 | 150.4589 | Emissions¦CO2¦Energy
Downscaling[MESSAGEix-GLOBIOM 1.1-M-R12] | Current Policies | FRA | Carbon Sequestration¦CCS | Mt CO2/yr | Carbon Sequestration¦CCS | CCS potential |  | 2020 | 0 | Carbon Sequestration¦CCS
Downscaling[MESSAGEix-GLOBIOM 1.1-M-R12] | Current Policies | FRA | Carbon Sequestration¦CCS | Mt CO2/yr | Carbon Sequestration¦CCS | CCS potential |  | 2025 | 0 | Carbon Sequestration¦CCS
Downscaling[MESSAGEix-GLOBIOM 1.1-M-R12] | Current Policies | FRA | Carbon Sequestration¦CCS | Mt CO2/yr | Carbon Sequestration¦CCS | CCS potential |  | 2030 | 0 | Carbon Sequestration¦CCS
Downscaling[MESSAGEix-GLOBIOM 1.1-M-R12] | Current Policies | FRA | Carbon Sequestration¦CCS | Mt CO2/yr | Carbon Sequestration¦CCS | CCS potential |  | 2035 | 0 | Carbon Sequestration¦CCS
Downscaling[MESSAGEix-GLOBIOM 1.1-M-R12] | Current Policies | FRA | Carbon Sequestration¦CCS | Mt CO2/yr | Carbon Sequestration¦CCS | CCS potential |  | 2040 | 0 | Carbon Sequestration¦CCS
Downscaling[MESSAGEix-GLOBIOM 1.1-M-R12] | Current Policies | FRA | Carbon Sequestration¦CCS | Mt CO2/yr | Carbon Sequestration¦CCS | CCS potential |  | 2045 | 0 | Carbon Sequestration¦CCS
Downscaling[MESSAGEix-GLOBIOM 1.1-M-R12] | Current Policies | FRA | Carbon Sequestration¦CCS | Mt CO2/yr | Carbon Sequestration¦CCS | CCS potential |  | 2050 | 0 | Carbon Sequestration¦CCS
Downscaling[MESSAGEix-GLOBIOM 1.1-M-R12] | Current Policies | FRA | Final Energy¦Industry¦Electricity | EJ/yr | Final Energy¦Industry¦Electricity | demand_projection | elc_industry | 2020 | 0.2312 | Final Energy¦Industry¦Electricity
Downscaling[MESSAGEix-GLOBIOM 1.1-M-R12] | Current Policies | FRA | Final Energy¦Industry¦Electricity | EJ/yr | Final Energy¦Industry¦Electricity | demand_projection | elc_industry | 2025 | 0.234 | Final Energy¦Industry¦Electricity
Downscaling[MESSAGEix-GLOBIOM 1.1-M-R12] | Current Policies | FRA | Final Energy¦Industry¦Electricity | EJ/yr | Final Energy¦Industry¦Electricity | demand_projection | elc_industry | 2030 | 0.2002 | Final Energy¦Industry¦Electricity
Downscaling[MESSAGEix-GLOBIOM 1.1-M-R12] | Current Policies | FRA | Final Energy¦Industry¦Electricity | EJ/yr | Final Energy¦Industry¦Electricity | demand_projection | elc_industry | 2035 | 0.1895 | Final Energy¦Industry¦Electricity
Downscaling[MESSAGEix-GLOBIOM 1.1-M-R12] | Current Policies | FRA | Final Energy¦Industry¦Electricity | EJ/yr | Final Energy¦Industry¦Electricity | demand_projection | elc_industry | 2040 | 0.2005 | Final Energy¦Industry¦Electricity
Downscaling[MESSAGEix-GLOBIOM 1.1-M-R12] | Current Policies | FRA | Final Energy¦Industry¦Electricity | EJ/yr | Final Energy¦Industry¦Electricity | demand_projection | elc_industry | 2045 | 0.2183 | Final Energy¦Industry¦Electricity
Downscaling[MESSAGEix-GLOBIOM 1.1-M-R12] | Current Policies | FRA | Final Energy¦Industry¦Electricity | EJ/yr | Final Energy¦Industry¦Electricity | demand_projection | elc_industry | 2050 | 0.2269 | Final Energy¦Industry¦Electricity
Downscaling[MESSAGEix-GLOBIOM 1.1-M-R12] | Current Policies | FRA | Final Energy¦Residential and Commercial¦Electricity | EJ/yr | Final Energy¦Residential and Commercial¦Electricity | demand_projection | elc_buildings | 2020 | 1.0394 | Final Energy¦Residential and Commercial¦Electricity
Downscaling[MESSAGEix-GLOBIOM 1.1-M-R12] | Current Policies | FRA | Final Energy¦Residential and Commercial¦Electricity | EJ/yr | Final Energy¦Residential and Commercial¦Electricity | demand_projection | elc_buildings | 2025 | 1.1516 | Final Energy¦Residential and Commercial¦Electricity
Downscaling[MESSAGEix-GLOBIOM 1.1-M-R12] | Current Policies | FRA | Final Energy¦Residential and Commercial¦Electricity | EJ/yr | Final Energy¦Residential and Commercial¦Electricity | demand_projection | elc_buildings | 2030 | 1.2656 | Final Energy¦Residential and Commercial¦Electricity
Downscaling[MESSAGEix-GLOBIOM 1.1-M-R12] | Current Policies | FRA | Final Energy¦Residential and Commercial¦Electricity | EJ/yr | Final Energy¦Residential and Commercial¦Electricity | demand_projection | elc_buildings | 2035 | 1.2561 | Final Energy¦Residential and Commercial¦Electricity
Downscaling[MESSAGEix-GLOBIOM 1.1-M-R12] | Current Policies | FRA | Final Energy¦Residential and Commercial¦Electricity | EJ/yr | Final Energy¦Residential and Commercial¦Electricity | demand_projection | elc_buildings | 2040 | 1.3214 | Final Energy¦Residential and Commercial¦Electricity
Downscaling[MESSAGEix-GLOBIOM 1.1-M-R12] | Current Policies | FRA | Final Energy¦Residential and Commercial¦Electricity | EJ/yr | Final Energy¦Residential and Commercial¦Electricity | demand_projection | elc_buildings | 2045 | 1.4749 | Final Energy¦Residential and Commercial¦Electricity
Downscaling[MESSAGEix-GLOBIOM 1.1-M-R12] | Current Policies | FRA | Final Energy¦Residential and Commercial¦Electricity | EJ/yr | Final Energy¦Residential and Commercial¦Electricity | demand_projection | elc_buildings | 2050 | 1.5568 | Final Energy¦Residential and Commercial¦Electricity
Downscaling[MESSAGEix-GLOBIOM 1.1-M-R12] | Current Policies | FRA | Final Energy¦Transportation¦Electricity | EJ/yr | Final Energy¦Transportation¦Electricity | demand_projection | elc_transport | 2020 | 0.0545 | Final Energy¦Transportation¦Electricity
Downscaling[MESSAGEix-GLOBIOM 1.1-M-R12] | Current Policies | FRA | Final Energy¦Transportation¦Electricity | EJ/yr | Final Energy¦Transportation¦Electricity | demand_projection | elc_transport | 2025 | 0.0531 | Final Energy¦Transportation¦Electricity
Downscaling[MESSAGEix-GLOBIOM 1.1-M-R12] | Current Policies | FRA | Final Energy¦Transportation¦Electricity | EJ/yr | Final Energy¦Transportation¦Electricity | demand_projection | elc_transport | 2030 | 0.0677 | Final Energy¦Transportation¦Electricity
Downscaling[MESSAGEix-GLOBIOM 1.1-M-R12] | Current Policies | FRA | Final Energy¦Transportation¦Electricity | EJ/yr | Final Energy¦Transportation¦Electricity | demand_projection | elc_transport | 2035 | 0.0524 | Final Energy¦Transportation¦Electricity
Downscaling[MESSAGEix-GLOBIOM 1.1-M-R12] | Current Policies | FRA | Final Energy¦Transportation¦Electricity | EJ/yr | Final Energy¦Transportation¦Electricity | demand_projection | elc_transport | 2040 | 0.0416 | Final Energy¦Transportation¦Electricity
Downscaling[MESSAGEix-GLOBIOM 1.1-M-R12] | Current Policies | FRA | Final Energy¦Transportation¦Electricity | EJ/yr | Final Energy¦Transportation¦Electricity | demand_projection | elc_transport | 2045 | 0.0533 | Final Energy¦Transportation¦Electricity
Downscaling[MESSAGEix-GLOBIOM 1.1-M-R12] | Current Policies | FRA | Final Energy¦Transportation¦Electricity | EJ/yr | Final Energy¦Transportation¦Electricity | demand_projection | elc_transport | 2050 | 0.0963 | Final Energy¦Transportation¦Electricity
Downscaling[MESSAGEix-GLOBIOM 1.1-M-R12] | Current Policies | FRA | Emissions¦CO2¦Power (estimated) | Mt CO2 | Secondary Energy¦Electricity¦Coal | elec_co2 |  | 2020 | 3.7694 | Secondary Energy¦Electricity¦Coal | 94
Downscaling[MESSAGEix-GLOBIOM 1.1-M-R12] | Current Policies | FRA | Emissions¦CO2¦Power (estimated) | Mt CO2 | Secondary Energy¦Electricity¦Coal | elec_co2 |  | 2025 | 2.7072 | Secondary Energy¦Electricity¦Coal | 94
Downscaling[MESSAGEix-GLOBIOM 1.1-M-R12] | Current Policies | FRA | Emissions¦CO2¦Power (estimated) | Mt CO2 | Secondary Energy¦Electricity¦Coal | elec_co2 |  | 2030 | 1.6262 | Secondary Energy¦Electricity¦Coal | 94
Downscaling[MESSAGEix-GLOBIOM 1.1-M-R12] | Current Policies | FRA | Emissions¦CO2¦Power (estimated) | Mt CO2 | Secondary Energy¦Electricity¦Coal | elec_co2 |  | 2035 | 2.021 | Secondary Energy¦Electricity¦Coal | 94
Downscaling[MESSAGEix-GLOBIOM 1.1-M-R12] | Current Policies | FRA | Emissions¦CO2¦Power (estimated) | Mt CO2 | Secondary Energy¦Electricity¦Coal | elec_co2 |  | 2040 | 1.8236 | Secondary Energy¦Electricity¦Coal | 94
Downscaling[MESSAGEix-GLOBIOM 1.1-M-R12] | Current Policies | FRA | Emissions¦CO2¦Power (estimated) | Mt CO2 | Secondary Energy¦Electricity¦Coal | elec_co2 |  | 2045 | 0.8178 | Secondary Energy¦Electricity¦Coal | 94
Downscaling[MESSAGEix-GLOBIOM 1.1-M-R12] | Current Policies | FRA | Emissions¦CO2¦Power (estimated) | Mt CO2 | Secondary Energy¦Electricity¦Coal | elec_co2 |  | 2050 | 0.517 | Secondary Energy¦Electricity¦Coal | 94
Downscaling[MESSAGEix-GLOBIOM 1.1-M-R12] | Current Policies | FRA | Emissions¦CO2¦Power (estimated) | Mt CO2 | Secondary Energy¦Electricity¦Gas | elec_co2 |  | 2020 | 7.9585 | Secondary Energy¦Electricity¦Gas | 55
Downscaling[MESSAGEix-GLOBIOM 1.1-M-R12] | Current Policies | FRA | Emissions¦CO2¦Power (estimated) | Mt CO2 | Secondary Energy¦Electricity¦Gas | elec_co2 |  | 2025 | 11.2255 | Secondary Energy¦Electricity¦Gas | 55
Downscaling[MESSAGEix-GLOBIOM 1.1-M-R12] | Current Policies | FRA | Emissions¦CO2¦Power (estimated) | Mt CO2 | Secondary Energy¦Electricity¦Gas | elec_co2 |  | 2030 | 8.5855 | Secondary Energy¦Electricity¦Gas | 55
Downscaling[MESSAGEix-GLOBIOM 1.1-M-R12] | Current Policies | FRA | Emissions¦CO2¦Power (estimated) | Mt CO2 | Secondary Energy¦Electricity¦Gas | elec_co2 |  | 2035 | 9.449 | Secondary Energy¦Electricity¦Gas | 55
Downscaling[MESSAGEix-GLOBIOM 1.1-M-R12] | Current Policies | FRA | Emissions¦CO2¦Power (estimated) | Mt CO2 | Secondary Energy¦Electricity¦Gas | elec_co2 |  | 2040 | 13.8215 | Secondary Energy¦Electricity¦Gas | 55
Downscaling[MESSAGEix-GLOBIOM 1.1-M-R12] | Current Policies | FRA | Emissions¦CO2¦Power (estimated) | Mt CO2 | Secondary Energy¦Electricity¦Gas | elec_co2 |  | 2045 | 31.5425 | Secondary Energy¦Electricity¦Gas | 55
Downscaling[MESSAGEix-GLOBIOM 1.1-M-R12] | Current Policies | FRA | Emissions¦CO2¦Power (estimated) | Mt CO2 | Secondary Energy¦Electricity¦Gas | elec_co2 |  | 2050 | 42.3665 | Secondary Energy¦Electricity¦Gas | 55
Downscaling[MESSAGEix-GLOBIOM 1.1-M-R12] | Current Policies | FRA | Emissions¦CO2¦Power (estimated) | Mt CO2 | Secondary Energy¦Electricity¦Oil | elec_co2 |  | 2020 | 2.695 | Secondary Energy¦Electricity¦Oil | 70
Downscaling[MESSAGEix-GLOBIOM 1.1-M-R12] | Current Policies | FRA | Emissions¦CO2¦Power (estimated) | Mt CO2 | Secondary Energy¦Electricity¦Oil | elec_co2 |  | 2025 | 0.56 | Secondary Energy¦Electricity¦Oil | 70
Downscaling[MESSAGEix-GLOBIOM 1.1-M-R12] | Current Policies | FRA | Emissions¦CO2¦Power (estimated) | Mt CO2 | Secondary Energy¦Electricity¦Oil | elec_co2 |  | 2030 | 0 | Secondary Energy¦Electricity¦Oil | 70
Downscaling[MESSAGEix-GLOBIOM 1.1-M-R12] | Current Policies | FRA | Emissions¦CO2¦Power (estimated) | Mt CO2 | Secondary Energy¦Electricity¦Oil | elec_co2 |  | 2035 | 0 | Secondary Energy¦Electricity¦Oil | 70
Downscaling[MESSAGEix-GLOBIOM 1.1-M-R12] | Current Policies | FRA | Emissions¦CO2¦Power (estimated) | Mt CO2 | Secondary Energy¦Electricity¦Oil | elec_co2 |  | 2040 | 0 | Secondary Energy¦Electricity¦Oil | 70
Downscaling[MESSAGEix-GLOBIOM 1.1-M-R12] | Current Policies | FRA | Emissions¦CO2¦Power (estimated) | Mt CO2 | Secondary Energy¦Electricity¦Oil | elec_co2 |  | 2045 | 0 | Secondary Energy¦Electricity¦Oil | 70
Downscaling[MESSAGEix-GLOBIOM 1.1-M-R12] | Current Policies | FRA | Emissions¦CO2¦Power (estimated) | Mt CO2 | Secondary Energy¦Electricity¦Oil | elec_co2 |  | 2050 | 0 | Secondary Energy¦Electricity¦Oil | 70
Downscaling[MESSAGEix-GLOBIOM 1.1-M-R12] | Current Policies | FRA | Price¦Primary Energy¦Biomass | US$2010/GJ | Price¦Primary Energy¦Biomass | fuel_supply | bioenergy | 2020 | 0.7933 | Price¦Primary Energy¦Biomass
Downscaling[MESSAGEix-GLOBIOM 1.1-M-R12] | Current Policies | FRA | Price¦Primary Energy¦Biomass | US$2010/GJ | Price¦Primary Energy¦Biomass | fuel_supply | bioenergy | 2025 | 1.8441 | Price¦Primary Energy¦Biomass
Downscaling[MESSAGEix-GLOBIOM 1.1-M-R12] | Current Policies | FRA | Price¦Primary Energy¦Biomass | US$2010/GJ | Price¦Primary Energy¦Biomass | fuel_supply | bioenergy | 2030 | 4.6742 | Price¦Primary Energy¦Biomass
Downscaling[MESSAGEix-GLOBIOM 1.1-M-R12] | Current Policies | FRA | Price¦Primary Energy¦Biomass | US$2010/GJ | Price¦Primary Energy¦Biomass | fuel_supply | bioenergy | 2035 | 2.1607 | Price¦Primary Energy¦Biomass
Downscaling[MESSAGEix-GLOBIOM 1.1-M-R12] | Current Policies | FRA | Price¦Primary Energy¦Biomass | US$2010/GJ | Price¦Primary Energy¦Biomass | fuel_supply | bioenergy | 2040 | 3.5694 | Price¦Primary Energy¦Biomass
Downscaling[MESSAGEix-GLOBIOM 1.1-M-R12] | Current Policies | FRA | Price¦Primary Energy¦Biomass | US$2010/GJ | Price¦Primary Energy¦Biomass | fuel_supply | bioenergy | 2045 | 4.215 | Price¦Primary Energy¦Biomass
Downscaling[MESSAGEix-GLOBIOM 1.1-M-R12] | Current Policies | FRA | Price¦Primary Energy¦Biomass | US$2010/GJ | Price¦Primary Energy¦Biomass | fuel_supply | bioenergy | 2050 | 3.1745 | Price¦Primary Energy¦Biomass
Downscaling[MESSAGEix-GLOBIOM 1.1-M-R12] | Current Policies | FRA | Price¦Primary Energy¦Coal | US$2010/GJ | Price¦Primary Energy¦Coal | fuel_supply | coal | 2020 | 1.8211 | Price¦Primary Energy¦Coal
Downscaling[MESSAGEix-GLOBIOM 1.1-M-R12] | Current Policies | FRA | Price¦Primary Energy¦Coal | US$2010/GJ | Price¦Primary Energy¦Coal | fuel_supply | coal | 2025 | 2.3668 | Price¦Primary Energy¦Coal
Downscaling[MESSAGEix-GLOBIOM 1.1-M-R12] | Current Policies | FRA | Price¦Primary Energy¦Coal | US$2010/GJ | Price¦Primary Energy¦Coal | fuel_supply | coal | 2030 | 4.0582 | Price¦Primary Energy¦Coal
Downscaling[MESSAGEix-GLOBIOM 1.1-M-R12] | Current Policies | FRA | Price¦Primary Energy¦Coal | US$2010/GJ | Price¦Primary Energy¦Coal | fuel_supply | coal | 2035 | 2.6913 | Price¦Primary Energy¦Coal
Downscaling[MESSAGEix-GLOBIOM 1.1-M-R12] | Current Policies | FRA | Price¦Primary Energy¦Coal | US$2010/GJ | Price¦Primary Energy¦Coal | fuel_supply | coal | 2040 | 2.6015 | Price¦Primary Energy¦Coal
Downscaling[MESSAGEix-GLOBIOM 1.1-M-R12] | Current Policies | FRA | Price¦Primary Energy¦Coal | US$2010/GJ | Price¦Primary Energy¦Coal | fuel_supply | coal | 2045 | 1.9307 | Price¦Primary Energy¦Coal
Downscaling[MESSAGEix-GLOBIOM 1.1-M-R12] | Current Policies | FRA | Price¦Primary Energy¦Coal | US$2010/GJ | Price¦Primary Energy¦Coal | fuel_supply | coal | 2050 | 2.6609 | Price¦Primary Energy¦Coal
Downscaling[MESSAGEix-GLOBIOM 1.1-M-R12] | Current Policies | FRA | Price¦Primary Energy¦Gas | US$2010/GJ | Price¦Primary Energy¦Gas | fuel_supply | gas | 2020 | 2.4039 | Price¦Primary Energy¦Gas
Downscaling[MESSAGEix-GLOBIOM 1.1-M-R12] | Current Policies | FRA | Price¦Primary Energy¦Gas | US$2010/GJ | Price¦Primary Energy¦Gas | fuel_supply | gas | 2025 | 2.8899 | Price¦Primary Energy¦Gas
Downscaling[MESSAGEix-GLOBIOM 1.1-M-R12] | Current Policies | FRA | Price¦Primary Energy¦Gas | US$2010/GJ | Price¦Primary Energy¦Gas | fuel_supply | gas | 2030 | 7.7437 | Price¦Primary Energy¦Gas
Downscaling[MESSAGEix-GLOBIOM 1.1-M-R12] | Current Policies | FRA | Price¦Primary Energy¦Gas | US$2010/GJ | Price¦Primary Energy¦Gas | fuel_supply | gas | 2035 | 3.6228 | Price¦Primary Energy¦Gas
Downscaling[MESSAGEix-GLOBIOM 1.1-M-R12] | Current Policies | FRA | Price¦Primary Energy¦Gas | US$2010/GJ | Price¦Primary Energy¦Gas | fuel_supply | gas | 2040 | 4.0198 | Price¦Primary Energy¦Gas
Downscaling[MESSAGEix-GLOBIOM 1.1-M-R12] | Current Policies | FRA | Price¦Primary Energy¦Gas | US$2010/GJ | Price¦Primary Energy¦Gas | fuel_supply | gas | 2045 | 4.3289 | Price¦Primary Energy¦Gas
Downscaling[MESSAGEix-GLOBIOM 1.1-M-R12] | Current Policies | FRA | Price¦Primary Energy¦Gas | US$2010/GJ | Price¦Primary Energy¦Gas | fuel_supply | gas | 2050 | 4.7777 | Price¦Primary Energy¦Gas
Downscaling[MESSAGEix-GLOBIOM 1.1-M-R12] | Current Policies | FRA | Price¦Secondary Energy¦Liquids¦Oil | US$2010/GJ | Price¦Secondary Energy¦Liquids¦Oil | fuel_supply | oil | 2020 | 3.1243 | Price¦Secondary Energy¦Liquids¦Oil
Downscaling[MESSAGEix-GLOBIOM 1.1-M-R12] | Current Policies | FRA | Price¦Secondary Energy¦Liquids¦Oil | US$2010/GJ | Price¦Secondary Energy¦Liquids¦Oil | fuel_supply | oil | 2025 | 4.303 | Price¦Secondary Energy¦Liquids¦Oil
Downscaling[MESSAGEix-GLOBIOM 1.1-M-R12] | Current Policies | FRA | Price¦Secondary Energy¦Liquids¦Oil | US$2010/GJ | Price¦Secondary Energy¦Liquids¦Oil | fuel_supply | oil | 2030 | 8.9704 | Price¦Secondary Energy¦Liquids¦Oil
Downscaling[MESSAGEix-GLOBIOM 1.1-M-R12] | Current Policies | FRA | Price¦Secondary Energy¦Liquids¦Oil | US$2010/GJ | Price¦Secondary Energy¦Liquids¦Oil | fuel_supply | oil | 2035 | 4.882 | Price¦Secondary Energy¦Liquids¦Oil
Downscaling[MESSAGEix-GLOBIOM 1.1-M-R12] | Current Policies | FRA | Price¦Secondary Energy¦Liquids¦Oil | US$2010/GJ | Price¦Secondary Energy¦Liquids¦Oil | fuel_supply | oil | 2040 | 5.679 | Price¦Secondary Energy¦Liquids¦Oil
Downscaling[MESSAGEix-GLOBIOM 1.1-M-R12] | Current Policies | FRA | Price¦Secondary Energy¦Liquids¦Oil | US$2010/GJ | Price¦Secondary Energy¦Liquids¦Oil | fuel_supply | oil | 2045 | 6.1927 | Price¦Secondary Energy¦Liquids¦Oil
Downscaling[MESSAGEix-GLOBIOM 1.1-M-R12] | Current Policies | FRA | Price¦Secondary Energy¦Liquids¦Oil | US$2010/GJ | Price¦Secondary Energy¦Liquids¦Oil | fuel_supply | oil | 2050 | 6.5092 | Price¦Secondary Energy¦Liquids¦Oil
Downscaling[MESSAGEix-GLOBIOM 1.1-M-R12] | Current Policies | FRA | Emissions¦CO2 | Mt CO2/yr | Emissions¦CO2 | scenarios - CO2 abatement | CO2 | 2020 | 195.4044 | Emissions¦CO2
Downscaling[MESSAGEix-GLOBIOM 1.1-M-R12] | Current Policies | FRA | Emissions¦CO2 | Mt CO2/yr | Emissions¦CO2 | scenarios - CO2 abatement | CO2 | 2025 | 236.0005 | Emissions¦CO2
Downscaling[MESSAGEix-GLOBIOM 1.1-M-R12] | Current Policies | FRA | Emissions¦CO2 | Mt CO2/yr | Emissions¦CO2 | scenarios - CO2 abatement | CO2 | 2030 | 215.3437 | Emissions¦CO2
Downscaling[MESSAGEix-GLOBIOM 1.1-M-R12] | Current Policies | FRA | Emissions¦CO2 | Mt CO2/yr | Emissions¦CO2 | scenarios - CO2 abatement | CO2 | 2035 | 247.8684 | Emissions¦CO2
Downscaling[MESSAGEix-GLOBIOM 1.1-M-R12] | Current Policies | FRA | Emissions¦CO2 | Mt CO2/yr | Emissions¦CO2 | scenarios - CO2 abatement | CO2 | 2040 | 278.4145 | Emissions¦CO2
Downscaling[MESSAGEix-GLOBIOM 1.1-M-R12] | Current Policies | FRA | Emissions¦CO2 | Mt CO2/yr | Emissions¦CO2 | scenarios - CO2 abatement | CO2 | 2045 | 342.6226 | Emissions¦CO2
Downscaling[MESSAGEix-GLOBIOM 1.1-M-R12] | Current Policies | FRA | Emissions¦CO2 | Mt CO2/yr | Emissions¦CO2 | scenarios - CO2 abatement | CO2 | 2050 | 367.2103 | Emissions¦CO2
Downscaling[MESSAGEix-GLOBIOM 1.1-M-R12] | Current Policies | FRA | Emissions¦CO2¦Energy | Mt CO2/yr | Emissions¦CO2¦Energy | scenarios - CO2 abatement | CO2 | 2020 | 256.7855 | Emissions¦CO2¦Energy
Downscaling[MESSAGEix-GLOBIOM 1.1-M-R12] | Current Policies | FRA | Emissions¦CO2¦Energy | Mt CO2/yr | Emissions¦CO2¦Energy | scenarios - CO2 abatement | CO2 | 2025 | 275.4017 | Emissions¦CO2¦Energy
Downscaling[MESSAGEix-GLOBIOM 1.1-M-R12] | Current Policies | FRA | Emissions¦CO2¦Energy | Mt CO2/yr | Emissions¦CO2¦Energy | scenarios - CO2 abatement | CO2 | 2030 | 265.9902 | Emissions¦CO2¦Energy
Downscaling[MESSAGEix-GLOBIOM 1.1-M-R12] | Current Policies | FRA | Emissions¦CO2¦Energy | Mt CO2/yr | Emissions¦CO2¦Energy | scenarios - CO2 abatement | CO2 | 2035 | 303.6699 | Emissions¦CO2¦Energy
Downscaling[MESSAGEix-GLOBIOM 1.1-M-R12] | Current Policies | FRA | Emissions¦CO2¦Energy | Mt CO2/yr | Emissions¦CO2¦Energy | scenarios - CO2 abatement | CO2 | 2040 | 339.2814 | Emissions¦CO2¦Energy
Downscaling[MESSAGEix-GLOBIOM 1.1-M-R12] | Current Policies | FRA | Emissions¦CO2¦Energy | Mt CO2/yr | Emissions¦CO2¦Energy | scenarios - CO2 abatement | CO2 | 2045 | 407.5645 | Emissions¦CO2¦Energy
Downscaling[MESSAGEix-GLOBIOM 1.1-M-R12] | Current Policies | FRA | Emissions¦CO2¦Energy | Mt CO2/yr | Emissions¦CO2¦Energy | scenarios - CO2 abatement | CO2 | 2050 | 436.7552 | Emissions¦CO2¦Energy
Downscaling[MESSAGEix-GLOBIOM 1.1-M-R12] | Delayed transition | FRA | Carbon Sequestration¦CCS | Mt CO2/yr | Carbon Sequestration¦CCS | CCS potential |  | 2020 | 0 | Carbon Sequestration¦CCS
Downscaling[MESSAGEix-GLOBIOM 1.1-M-R12] | Delayed transition | FRA | Carbon Sequestration¦CCS | Mt CO2/yr | Carbon Sequestration¦CCS | CCS potential |  | 2025 | 0 | Carbon Sequestration¦CCS
Downscaling[MESSAGEix-GLOBIOM 1.1-M-R12] | Delayed transition | FRA | Carbon Sequestration¦CCS | Mt CO2/yr | Carbon Sequestration¦CCS | CCS potential |  | 2030 | 0 | Carbon Sequestration¦CCS
Downscaling[MESSAGEix-GLOBIOM 1.1-M-R12] | Delayed transition | FRA | Carbon Sequestration¦CCS | Mt CO2/yr | Carbon Sequestration¦CCS | CCS potential |  | 2035 | 6.9597 | Carbon Sequestration¦CCS
Downscaling[MESSAGEix-GLOBIOM 1.1-M-R12] | Delayed transition | FRA | Carbon Sequestration¦CCS | Mt CO2/yr | Carbon Sequestration¦CCS | CCS potential |  | 2040 | 14.7041 | Carbon Sequestration¦CCS
Downscaling[MESSAGEix-GLOBIOM 1.1-M-R12] | Delayed transition | FRA | Carbon Sequestration¦CCS | Mt CO2/yr | Carbon Sequestration¦CCS | CCS potential |  | 2045 | 21.3007 | Carbon Sequestration¦CCS
Downscaling[MESSAGEix-GLOBIOM 1.1-M-R12] | Delayed transition | FRA | Carbon Sequestration¦CCS | Mt CO2/yr | Carbon Sequestration¦CCS | CCS potential |  | 2050 | 30.5584 | Carbon Sequestration¦CCS
Downscaling[MESSAGEix-GLOBIOM 1.1-M-R12] | Delayed transition | FRA | Final Energy¦Industry¦Electricity | EJ/yr | Final Energy¦Industry¦Electricity | demand_projection | elc_industry | 2020 | 0.2271 | Final Energy¦Industry¦Electricity
Downscaling[MESSAGEix-GLOBIOM 1.1-M-R12] | Delayed transition | FRA | Final Energy¦Industry¦Electricity | EJ/yr | Final Energy¦Industry¦Electricity | demand_projection | elc_industry | 2025 | 0.2281 | Final Energy¦Industry¦Electricity
Downscaling[MESSAGEix-GLOBIOM 1.1-M-R12] | Delayed transition | FRA | Final Energy¦Industry¦Electricity | EJ/yr | Final Energy¦Industry¦Electricity | demand_projection | elc_industry | 2030 | 0.1913 | Final Energy¦Industry¦Electricity
Downscaling[MESSAGEix-GLOBIOM 1.1-M-R12] | Delayed transition | FRA | Final Energy¦Industry¦Electricity | EJ/yr | Final Energy¦Industry¦Electricity | demand_projection | elc_industry | 2035 | 0.2067 | Final Energy¦Industry¦Electricity
Downscaling[MESSAGEix-GLOBIOM 1.1-M-R12] | Delayed transition | FRA | Final Energy¦Industry¦Electricity | EJ/yr | Final Energy¦Industry¦Electricity | demand_projection | elc_industry | 2040 | 0.2146 | Final Energy¦Industry¦Electricity
Downscaling[MESSAGEix-GLOBIOM 1.1-M-R12] | Delayed transition | FRA | Final Energy¦Industry¦Electricity | EJ/yr | Final Energy¦Industry¦Electricity | demand_projection | elc_industry | 2045 | 0.2403 | Final Energy¦Industry¦Electricity
Downscaling[MESSAGEix-GLOBIOM 1.1-M-R12] | Delayed transition | FRA | Final Energy¦Industry¦Electricity | EJ/yr | Final Energy¦Industry¦Electricity | demand_projection | elc_industry | 2050 | 0.2364 | Final Energy¦Industry¦Electricity
Downscaling[MESSAGEix-GLOBIOM 1.1-M-R12] | Delayed transition | FRA | Final Energy¦Residential and Commercial¦Electricity | EJ/yr | Final Energy¦Residential and Commercial¦Electricity | demand_projection | elc_buildings | 2020 | 1.0408 | Final Energy¦Residential and Commercial¦Electricity
Downscaling[MESSAGEix-GLOBIOM 1.1-M-R12] | Delayed transition | FRA | Final Energy¦Residential and Commercial¦Electricity | EJ/yr | Final Energy¦Residential and Commercial¦Electricity | demand_projection | elc_buildings | 2025 | 1.1524 | Final Energy¦Residential and Commercial¦Electricity
Downscaling[MESSAGEix-GLOBIOM 1.1-M-R12] | Delayed transition | FRA | Final Energy¦Residential and Commercial¦Electricity | EJ/yr | Final Energy¦Residential and Commercial¦Electricity | demand_projection | elc_buildings | 2030 | 1.264 | Final Energy¦Residential and Commercial¦Electricity
Downscaling[MESSAGEix-GLOBIOM 1.1-M-R12] | Delayed transition | FRA | Final Energy¦Residential and Commercial¦Electricity | EJ/yr | Final Energy¦Residential and Commercial¦Electricity | demand_projection | elc_buildings | 2035 | 1.418 | Final Energy¦Residential and Commercial¦Electricity
Downscaling[MESSAGEix-GLOBIOM 1.1-M-R12] | Delayed transition | FRA | Final Energy¦Residential and Commercial¦Electricity | EJ/yr | Final Energy¦Residential and Commercial¦Electricity | demand_projection | elc_buildings | 2040 | 1.5827 | Final Energy¦Residential and Commercial¦Electricity
Downscaling[MESSAGEix-GLOBIOM 1.1-M-R12] | Delayed transition | FRA | Final Energy¦Residential and Commercial¦Electricity | EJ/yr | Final Energy¦Residential and Commercial¦Electricity | demand_projection | elc_buildings | 2045 | 1.7446 | Final Energy¦Residential and Commercial¦Electricity
Downscaling[MESSAGEix-GLOBIOM 1.1-M-R12] | Delayed transition | FRA | Final Energy¦Residential and Commercial¦Electricity | EJ/yr | Final Energy¦Residential and Commercial¦Electricity | demand_projection | elc_buildings | 2050 | 1.9429 | Final Energy¦Residential and Commercial¦Electricity
Downscaling[MESSAGEix-GLOBIOM 1.1-M-R12] | Delayed transition | FRA | Final Energy¦Transportation¦Electricity | EJ/yr | Final Energy¦Transportation¦Electricity | demand_projection | elc_transport | 2020 | 0.0546 | Final Energy¦Transportation¦Electricity
Downscaling[MESSAGEix-GLOBIOM 1.1-M-R12] | Delayed transition | FRA | Final Energy¦Transportation¦Electricity | EJ/yr | Final Energy¦Transportation¦Electricity | demand_projection | elc_transport | 2025 | 0.0534 | Final Energy¦Transportation¦Electricity
Downscaling[MESSAGEix-GLOBIOM 1.1-M-R12] | Delayed transition | FRA | Final Energy¦Transportation¦Electricity | EJ/yr | Final Energy¦Transportation¦Electricity | demand_projection | elc_transport | 2030 | 0.0671 | Final Energy¦Transportation¦Electricity
Downscaling[MESSAGEix-GLOBIOM 1.1-M-R12] | Delayed transition | FRA | Final Energy¦Transportation¦Electricity | EJ/yr | Final Energy¦Transportation¦Electricity | demand_projection | elc_transport | 2035 | 0.0986 | Final Energy¦Transportation¦Electricity
Downscaling[MESSAGEix-GLOBIOM 1.1-M-R12] | Delayed transition | FRA | Final Energy¦Transportation¦Electricity | EJ/yr | Final Energy¦Transportation¦Electricity | demand_projection | elc_transport | 2040 | 0.2209 | Final Energy¦Transportation¦Electricity
Downscaling[MESSAGEix-GLOBIOM 1.1-M-R12] | Delayed transition | FRA | Final Energy¦Transportation¦Electricity | EJ/yr | Final Energy¦Transportation¦Electricity | demand_projection | elc_transport | 2045 | 0.3982 | Final Energy¦Transportation¦Electricity
Downscaling[MESSAGEix-GLOBIOM 1.1-M-R12] | Delayed transition | FRA | Final Energy¦Transportation¦Electricity | EJ/yr | Final Energy¦Transportation¦Electricity | demand_projection | elc_transport | 2050 | 0.4993 | Final Energy¦Transportation¦Electricity
Downscaling[MESSAGEix-GLOBIOM 1.1-M-R12] | Delayed transition | FRA | Emissions¦CO2¦Power (estimated) | Mt CO2 | Secondary Energy¦Electricity¦Coal | elec_co2 |  | 2020 | 3.6848 | Secondary Energy¦Electricity¦Coal | 94
Downscaling[MESSAGEix-GLOBIOM 1.1-M-R12] | Delayed transition | FRA | Emissions¦CO2¦Power (estimated) | Mt CO2 | Secondary Energy¦Electricity¦Coal | elec_co2 |  | 2025 | 2.585 | Secondary Energy¦Electricity¦Coal | 94
Downscaling[MESSAGEix-GLOBIOM 1.1-M-R12] | Delayed transition | FRA | Emissions¦CO2¦Power (estimated) | Mt CO2 | Secondary Energy¦Electricity¦Coal | elec_co2 |  | 2030 | 1.4946 | Secondary Energy¦Electricity¦Coal | 94
Downscaling[MESSAGEix-GLOBIOM 1.1-M-R12] | Delayed transition | FRA | Emissions¦CO2¦Power (estimated) | Mt CO2 | Secondary Energy¦Electricity¦Coal | elec_co2 |  | 2035 | 0.5358 | Secondary Energy¦Electricity¦Coal | 94
Downscaling[MESSAGEix-GLOBIOM 1.1-M-R12] | Delayed transition | FRA | Emissions¦CO2¦Power (estimated) | Mt CO2 | Secondary Energy¦Electricity¦Coal | elec_co2 |  | 2040 | 0.1316 | Secondary Energy¦Electricity¦Coal | 94
Downscaling[MESSAGEix-GLOBIOM 1.1-M-R12] | Delayed transition | FRA | Emissions¦CO2¦Power (estimated) | Mt CO2 | Secondary Energy¦Electricity¦Coal | elec_co2 |  | 2045 | 0 | Secondary Energy¦Electricity¦Coal | 94
Downscaling[MESSAGEix-GLOBIOM 1.1-M-R12] | Delayed transition | FRA | Emissions¦CO2¦Power (estimated) | Mt CO2 | Secondary Energy¦Electricity¦Coal | elec_co2 |  | 2050 | 0 | Secondary Energy¦Electricity¦Coal | 94
Downscaling[MESSAGEix-GLOBIOM 1.1-M-R12] | Delayed transition | FRA | Emissions¦CO2¦Power (estimated) | Mt CO2 | Secondary Energy¦Electricity¦Gas | elec_co2 |  | 2020 | 7.865 | Secondary Energy¦Electricity¦Gas | 55
Downscaling[MESSAGEix-GLOBIOM 1.1-M-R12] | Delayed transition | FRA | Emissions¦CO2¦Power (estimated) | Mt CO2 | Secondary Energy¦Electricity¦Gas | elec_co2 |  | 2025 | 10.9945 | Secondary Energy¦Electricity¦Gas | 55
Downscaling[MESSAGEix-GLOBIOM 1.1-M-R12] | Delayed transition | FRA | Emissions¦CO2¦Power (estimated) | Mt CO2 | Secondary Energy¦Electricity¦Gas | elec_co2 |  | 2030 | 8.2665 | Secondary Energy¦Electricity¦Gas | 55
Downscaling[MESSAGEix-GLOBIOM 1.1-M-R12] | Delayed transition | FRA | Emissions¦CO2¦Power (estimated) | Mt CO2 | Secondary Energy¦Electricity¦Gas | elec_co2 |  | 2035 | 8.635 | Secondary Energy¦Electricity¦Gas | 55
Downscaling[MESSAGEix-GLOBIOM 1.1-M-R12] | Delayed transition | FRA | Emissions¦CO2¦Power (estimated) | Mt CO2 | Secondary Energy¦Electricity¦Gas | elec_co2 |  | 2040 | 9.79 | Secondary Energy¦Electricity¦Gas | 55
Downscaling[MESSAGEix-GLOBIOM 1.1-M-R12] | Delayed transition | FRA | Emissions¦CO2¦Power (estimated) | Mt CO2 | Secondary Energy¦Electricity¦Gas | elec_co2 |  | 2045 | 14.553 | Secondary Energy¦Electricity¦Gas | 55
Downscaling[MESSAGEix-GLOBIOM 1.1-M-R12] | Delayed transition | FRA | Emissions¦CO2¦Power (estimated) | Mt CO2 | Secondary Energy¦Electricity¦Gas | elec_co2 |  | 2050 | 12.2265 | Secondary Energy¦Electricity¦Gas | 55
Downscaling[MESSAGEix-GLOBIOM 1.1-M-R12] | Delayed transition | FRA | Emissions¦CO2¦Power (estimated) | Mt CO2 | Secondary Energy¦Electricity¦Oil | elec_co2 |  | 2020 | 2.688 | Secondary Energy¦Electricity¦Oil | 70
Downscaling[MESSAGEix-GLOBIOM 1.1-M-R12] | Delayed transition | FRA | Emissions¦CO2¦Power (estimated) | Mt CO2 | Secondary Energy¦Electricity¦Oil | elec_co2 |  | 2025 | 0.553 | Secondary Energy¦Electricity¦Oil | 70
Downscaling[MESSAGEix-GLOBIOM 1.1-M-R12] | Delayed transition | FRA | Emissions¦CO2¦Power (estimated) | Mt CO2 | Secondary Energy¦Electricity¦Oil | elec_co2 |  | 2030 | 0 | Secondary Energy¦Electricity¦Oil | 70
Downscaling[MESSAGEix-GLOBIOM 1.1-M-R12] | Delayed transition | FRA | Emissions¦CO2¦Power (estimated) | Mt CO2 | Secondary Energy¦Electricity¦Oil | elec_co2 |  | 2035 | 0 | Secondary Energy¦Electricity¦Oil | 70
Downscaling[MESSAGEix-GLOBIOM 1.1-M-R12] | Delayed transition | FRA | Emissions¦CO2¦Power (estimated) | Mt CO2 | Secondary Energy¦Electricity¦Oil | elec_co2 |  | 2040 | 0 | Secondary Energy¦Electricity¦Oil | 70
Downscaling[MESSAGEix-GLOBIOM 1.1-M-R12] | Delayed transition | FRA | Emissions¦CO2¦Power (estimated) | Mt CO2 | Secondary Energy¦Electricity¦Oil | elec_co2 |  | 2045 | 0 | Secondary Energy¦Electricity¦Oil | 70
Downscaling[MESSAGEix-GLOBIOM 1.1-M-R12] | Delayed transition | FRA | Emissions¦CO2¦Power (estimated) | Mt CO2 | Secondary Energy¦Electricity¦Oil | elec_co2 |  | 2050 | 0 | Secondary Energy¦Electricity¦Oil | 70
Downscaling[MESSAGEix-GLOBIOM 1.1-M-R12] | Delayed transition | FRA | Price¦Primary Energy¦Biomass | US$2010/GJ | Price¦Primary Energy¦Biomass | fuel_supply | bioenergy | 2020 | 0.7933 | Price¦Primary Energy¦Biomass
Downscaling[MESSAGEix-GLOBIOM 1.1-M-R12] | Delayed transition | FRA | Price¦Primary Energy¦Biomass | US$2010/GJ | Price¦Primary Energy¦Biomass | fuel_supply | bioenergy | 2025 | 1.8441 | Price¦Primary Energy¦Biomass
Downscaling[MESSAGEix-GLOBIOM 1.1-M-R12] | Delayed transition | FRA | Price¦Primary Energy¦Biomass | US$2010/GJ | Price¦Primary Energy¦Biomass | fuel_supply | bioenergy | 2030 | 4.6742 | Price¦Primary Energy¦Biomass
Downscaling[MESSAGEix-GLOBIOM 1.1-M-R12] | Delayed transition | FRA | Price¦Primary Energy¦Biomass | US$2010/GJ | Price¦Primary Energy¦Biomass | fuel_supply | bioenergy | 2035 | 7.4223 | Price¦Primary Energy¦Biomass
Downscaling[MESSAGEix-GLOBIOM 1.1-M-R12] | Delayed transition | FRA | Price¦Primary Energy¦Biomass | US$2010/GJ | Price¦Primary Energy¦Biomass | fuel_supply | bioenergy | 2040 | 8.4809 | Price¦Primary Energy¦Biomass
Downscaling[MESSAGEix-GLOBIOM 1.1-M-R12] | Delayed transition | FRA | Price¦Primary Energy¦Biomass | US$2010/GJ | Price¦Primary Energy¦Biomass | fuel_supply | bioenergy | 2045 | 9.75 | Price¦Primary Energy¦Biomass
Downscaling[MESSAGEix-GLOBIOM 1.1-M-R12] | Delayed transition | FRA | Price¦Primary Energy¦Biomass | US$2010/GJ | Price¦Primary Energy¦Biomass | fuel_supply | bioenergy | 2050 | 11.804 | Price¦Primary Energy¦Biomass
Downscaling[MESSAGEix-GLOBIOM 1.1-M-R12] | Delayed transition | FRA | Price¦Primary Energy¦Coal | US$2010/GJ | Price¦Primary Energy¦Coal | fuel_supply | coal | 2020 | 1.8211 | Price¦Primary Energy¦Coal
Downscaling[MESSAGEix-GLOBIOM 1.1-M-R12] | Delayed transition | FRA | Price¦Primary Energy¦Coal | US$2010/GJ | Price¦Primary Energy¦Coal | fuel_supply | coal | 2025 | 2.3668 | Price¦Primary Energy¦Coal
Downscaling[MESSAGEix-GLOBIOM 1.1-M-R12] | Delayed transition | FRA | Price¦Primary Energy¦Coal | US$2010/GJ | Price¦Primary Energy¦Coal | fuel_supply | coal | 2030 | 4.0582 | Price¦Primary Energy¦Coal
Downscaling[MESSAGEix-GLOBIOM 1.1-M-R12] | Delayed transition | FRA | Price¦Primary Energy¦Coal | US$2010/GJ | Price¦Primary Energy¦Coal | fuel_supply | coal | 2035 | -3.5796 | Price¦Primary Energy¦Coal
Downscaling[MESSAGEix-GLOBIOM 1.1-M-R12] | Delayed transition | FRA | Price¦Primary Energy¦Coal | US$2010/GJ | Price¦Primary Energy¦Coal | fuel_supply | coal | 2040 | -3.2061 | Price¦Primary Energy¦Coal
Downscaling[MESSAGEix-GLOBIOM 1.1-M-R12] | Delayed transition | FRA | Price¦Primary Energy¦Coal | US$2010/GJ | Price¦Primary Energy¦Coal | fuel_supply | coal | 2045 | 2.6182 | Price¦Primary Energy¦Coal
Downscaling[MESSAGEix-GLOBIOM 1.1-M-R12] | Delayed transition | FRA | Price¦Primary Energy¦Coal | US$2010/GJ | Price¦Primary Energy¦Coal | fuel_supply | coal | 2050 | 3.4154 | Price¦Primary Energy¦Coal
Downscaling[MESSAGEix-GLOBIOM 1.1-M-R12] | Delayed transition | FRA | Price¦Primary Energy¦Gas | US$2010/GJ | Price¦Primary Energy¦Gas | fuel_supply | gas | 2020 | 2.4039 | Price¦Primary Energy¦Gas
Downscaling[MESSAGEix-GLOBIOM 1.1-M-R12] | Delayed transition | FRA | Price¦Primary Energy¦Gas | US$2010/GJ | Price¦Primary Energy¦Gas | fuel_supply | gas | 2025 | 2.8899 | Price¦Primary Energy¦Gas
Downscaling[MESSAGEix-GLOBIOM 1.1-M-R12] | Delayed transition | FRA | Price¦Primary Energy¦Gas | US$2010/GJ | Price¦Primary Energy¦Gas | fuel_supply | gas | 2030 | 7.7437 | Price¦Primary Energy¦Gas
Downscaling[MESSAGEix-GLOBIOM 1.1-M-R12] | Delayed transition | FRA | Price¦Primary Energy¦Gas | US$2010/GJ | Price¦Primary Energy¦Gas | fuel_supply | gas | 2035 | 3.7477 | Price¦Primary Energy¦Gas
Downscaling[MESSAGEix-GLOBIOM 1.1-M-R12] | Delayed transition | FRA | Price¦Primary Energy¦Gas | US$2010/GJ | Price¦Primary Energy¦Gas | fuel_supply | gas | 2040 | 3.9839 | Price¦Primary Energy¦Gas
Downscaling[MESSAGEix-GLOBIOM 1.1-M-R12] | Delayed transition | FRA | Price¦Primary Energy¦Gas | US$2010/GJ | Price¦Primary Energy¦Gas | fuel_supply | gas | 2045 | 4.5586 | Price¦Primary Energy¦Gas
Downscaling[MESSAGEix-GLOBIOM 1.1-M-R12] | Delayed transition | FRA | Price¦Primary Energy¦Gas | US$2010/GJ | Price¦Primary Energy¦Gas | fuel_supply | gas | 2050 | 4.9874 | Price¦Primary Energy¦Gas
Downscaling[MESSAGEix-GLOBIOM 1.1-M-R12] | Delayed transition | FRA | Price¦Secondary Energy¦Liquids¦Oil | US$2010/GJ | Price¦Secondary Energy¦Liquids¦Oil | fuel_supply | oil | 2020 | 3.1243 | Price¦Secondary Energy¦Liquids¦Oil
Downscaling[MESSAGEix-GLOBIOM 1.1-M-R12] | Delayed transition | FRA | Price¦Secondary Energy¦Liquids¦Oil | US$2010/GJ | Price¦Secondary Energy¦Liquids¦Oil | fuel_supply | oil | 2025 | 4.303 | Price¦Secondary Energy¦Liquids¦Oil
Downscaling[MESSAGEix-GLOBIOM 1.1-M-R12] | Delayed transition | FRA | Price¦Secondary Energy¦Liquids¦Oil | US$2010/GJ | Price¦Secondary Energy¦Liquids¦Oil | fuel_supply | oil | 2030 | 8.9704 | Price¦Secondary Energy¦Liquids¦Oil
Downscaling[MESSAGEix-GLOBIOM 1.1-M-R12] | Delayed transition | FRA | Price¦Secondary Energy¦Liquids¦Oil | US$2010/GJ | Price¦Secondary Energy¦Liquids¦Oil | fuel_supply | oil | 2035 | 5.1719 | Price¦Secondary Energy¦Liquids¦Oil
Downscaling[MESSAGEix-GLOBIOM 1.1-M-R12] | Delayed transition | FRA | Price¦Secondary Energy¦Liquids¦Oil | US$2010/GJ | Price¦Secondary Energy¦Liquids¦Oil | fuel_supply | oil | 2040 | 4.9318 | Price¦Secondary Energy¦Liquids¦Oil
Downscaling[MESSAGEix-GLOBIOM 1.1-M-R12] | Delayed transition | FRA | Price¦Secondary Energy¦Liquids¦Oil | US$2010/GJ | Price¦Secondary Energy¦Liquids¦Oil | fuel_supply | oil | 2045 | 5.2711 | Price¦Secondary Energy¦Liquids¦Oil
Downscaling[MESSAGEix-GLOBIOM 1.1-M-R12] | Delayed transition | FRA | Price¦Secondary Energy¦Liquids¦Oil | US$2010/GJ | Price¦Secondary Energy¦Liquids¦Oil | fuel_supply | oil | 2050 | 4.5691 | Price¦Secondary Energy¦Liquids¦Oil
Downscaling[MESSAGEix-GLOBIOM 1.1-M-R12] | Delayed transition | FRA | Emissions¦CO2 | Mt CO2/yr | Emissions¦CO2 | scenarios - CO2 abatement | CO2 | 2020 | 194.8218 | Emissions¦CO2
Downscaling[MESSAGEix-GLOBIOM 1.1-M-R12] | Delayed transition | FRA | Emissions¦CO2 | Mt CO2/yr | Emissions¦CO2 | scenarios - CO2 abatement | CO2 | 2025 | 237.3822 | Emissions¦CO2
Downscaling[MESSAGEix-GLOBIOM 1.1-M-R12] | Delayed transition | FRA | Emissions¦CO2 | Mt CO2/yr | Emissions¦CO2 | scenarios - CO2 abatement | CO2 | 2030 | 218.9084 | Emissions¦CO2
Downscaling[MESSAGEix-GLOBIOM 1.1-M-R12] | Delayed transition | FRA | Emissions¦CO2 | Mt CO2/yr | Emissions¦CO2 | scenarios - CO2 abatement | CO2 | 2035 | 184.6006 | Emissions¦CO2
Downscaling[MESSAGEix-GLOBIOM 1.1-M-R12] | Delayed transition | FRA | Emissions¦CO2 | Mt CO2/yr | Emissions¦CO2 | scenarios - CO2 abatement | CO2 | 2040 | 143.3328 | Emissions¦CO2
Downscaling[MESSAGEix-GLOBIOM 1.1-M-R12] | Delayed transition | FRA | Emissions¦CO2 | Mt CO2/yr | Emissions¦CO2 | scenarios - CO2 abatement | CO2 | 2045 | 91.0611 | Emissions¦CO2
Downscaling[MESSAGEix-GLOBIOM 1.1-M-R12] | Delayed transition | FRA | Emissions¦CO2 | Mt CO2/yr | Emissions¦CO2 | scenarios - CO2 abatement | CO2 | 2050 | 44.6093 | Emissions¦CO2
Downscaling[MESSAGEix-GLOBIOM 1.1-M-R12] | Delayed transition | FRA | Emissions¦CO2¦Energy | Mt CO2/yr | Emissions¦CO2¦Energy | scenarios - CO2 abatement | CO2 | 2020 | 256.2233 | Emissions¦CO2¦Energy
Downscaling[MESSAGEix-GLOBIOM 1.1-M-R12] | Delayed transition | FRA | Emissions¦CO2¦Energy | Mt CO2/yr | Emissions¦CO2¦Energy | scenarios - CO2 abatement | CO2 | 2025 | 274.4555 | Emissions¦CO2¦Energy
Downscaling[MESSAGEix-GLOBIOM 1.1-M-R12] | Delayed transition | FRA | Emissions¦CO2¦Energy | Mt CO2/yr | Emissions¦CO2¦Energy | scenarios - CO2 abatement | CO2 | 2030 | 264.8784 | Emissions¦CO2¦Energy
Downscaling[MESSAGEix-GLOBIOM 1.1-M-R12] | Delayed transition | FRA | Emissions¦CO2¦Energy | Mt CO2/yr | Emissions¦CO2¦Energy | scenarios - CO2 abatement | CO2 | 2035 | 235.4321 | Emissions¦CO2¦Energy
Downscaling[MESSAGEix-GLOBIOM 1.1-M-R12] | Delayed transition | FRA | Emissions¦CO2¦Energy | Mt CO2/yr | Emissions¦CO2¦Energy | scenarios - CO2 abatement | CO2 | 2040 | 198.6255 | Emissions¦CO2¦Energy
Downscaling[MESSAGEix-GLOBIOM 1.1-M-R12] | Delayed transition | FRA | Emissions¦CO2¦Energy | Mt CO2/yr | Emissions¦CO2¦Energy | scenarios - CO2 abatement | CO2 | 2045 | 149.3682 | Emissions¦CO2¦Energy
Downscaling[MESSAGEix-GLOBIOM 1.1-M-R12] | Delayed transition | FRA | Emissions¦CO2¦Energy | Mt CO2/yr | Emissions¦CO2¦Energy | scenarios - CO2 abatement | CO2 | 2050 | 105.2582 | Emissions¦CO2¦Energy
Downscaling[MESSAGEix-GLOBIOM 1.1-M-R12] | Fragmented World | FRA | Carbon Sequestration¦CCS | Mt CO2/yr | Carbon Sequestration¦CCS | CCS potential |  | 2020 | 0 | Carbon Sequestration¦CCS
Downscaling[MESSAGEix-GLOBIOM 1.1-M-R12] | Fragmented World | FRA | Carbon Sequestration¦CCS | Mt CO2/yr | Carbon Sequestration¦CCS | CCS potential |  | 2025 | 0 | Carbon Sequestration¦CCS
Downscaling[MESSAGEix-GLOBIOM 1.1-M-R12] | Fragmented World | FRA | Carbon Sequestration¦CCS | Mt CO2/yr | Carbon Sequestration¦CCS | CCS potential |  | 2030 | 0 | Carbon Sequestration¦CCS
Downscaling[MESSAGEix-GLOBIOM 1.1-M-R12] | Fragmented World | FRA | Carbon Sequestration¦CCS | Mt CO2/yr | Carbon Sequestration¦CCS | CCS potential |  | 2035 | 9.5337 | Carbon Sequestration¦CCS
Downscaling[MESSAGEix-GLOBIOM 1.1-M-R12] | Fragmented World | FRA | Carbon Sequestration¦CCS | Mt CO2/yr | Carbon Sequestration¦CCS | CCS potential |  | 2040 | 15.9609 | Carbon Sequestration¦CCS
Downscaling[MESSAGEix-GLOBIOM 1.1-M-R12] | Fragmented World | FRA | Carbon Sequestration¦CCS | Mt CO2/yr | Carbon Sequestration¦CCS | CCS potential |  | 2045 | 23.2714 | Carbon Sequestration¦CCS
Downscaling[MESSAGEix-GLOBIOM 1.1-M-R12] | Fragmented World | FRA | Carbon Sequestration¦CCS | Mt CO2/yr | Carbon Sequestration¦CCS | CCS potential |  | 2050 | 36.6311 | Carbon Sequestration¦CCS
Downscaling[MESSAGEix-GLOBIOM 1.1-M-R12] | Fragmented World | FRA | Final Energy¦Industry¦Electricity | EJ/yr | Final Energy¦Industry¦Electricity | demand_projection | elc_industry | 2020 | 0.2252 | Final Energy¦Industry¦Electricity
Downscaling[MESSAGEix-GLOBIOM 1.1-M-R12] | Fragmented World | FRA | Final Energy¦Industry¦Electricity | EJ/yr | Final Energy¦Industry¦Electricity | demand_projection | elc_industry | 2025 | 0.2293 | Final Energy¦Industry¦Electricity
Downscaling[MESSAGEix-GLOBIOM 1.1-M-R12] | Fragmented World | FRA | Final Energy¦Industry¦Electricity | EJ/yr | Final Energy¦Industry¦Electricity | demand_projection | elc_industry | 2030 | 0.2045 | Final Energy¦Industry¦Electricity
Downscaling[MESSAGEix-GLOBIOM 1.1-M-R12] | Fragmented World | FRA | Final Energy¦Industry¦Electricity | EJ/yr | Final Energy¦Industry¦Electricity | demand_projection | elc_industry | 2035 | 0.2099 | Final Energy¦Industry¦Electricity
Downscaling[MESSAGEix-GLOBIOM 1.1-M-R12] | Fragmented World | FRA | Final Energy¦Industry¦Electricity | EJ/yr | Final Energy¦Industry¦Electricity | demand_projection | elc_industry | 2040 | 0.2637 | Final Energy¦Industry¦Electricity
Downscaling[MESSAGEix-GLOBIOM 1.1-M-R12] | Fragmented World | FRA | Final Energy¦Industry¦Electricity | EJ/yr | Final Energy¦Industry¦Electricity | demand_projection | elc_industry | 2045 | 0.2728 | Final Energy¦Industry¦Electricity
Downscaling[MESSAGEix-GLOBIOM 1.1-M-R12] | Fragmented World | FRA | Final Energy¦Industry¦Electricity | EJ/yr | Final Energy¦Industry¦Electricity | demand_projection | elc_industry | 2050 | 0.2851 | Final Energy¦Industry¦Electricity
Downscaling[MESSAGEix-GLOBIOM 1.1-M-R12] | Fragmented World | FRA | Final Energy¦Residential and Commercial¦Electricity | EJ/yr | Final Energy¦Residential and Commercial¦Electricity | demand_projection | elc_buildings | 2020 | 1.0092 | Final Energy¦Residential and Commercial¦Electricity
Downscaling[MESSAGEix-GLOBIOM 1.1-M-R12] | Fragmented World | FRA | Final Energy¦Residential and Commercial¦Electricity | EJ/yr | Final Energy¦Residential and Commercial¦Electricity | demand_projection | elc_buildings | 2025 | 1.1162 | Final Energy¦Residential and Commercial¦Electricity
Downscaling[MESSAGEix-GLOBIOM 1.1-M-R12] | Fragmented World | FRA | Final Energy¦Residential and Commercial¦Electricity | EJ/yr | Final Energy¦Residential and Commercial¦Electricity | demand_projection | elc_buildings | 2030 | 1.2391 | Final Energy¦Residential and Commercial¦Electricity
Downscaling[MESSAGEix-GLOBIOM 1.1-M-R12] | Fragmented World | FRA | Final Energy¦Residential and Commercial¦Electricity | EJ/yr | Final Energy¦Residential and Commercial¦Electricity | demand_projection | elc_buildings | 2035 | 1.3244 | Final Energy¦Residential and Commercial¦Electricity
Downscaling[MESSAGEix-GLOBIOM 1.1-M-R12] | Fragmented World | FRA | Final Energy¦Residential and Commercial¦Electricity | EJ/yr | Final Energy¦Residential and Commercial¦Electricity | demand_projection | elc_buildings | 2040 | 1.2413 | Final Energy¦Residential and Commercial¦Electricity
Downscaling[MESSAGEix-GLOBIOM 1.1-M-R12] | Fragmented World | FRA | Final Energy¦Residential and Commercial¦Electricity | EJ/yr | Final Energy¦Residential and Commercial¦Electricity | demand_projection | elc_buildings | 2045 | 1.3942 | Final Energy¦Residential and Commercial¦Electricity
Downscaling[MESSAGEix-GLOBIOM 1.1-M-R12] | Fragmented World | FRA | Final Energy¦Residential and Commercial¦Electricity | EJ/yr | Final Energy¦Residential and Commercial¦Electricity | demand_projection | elc_buildings | 2050 | 1.5575 | Final Energy¦Residential and Commercial¦Electricity
Downscaling[MESSAGEix-GLOBIOM 1.1-M-R12] | Fragmented World | FRA | Final Energy¦Transportation¦Electricity | EJ/yr | Final Energy¦Transportation¦Electricity | demand_projection | elc_transport | 2020 | 0.0507 | Final Energy¦Transportation¦Electricity
Downscaling[MESSAGEix-GLOBIOM 1.1-M-R12] | Fragmented World | FRA | Final Energy¦Transportation¦Electricity | EJ/yr | Final Energy¦Transportation¦Electricity | demand_projection | elc_transport | 2025 | 0.049 | Final Energy¦Transportation¦Electricity
Downscaling[MESSAGEix-GLOBIOM 1.1-M-R12] | Fragmented World | FRA | Final Energy¦Transportation¦Electricity | EJ/yr | Final Energy¦Transportation¦Electricity | demand_projection | elc_transport | 2030 | 0.0743 | Final Energy¦Transportation¦Electricity
Downscaling[MESSAGEix-GLOBIOM 1.1-M-R12] | Fragmented World | FRA | Final Energy¦Transportation¦Electricity | EJ/yr | Final Energy¦Transportation¦Electricity | demand_projection | elc_transport | 2035 | 0.1387 | Final Energy¦Transportation¦Electricity
Downscaling[MESSAGEix-GLOBIOM 1.1-M-R12] | Fragmented World | FRA | Final Energy¦Transportation¦Electricity | EJ/yr | Final Energy¦Transportation¦Electricity | demand_projection | elc_transport | 2040 | 0.3468 | Final Energy¦Transportation¦Electricity
Downscaling[MESSAGEix-GLOBIOM 1.1-M-R12] | Fragmented World | FRA | Final Energy¦Transportation¦Electricity | EJ/yr | Final Energy¦Transportation¦Electricity | demand_projection | elc_transport | 2045 | 0.4861 | Final Energy¦Transportation¦Electricity
Downscaling[MESSAGEix-GLOBIOM 1.1-M-R12] | Fragmented World | FRA | Final Energy¦Transportation¦Electricity | EJ/yr | Final Energy¦Transportation¦Electricity | demand_projection | elc_transport | 2050 | 0.5721 | Final Energy¦Transportation¦Electricity
Downscaling[MESSAGEix-GLOBIOM 1.1-M-R12] | Fragmented World | FRA | Emissions¦CO2¦Power (estimated) | Mt CO2 | Secondary Energy¦Electricity¦Coal | elec_co2 |  | 2020 | 3.4404 | Secondary Energy¦Electricity¦Coal | 94
Downscaling[MESSAGEix-GLOBIOM 1.1-M-R12] | Fragmented World | FRA | Emissions¦CO2¦Power (estimated) | Mt CO2 | Secondary Energy¦Electricity¦Coal | elec_co2 |  | 2025 | 2.444 | Secondary Energy¦Electricity¦Coal | 94
Downscaling[MESSAGEix-GLOBIOM 1.1-M-R12] | Fragmented World | FRA | Emissions¦CO2¦Power (estimated) | Mt CO2 | Secondary Energy¦Electricity¦Coal | elec_co2 |  | 2030 | 1.4758 | Secondary Energy¦Electricity¦Coal | 94
Downscaling[MESSAGEix-GLOBIOM 1.1-M-R12] | Fragmented World | FRA | Emissions¦CO2¦Power (estimated) | Mt CO2 | Secondary Energy¦Electricity¦Coal | elec_co2 |  | 2035 | 0.3384 | Secondary Energy¦Electricity¦Coal | 94
Downscaling[MESSAGEix-GLOBIOM 1.1-M-R12] | Fragmented World | FRA | Emissions¦CO2¦Power (estimated) | Mt CO2 | Secondary Energy¦Electricity¦Coal | elec_co2 |  | 2040 | 0.1316 | Secondary Energy¦Electricity¦Coal | 94
Downscaling[MESSAGEix-GLOBIOM 1.1-M-R12] | Fragmented World | FRA | Emissions¦CO2¦Power (estimated) | Mt CO2 | Secondary Energy¦Electricity¦Coal | elec_co2 |  | 2045 | 0 | Secondary Energy¦Electricity¦Coal | 94
Downscaling[MESSAGEix-GLOBIOM 1.1-M-R12] | Fragmented World | FRA | Emissions¦CO2¦Power (estimated) | Mt CO2 | Secondary Energy¦Electricity¦Coal | elec_co2 |  | 2050 | 0 | Secondary Energy¦Electricity¦Coal | 94
Downscaling[MESSAGEix-GLOBIOM 1.1-M-R12] | Fragmented World | FRA | Emissions¦CO2¦Power (estimated) | Mt CO2 | Secondary Energy¦Electricity¦Gas | elec_co2 |  | 2020 | 7.3535 | Secondary Energy¦Electricity¦Gas | 55
Downscaling[MESSAGEix-GLOBIOM 1.1-M-R12] | Fragmented World | FRA | Emissions¦CO2¦Power (estimated) | Mt CO2 | Secondary Energy¦Electricity¦Gas | elec_co2 |  | 2025 | 10.296 | Secondary Energy¦Electricity¦Gas | 55
Downscaling[MESSAGEix-GLOBIOM 1.1-M-R12] | Fragmented World | FRA | Emissions¦CO2¦Power (estimated) | Mt CO2 | Secondary Energy¦Electricity¦Gas | elec_co2 |  | 2030 | 8.1125 | Secondary Energy¦Electricity¦Gas | 55
Downscaling[MESSAGEix-GLOBIOM 1.1-M-R12] | Fragmented World | FRA | Emissions¦CO2¦Power (estimated) | Mt CO2 | Secondary Energy¦Electricity¦Gas | elec_co2 |  | 2035 | 7.9365 | Secondary Energy¦Electricity¦Gas | 55
Downscaling[MESSAGEix-GLOBIOM 1.1-M-R12] | Fragmented World | FRA | Emissions¦CO2¦Power (estimated) | Mt CO2 | Secondary Energy¦Electricity¦Gas | elec_co2 |  | 2040 | 8.3875 | Secondary Energy¦Electricity¦Gas | 55
Downscaling[MESSAGEix-GLOBIOM 1.1-M-R12] | Fragmented World | FRA | Emissions¦CO2¦Power (estimated) | Mt CO2 | Secondary Energy¦Electricity¦Gas | elec_co2 |  | 2045 | 10.6095 | Secondary Energy¦Electricity¦Gas | 55
Downscaling[MESSAGEix-GLOBIOM 1.1-M-R12] | Fragmented World | FRA | Emissions¦CO2¦Power (estimated) | Mt CO2 | Secondary Energy¦Electricity¦Gas | elec_co2 |  | 2050 | 10.131 | Secondary Energy¦Electricity¦Gas | 55
Downscaling[MESSAGEix-GLOBIOM 1.1-M-R12] | Fragmented World | FRA | Emissions¦CO2¦Power (estimated) | Mt CO2 | Secondary Energy¦Electricity¦Oil | elec_co2 |  | 2020 | 2.527 | Secondary Energy¦Electricity¦Oil | 70
Downscaling[MESSAGEix-GLOBIOM 1.1-M-R12] | Fragmented World | FRA | Emissions¦CO2¦Power (estimated) | Mt CO2 | Secondary Energy¦Electricity¦Oil | elec_co2 |  | 2025 | 0.525 | Secondary Energy¦Electricity¦Oil | 70
Downscaling[MESSAGEix-GLOBIOM 1.1-M-R12] | Fragmented World | FRA | Emissions¦CO2¦Power (estimated) | Mt CO2 | Secondary Energy¦Electricity¦Oil | elec_co2 |  | 2030 | 0 | Secondary Energy¦Electricity¦Oil | 70
Downscaling[MESSAGEix-GLOBIOM 1.1-M-R12] | Fragmented World | FRA | Emissions¦CO2¦Power (estimated) | Mt CO2 | Secondary Energy¦Electricity¦Oil | elec_co2 |  | 2035 | 0 | Secondary Energy¦Electricity¦Oil | 70
Downscaling[MESSAGEix-GLOBIOM 1.1-M-R12] | Fragmented World | FRA | Emissions¦CO2¦Power (estimated) | Mt CO2 | Secondary Energy¦Electricity¦Oil | elec_co2 |  | 2040 | 0 | Secondary Energy¦Electricity¦Oil | 70
Downscaling[MESSAGEix-GLOBIOM 1.1-M-R12] | Fragmented World | FRA | Emissions¦CO2¦Power (estimated) | Mt CO2 | Secondary Energy¦Electricity¦Oil | elec_co2 |  | 2045 | 0 | Secondary Energy¦Electricity¦Oil | 70
Downscaling[MESSAGEix-GLOBIOM 1.1-M-R12] | Fragmented World | FRA | Emissions¦CO2¦Power (estimated) | Mt CO2 | Secondary Energy¦Electricity¦Oil | elec_co2 |  | 2050 | 0 | Secondary Energy¦Electricity¦Oil | 70
Downscaling[MESSAGEix-GLOBIOM 1.1-M-R12] | Fragmented World | FRA | Price¦Primary Energy¦Biomass | US$2010/GJ | Price¦Primary Energy¦Biomass | fuel_supply | bioenergy | 2020 | 0.7933 | Price¦Primary Energy¦Biomass
Downscaling[MESSAGEix-GLOBIOM 1.1-M-R12] | Fragmented World | FRA | Price¦Primary Energy¦Biomass | US$2010/GJ | Price¦Primary Energy¦Biomass | fuel_supply | bioenergy | 2025 | 1.8441 | Price¦Primary Energy¦Biomass
Downscaling[MESSAGEix-GLOBIOM 1.1-M-R12] | Fragmented World | FRA | Price¦Primary Energy¦Biomass | US$2010/GJ | Price¦Primary Energy¦Biomass | fuel_supply | bioenergy | 2030 | 4.6742 | Price¦Primary Energy¦Biomass
Downscaling[MESSAGEix-GLOBIOM 1.1-M-R12] | Fragmented World | FRA | Price¦Primary Energy¦Biomass | US$2010/GJ | Price¦Primary Energy¦Biomass | fuel_supply | bioenergy | 2035 | 3.8858 | Price¦Primary Energy¦Biomass
Downscaling[MESSAGEix-GLOBIOM 1.1-M-R12] | Fragmented World | FRA | Price¦Primary Energy¦Biomass | US$2010/GJ | Price¦Primary Energy¦Biomass | fuel_supply | bioenergy | 2040 | 7.6164 | Price¦Primary Energy¦Biomass
Downscaling[MESSAGEix-GLOBIOM 1.1-M-R12] | Fragmented World | FRA | Price¦Primary Energy¦Biomass | US$2010/GJ | Price¦Primary Energy¦Biomass | fuel_supply | bioenergy | 2045 | 7.5193 | Price¦Primary Energy¦Biomass
Downscaling[MESSAGEix-GLOBIOM 1.1-M-R12] | Fragmented World | FRA | Price¦Primary Energy¦Biomass | US$2010/GJ | Price¦Primary Energy¦Biomass | fuel_supply | bioenergy | 2050 | 12.6198 | Price¦Primary Energy¦Biomass
Downscaling[MESSAGEix-GLOBIOM 1.1-M-R12] | Fragmented World | FRA | Price¦Primary Energy¦Coal | US$2010/GJ | Price¦Primary Energy¦Coal | fuel_supply | coal | 2020 | 1.8211 | Price¦Primary Energy¦Coal
Downscaling[MESSAGEix-GLOBIOM 1.1-M-R12] | Fragmented World | FRA | Price¦Primary Energy¦Coal | US$2010/GJ | Price¦Primary Energy¦Coal | fuel_supply | coal | 2025 | 2.3668 | Price¦Primary Energy¦Coal
Downscaling[MESSAGEix-GLOBIOM 1.1-M-R12] | Fragmented World | FRA | Price¦Primary Energy¦Coal | US$2010/GJ | Price¦Primary Energy¦Coal | fuel_supply | coal | 2030 | 4.0582 | Price¦Primary Energy¦Coal
Downscaling[MESSAGEix-GLOBIOM 1.1-M-R12] | Fragmented World | FRA | Price¦Primary Energy¦Coal | US$2010/GJ | Price¦Primary Energy¦Coal | fuel_supply | coal | 2035 | -2.2202 | Price¦Primary Energy¦Coal
Downscaling[MESSAGEix-GLOBIOM 1.1-M-R12] | Fragmented World | FRA | Price¦Primary Energy¦Coal | US$2010/GJ | Price¦Primary Energy¦Coal | fuel_supply | coal | 2040 | -3.1235 | Price¦Primary Energy¦Coal
Downscaling[MESSAGEix-GLOBIOM 1.1-M-R12] | Fragmented World | FRA | Price¦Primary Energy¦Coal | US$2010/GJ | Price¦Primary Energy¦Coal | fuel_supply | coal | 2045 | 2.1836 | Price¦Primary Energy¦Coal
Downscaling[MESSAGEix-GLOBIOM 1.1-M-R12] | Fragmented World | FRA | Price¦Primary Energy¦Coal | US$2010/GJ | Price¦Primary Energy¦Coal | fuel_supply | coal | 2050 | 2.7033 | Price¦Primary Energy¦Coal
Downscaling[MESSAGEix-GLOBIOM 1.1-M-R12] | Fragmented World | FRA | Price¦Primary Energy¦Gas | US$2010/GJ | Price¦Primary Energy¦Gas | fuel_supply | gas | 2020 | 2.4039 | Price¦Primary Energy¦Gas
Downscaling[MESSAGEix-GLOBIOM 1.1-M-R12] | Fragmented World | FRA | Price¦Primary Energy¦Gas | US$2010/GJ | Price¦Primary Energy¦Gas | fuel_supply | gas | 2025 | 2.8899 | Price¦Primary Energy¦Gas
Downscaling[MESSAGEix-GLOBIOM 1.1-M-R12] | Fragmented World | FRA | Price¦Primary Energy¦Gas | US$2010/GJ | Price¦Primary Energy¦Gas | fuel_supply | gas | 2030 | 7.7437 | Price¦Primary Energy¦Gas
Downscaling[MESSAGEix-GLOBIOM 1.1-M-R12] | Fragmented World | FRA | Price¦Primary Energy¦Gas | US$2010/GJ | Price¦Primary Energy¦Gas | fuel_supply | gas | 2035 | 3.6636 | Price¦Primary Energy¦Gas
Downscaling[MESSAGEix-GLOBIOM 1.1-M-R12] | Fragmented World | FRA | Price¦Primary Energy¦Gas | US$2010/GJ | Price¦Primary Energy¦Gas | fuel_supply | gas | 2040 | 3.8386 | Price¦Primary Energy¦Gas
Downscaling[MESSAGEix-GLOBIOM 1.1-M-R12] | Fragmented World | FRA | Price¦Primary Energy¦Gas | US$2010/GJ | Price¦Primary Energy¦Gas | fuel_supply | gas | 2045 | 4.2272 | Price¦Primary Energy¦Gas
Downscaling[MESSAGEix-GLOBIOM 1.1-M-R12] | Fragmented World | FRA | Price¦Primary Energy¦Gas | US$2010/GJ | Price¦Primary Energy¦Gas | fuel_supply | gas | 2050 | 4.8584 | Price¦Primary Energy¦Gas
Downscaling[MESSAGEix-GLOBIOM 1.1-M-R12] | Fragmented World | FRA | Price¦Secondary Energy¦Liquids¦Oil | US$2010/GJ | Price¦Secondary Energy¦Liquids¦Oil | fuel_supply | oil | 2020 | 3.1243 | Price¦Secondary Energy¦Liquids¦Oil
Downscaling[MESSAGEix-GLOBIOM 1.1-M-R12] | Fragmented World | FRA | Price¦Secondary Energy¦Liquids¦Oil | US$2010/GJ | Price¦Secondary Energy¦Liquids¦Oil | fuel_supply | oil | 2025 | 4.303 | Price¦Secondary Energy¦Liquids¦Oil
Downscaling[MESSAGEix-GLOBIOM 1.1-M-R12] | Fragmented World | FRA | Price¦Secondary Energy¦Liquids¦Oil | US$2010/GJ | Price¦Secondary Energy¦Liquids¦Oil | fuel_supply | oil | 2030 | 8.9704 | Price¦Secondary Energy¦Liquids¦Oil
Downscaling[MESSAGEix-GLOBIOM 1.1-M-R12] | Fragmented World | FRA | Price¦Secondary Energy¦Liquids¦Oil | US$2010/GJ | Price¦Secondary Energy¦Liquids¦Oil | fuel_supply | oil | 2035 | 5.3501 | Price¦Secondary Energy¦Liquids¦Oil
Downscaling[MESSAGEix-GLOBIOM 1.1-M-R12] | Fragmented World | FRA | Price¦Secondary Energy¦Liquids¦Oil | US$2010/GJ | Price¦Secondary Energy¦Liquids¦Oil | fuel_supply | oil | 2040 | 5.1689 | Price¦Secondary Energy¦Liquids¦Oil
Downscaling[MESSAGEix-GLOBIOM 1.1-M-R12] | Fragmented World | FRA | Price¦Secondary Energy¦Liquids¦Oil | US$2010/GJ | Price¦Secondary Energy¦Liquids¦Oil | fuel_supply | oil | 2045 | 5.8175 | Price¦Secondary Energy¦Liquids¦Oil
Downscaling[MESSAGEix-GLOBIOM 1.1-M-R12] | Fragmented World | FRA | Price¦Secondary Energy¦Liquids¦Oil | US$2010/GJ | Price¦Secondary Energy¦Liquids¦Oil | fuel_supply | oil | 2050 | 5.8238 | Price¦Secondary Energy¦Liquids¦Oil
Downscaling[MESSAGEix-GLOBIOM 1.1-M-R12] | Fragmented World | FRA | Emissions¦CO2 | Mt CO2/yr | Emissions¦CO2 | scenarios - CO2 abatement | CO2 | 2020 | 196.9667 | Emissions¦CO2
Downscaling[MESSAGEix-GLOBIOM 1.1-M-R12] | Fragmented World | FRA | Emissions¦CO2 | Mt CO2/yr | Emissions¦CO2 | scenarios - CO2 abatement | CO2 | 2025 | 236.7287 | Emissions¦CO2
Downscaling[MESSAGEix-GLOBIOM 1.1-M-R12] | Fragmented World | FRA | Emissions¦CO2 | Mt CO2/yr | Emissions¦CO2 | scenarios - CO2 abatement | CO2 | 2030 | 217.3423 | Emissions¦CO2
Downscaling[MESSAGEix-GLOBIOM 1.1-M-R12] | Fragmented World | FRA | Emissions¦CO2 | Mt CO2/yr | Emissions¦CO2 | scenarios - CO2 abatement | CO2 | 2035 | 180.8185 | Emissions¦CO2
Downscaling[MESSAGEix-GLOBIOM 1.1-M-R12] | Fragmented World | FRA | Emissions¦CO2 | Mt CO2/yr | Emissions¦CO2 | scenarios - CO2 abatement | CO2 | 2040 | 137.3841 | Emissions¦CO2
Downscaling[MESSAGEix-GLOBIOM 1.1-M-R12] | Fragmented World | FRA | Emissions¦CO2 | Mt CO2/yr | Emissions¦CO2 | scenarios - CO2 abatement | CO2 | 2045 | 88.2522 | Emissions¦CO2
Downscaling[MESSAGEix-GLOBIOM 1.1-M-R12] | Fragmented World | FRA | Emissions¦CO2 | Mt CO2/yr | Emissions¦CO2 | scenarios - CO2 abatement | CO2 | 2050 | 39.5042 | Emissions¦CO2
Downscaling[MESSAGEix-GLOBIOM 1.1-M-R12] | Fragmented World | FRA | Emissions¦CO2¦Energy | Mt CO2/yr | Emissions¦CO2¦Energy | scenarios - CO2 abatement | CO2 | 2020 | 258.2543 | Emissions¦CO2¦Energy
Downscaling[MESSAGEix-GLOBIOM 1.1-M-R12] | Fragmented World | FRA | Emissions¦CO2¦Energy | Mt CO2/yr | Emissions¦CO2¦Energy | scenarios - CO2 abatement | CO2 | 2025 | 275.1032 | Emissions¦CO2¦Energy
Downscaling[MESSAGEix-GLOBIOM 1.1-M-R12] | Fragmented World | FRA | Emissions¦CO2¦Energy | Mt CO2/yr | Emissions¦CO2¦Energy | scenarios - CO2 abatement | CO2 | 2030 | 265.7853 | Emissions¦CO2¦Energy
Downscaling[MESSAGEix-GLOBIOM 1.1-M-R12] | Fragmented World | FRA | Emissions¦CO2¦Energy | Mt CO2/yr | Emissions¦CO2¦Energy | scenarios - CO2 abatement | CO2 | 2035 | 236.0878 | Emissions¦CO2¦Energy
Downscaling[MESSAGEix-GLOBIOM 1.1-M-R12] | Fragmented World | FRA | Emissions¦CO2¦Energy | Mt CO2/yr | Emissions¦CO2¦Energy | scenarios - CO2 abatement | CO2 | 2040 | 198.2698 | Emissions¦CO2¦Energy
Downscaling[MESSAGEix-GLOBIOM 1.1-M-R12] | Fragmented World | FRA | Emissions¦CO2¦Energy | Mt CO2/yr | Emissions¦CO2¦Energy | scenarios - CO2 abatement | CO2 | 2045 | 153.485 | Emissions¦CO2¦Energy
Downscaling[MESSAGEix-GLOBIOM 1.1-M-R12] | Fragmented World | FRA | Emissions¦CO2¦Energy | Mt CO2/yr | Emissions¦CO2¦Energy | scenarios - CO2 abatement | CO2 | 2050 | 109.2489 | Emissions¦CO2¦Energy
Downscaling[MESSAGEix-GLOBIOM 1.1-M-R12] | Low demand | FRA | Carbon Sequestration¦CCS | Mt CO2/yr | Carbon Sequestration¦CCS | CCS potential |  | 2020 | 0 | Carbon Sequestration¦CCS
Downscaling[MESSAGEix-GLOBIOM 1.1-M-R12] | Low demand | FRA | Carbon Sequestration¦CCS | Mt CO2/yr | Carbon Sequestration¦CCS | CCS potential |  | 2025 | 0 | Carbon Sequestration¦CCS
Downscaling[MESSAGEix-GLOBIOM 1.1-M-R12] | Low demand | FRA | Carbon Sequestration¦CCS | Mt CO2/yr | Carbon Sequestration¦CCS | CCS potential |  | 2030 | 11.9674 | Carbon Sequestration¦CCS
Downscaling[MESSAGEix-GLOBIOM 1.1-M-R12] | Low demand | FRA | Carbon Sequestration¦CCS | Mt CO2/yr | Carbon Sequestration¦CCS | CCS potential |  | 2035 | 19.4955 | Carbon Sequestration¦CCS
Downscaling[MESSAGEix-GLOBIOM 1.1-M-R12] | Low demand | FRA | Carbon Sequestration¦CCS | Mt CO2/yr | Carbon Sequestration¦CCS | CCS potential |  | 2040 | 27.0592 | Carbon Sequestration¦CCS
Downscaling[MESSAGEix-GLOBIOM 1.1-M-R12] | Low demand | FRA | Carbon Sequestration¦CCS | Mt CO2/yr | Carbon Sequestration¦CCS | CCS potential |  | 2045 | 36.0694 | Carbon Sequestration¦CCS
Downscaling[MESSAGEix-GLOBIOM 1.1-M-R12] | Low demand | FRA | Carbon Sequestration¦CCS | Mt CO2/yr | Carbon Sequestration¦CCS | CCS potential |  | 2050 | 47.0304 | Carbon Sequestration¦CCS
Downscaling[MESSAGEix-GLOBIOM 1.1-M-R12] | Low demand | FRA | Final Energy¦Industry¦Electricity | EJ/yr | Final Energy¦Industry¦Electricity | demand_projection | elc_industry | 2020 | 0.2362 | Final Energy¦Industry¦Electricity
Downscaling[MESSAGEix-GLOBIOM 1.1-M-R12] | Low demand | FRA | Final Energy¦Industry¦Electricity | EJ/yr | Final Energy¦Industry¦Electricity | demand_projection | elc_industry | 2025 | 0.2584 | Final Energy¦Industry¦Electricity
Downscaling[MESSAGEix-GLOBIOM 1.1-M-R12] | Low demand | FRA | Final Energy¦Industry¦Electricity | EJ/yr | Final Energy¦Industry¦Electricity | demand_projection | elc_industry | 2030 | 0.2737 | Final Energy¦Industry¦Electricity
Downscaling[MESSAGEix-GLOBIOM 1.1-M-R12] | Low demand | FRA | Final Energy¦Industry¦Electricity | EJ/yr | Final Energy¦Industry¦Electricity | demand_projection | elc_industry | 2035 | 0.2762 | Final Energy¦Industry¦Electricity
Downscaling[MESSAGEix-GLOBIOM 1.1-M-R12] | Low demand | FRA | Final Energy¦Industry¦Electricity | EJ/yr | Final Energy¦Industry¦Electricity | demand_projection | elc_industry | 2040 | 0.262 | Final Energy¦Industry¦Electricity
Downscaling[MESSAGEix-GLOBIOM 1.1-M-R12] | Low demand | FRA | Final Energy¦Industry¦Electricity | EJ/yr | Final Energy¦Industry¦Electricity | demand_projection | elc_industry | 2045 | 0.2499 | Final Energy¦Industry¦Electricity
Downscaling[MESSAGEix-GLOBIOM 1.1-M-R12] | Low demand | FRA | Final Energy¦Industry¦Electricity | EJ/yr | Final Energy¦Industry¦Electricity | demand_projection | elc_industry | 2050 | 0.231 | Final Energy¦Industry¦Electricity
Downscaling[MESSAGEix-GLOBIOM 1.1-M-R12] | Low demand | FRA | Final Energy¦Residential and Commercial¦Electricity | EJ/yr | Final Energy¦Residential and Commercial¦Electricity | demand_projection | elc_buildings | 2020 | 1.071 | Final Energy¦Residential and Commercial¦Electricity
Downscaling[MESSAGEix-GLOBIOM 1.1-M-R12] | Low demand | FRA | Final Energy¦Residential and Commercial¦Electricity | EJ/yr | Final Energy¦Residential and Commercial¦Electricity | demand_projection | elc_buildings | 2025 | 1.1802 | Final Energy¦Residential and Commercial¦Electricity
Downscaling[MESSAGEix-GLOBIOM 1.1-M-R12] | Low demand | FRA | Final Energy¦Residential and Commercial¦Electricity | EJ/yr | Final Energy¦Residential and Commercial¦Electricity | demand_projection | elc_buildings | 2030 | 1.1465 | Final Energy¦Residential and Commercial¦Electricity
Downscaling[MESSAGEix-GLOBIOM 1.1-M-R12] | Low demand | FRA | Final Energy¦Residential and Commercial¦Electricity | EJ/yr | Final Energy¦Residential and Commercial¦Electricity | demand_projection | elc_buildings | 2035 | 1.0569 | Final Energy¦Residential and Commercial¦Electricity
Downscaling[MESSAGEix-GLOBIOM 1.1-M-R12] | Low demand | FRA | Final Energy¦Residential and Commercial¦Electricity | EJ/yr | Final Energy¦Residential and Commercial¦Electricity | demand_projection | elc_buildings | 2040 | 0.9454 | Final Energy¦Residential and Commercial¦Electricity
Downscaling[MESSAGEix-GLOBIOM 1.1-M-R12] | Low demand | FRA | Final Energy¦Residential and Commercial¦Electricity | EJ/yr | Final Energy¦Residential and Commercial¦Electricity | demand_projection | elc_buildings | 2045 | 0.9205 | Final Energy¦Residential and Commercial¦Electricity
Downscaling[MESSAGEix-GLOBIOM 1.1-M-R12] | Low demand | FRA | Final Energy¦Residential and Commercial¦Electricity | EJ/yr | Final Energy¦Residential and Commercial¦Electricity | demand_projection | elc_buildings | 2050 | 0.9511 | Final Energy¦Residential and Commercial¦Electricity
Downscaling[MESSAGEix-GLOBIOM 1.1-M-R12] | Low demand | FRA | Final Energy¦Transportation¦Electricity | EJ/yr | Final Energy¦Transportation¦Electricity | demand_projection | elc_transport | 2020 | 0.0484 | Final Energy¦Transportation¦Electricity
Downscaling[MESSAGEix-GLOBIOM 1.1-M-R12] | Low demand | FRA | Final Energy¦Transportation¦Electricity | EJ/yr | Final Energy¦Transportation¦Electricity | demand_projection | elc_transport | 2025 | 0.0568 | Final Energy¦Transportation¦Electricity
Downscaling[MESSAGEix-GLOBIOM 1.1-M-R12] | Low demand | FRA | Final Energy¦Transportation¦Electricity | EJ/yr | Final Energy¦Transportation¦Electricity | demand_projection | elc_transport | 2030 | 0.0827 | Final Energy¦Transportation¦Electricity
Downscaling[MESSAGEix-GLOBIOM 1.1-M-R12] | Low demand | FRA | Final Energy¦Transportation¦Electricity | EJ/yr | Final Energy¦Transportation¦Electricity | demand_projection | elc_transport | 2035 | 0.1644 | Final Energy¦Transportation¦Electricity
Downscaling[MESSAGEix-GLOBIOM 1.1-M-R12] | Low demand | FRA | Final Energy¦Transportation¦Electricity | EJ/yr | Final Energy¦Transportation¦Electricity | demand_projection | elc_transport | 2040 | 0.3382 | Final Energy¦Transportation¦Electricity
Downscaling[MESSAGEix-GLOBIOM 1.1-M-R12] | Low demand | FRA | Final Energy¦Transportation¦Electricity | EJ/yr | Final Energy¦Transportation¦Electricity | demand_projection | elc_transport | 2045 | 0.5881 | Final Energy¦Transportation¦Electricity
Downscaling[MESSAGEix-GLOBIOM 1.1-M-R12] | Low demand | FRA | Final Energy¦Transportation¦Electricity | EJ/yr | Final Energy¦Transportation¦Electricity | demand_projection | elc_transport | 2050 | 0.7286 | Final Energy¦Transportation¦Electricity
Downscaling[MESSAGEix-GLOBIOM 1.1-M-R12] | Low demand | FRA | Emissions¦CO2¦Power (estimated) | Mt CO2 | Secondary Energy¦Electricity¦Coal | elec_co2 |  | 2020 | 3.9762 | Secondary Energy¦Electricity¦Coal | 94
Downscaling[MESSAGEix-GLOBIOM 1.1-M-R12] | Low demand | FRA | Emissions¦CO2¦Power (estimated) | Mt CO2 | Secondary Energy¦Electricity¦Coal | elec_co2 |  | 2025 | 2.8858 | Secondary Energy¦Electricity¦Coal | 94
Downscaling[MESSAGEix-GLOBIOM 1.1-M-R12] | Low demand | FRA | Emissions¦CO2¦Power (estimated) | Mt CO2 | Secondary Energy¦Electricity¦Coal | elec_co2 |  | 2030 | 1.6544 | Secondary Energy¦Electricity¦Coal | 94
Downscaling[MESSAGEix-GLOBIOM 1.1-M-R12] | Low demand | FRA | Emissions¦CO2¦Power (estimated) | Mt CO2 | Secondary Energy¦Electricity¦Coal | elec_co2 |  | 2035 | 0.423 | Secondary Energy¦Electricity¦Coal | 94
Downscaling[MESSAGEix-GLOBIOM 1.1-M-R12] | Low demand | FRA | Emissions¦CO2¦Power (estimated) | Mt CO2 | Secondary Energy¦Electricity¦Coal | elec_co2 |  | 2040 | 0.1504 | Secondary Energy¦Electricity¦Coal | 94
Downscaling[MESSAGEix-GLOBIOM 1.1-M-R12] | Low demand | FRA | Emissions¦CO2¦Power (estimated) | Mt CO2 | Secondary Energy¦Electricity¦Coal | elec_co2 |  | 2045 | 0.0188 | Secondary Energy¦Electricity¦Coal | 94
Downscaling[MESSAGEix-GLOBIOM 1.1-M-R12] | Low demand | FRA | Emissions¦CO2¦Power (estimated) | Mt CO2 | Secondary Energy¦Electricity¦Coal | elec_co2 |  | 2050 | 0 | Secondary Energy¦Electricity¦Coal | 94
Downscaling[MESSAGEix-GLOBIOM 1.1-M-R12] | Low demand | FRA | Emissions¦CO2¦Power (estimated) | Mt CO2 | Secondary Energy¦Electricity¦Gas | elec_co2 |  | 2020 | 8.2005 | Secondary Energy¦Electricity¦Gas | 55
Downscaling[MESSAGEix-GLOBIOM 1.1-M-R12] | Low demand | FRA | Emissions¦CO2¦Power (estimated) | Mt CO2 | Secondary Energy¦Electricity¦Gas | elec_co2 |  | 2025 | 10.054 | Secondary Energy¦Electricity¦Gas | 55
Downscaling[MESSAGEix-GLOBIOM 1.1-M-R12] | Low demand | FRA | Emissions¦CO2¦Power (estimated) | Mt CO2 | Secondary Energy¦Electricity¦Gas | elec_co2 |  | 2030 | 8.272 | Secondary Energy¦Electricity¦Gas | 55
Downscaling[MESSAGEix-GLOBIOM 1.1-M-R12] | Low demand | FRA | Emissions¦CO2¦Power (estimated) | Mt CO2 | Secondary Energy¦Electricity¦Gas | elec_co2 |  | 2035 | 2.5465 | Secondary Energy¦Electricity¦Gas | 55
Downscaling[MESSAGEix-GLOBIOM 1.1-M-R12] | Low demand | FRA | Emissions¦CO2¦Power (estimated) | Mt CO2 | Secondary Energy¦Electricity¦Gas | elec_co2 |  | 2040 | 2.3815 | Secondary Energy¦Electricity¦Gas | 55
Downscaling[MESSAGEix-GLOBIOM 1.1-M-R12] | Low demand | FRA | Emissions¦CO2¦Power (estimated) | Mt CO2 | Secondary Energy¦Electricity¦Gas | elec_co2 |  | 2045 | 5.423 | Secondary Energy¦Electricity¦Gas | 55
Downscaling[MESSAGEix-GLOBIOM 1.1-M-R12] | Low demand | FRA | Emissions¦CO2¦Power (estimated) | Mt CO2 | Secondary Energy¦Electricity¦Gas | elec_co2 |  | 2050 | 9.273 | Secondary Energy¦Electricity¦Gas | 55
Downscaling[MESSAGEix-GLOBIOM 1.1-M-R12] | Low demand | FRA | Emissions¦CO2¦Power (estimated) | Mt CO2 | Secondary Energy¦Electricity¦Oil | elec_co2 |  | 2020 | 2.716 | Secondary Energy¦Electricity¦Oil | 70
Downscaling[MESSAGEix-GLOBIOM 1.1-M-R12] | Low demand | FRA | Emissions¦CO2¦Power (estimated) | Mt CO2 | Secondary Energy¦Electricity¦Oil | elec_co2 |  | 2025 | 0 | Secondary Energy¦Electricity¦Oil | 70
Downscaling[MESSAGEix-GLOBIOM 1.1-M-R12] | Low demand | FRA | Emissions¦CO2¦Power (estimated) | Mt CO2 | Secondary Energy¦Electricity¦Oil | elec_co2 |  | 2030 | 0 | Secondary Energy¦Electricity¦Oil | 70
Downscaling[MESSAGEix-GLOBIOM 1.1-M-R12] | Low demand | FRA | Emissions¦CO2¦Power (estimated) | Mt CO2 | Secondary Energy¦Electricity¦Oil | elec_co2 |  | 2035 | 0 | Secondary Energy¦Electricity¦Oil | 70
Downscaling[MESSAGEix-GLOBIOM 1.1-M-R12] | Low demand | FRA | Emissions¦CO2¦Power (estimated) | Mt CO2 | Secondary Energy¦Electricity¦Oil | elec_co2 |  | 2040 | 0 | Secondary Energy¦Electricity¦Oil | 70
Downscaling[MESSAGEix-GLOBIOM 1.1-M-R12] | Low demand | FRA | Emissions¦CO2¦Power (estimated) | Mt CO2 | Secondary Energy¦Electricity¦Oil | elec_co2 |  | 2045 | 0 | Secondary Energy¦Electricity¦Oil | 70
Downscaling[MESSAGEix-GLOBIOM 1.1-M-R12] | Low demand | FRA | Emissions¦CO2¦Power (estimated) | Mt CO2 | Secondary Energy¦Electricity¦Oil | elec_co2 |  | 2050 | 0 | Secondary Energy¦Electricity¦Oil | 70
Downscaling[MESSAGEix-GLOBIOM 1.1-M-R12] | Low demand | FRA | Price¦Primary Energy¦Biomass | US$2010/GJ | Price¦Primary Energy¦Biomass | fuel_supply | bioenergy | 2020 | 0.7933 | Price¦Primary Energy¦Biomass
Downscaling[MESSAGEix-GLOBIOM 1.1-M-R12] | Low demand | FRA | Price¦Primary Energy¦Biomass | US$2010/GJ | Price¦Primary Energy¦Biomass | fuel_supply | bioenergy | 2025 | 2.3658 | Price¦Primary Energy¦Biomass
Downscaling[MESSAGEix-GLOBIOM 1.1-M-R12] | Low demand | FRA | Price¦Primary Energy¦Biomass | US$2010/GJ | Price¦Primary Energy¦Biomass | fuel_supply | bioenergy | 2030 | 7.2775 | Price¦Primary Energy¦Biomass
Downscaling[MESSAGEix-GLOBIOM 1.1-M-R12] | Low demand | FRA | Price¦Primary Energy¦Biomass | US$2010/GJ | Price¦Primary Energy¦Biomass | fuel_supply | bioenergy | 2035 | 7.47 | Price¦Primary Energy¦Biomass
Downscaling[MESSAGEix-GLOBIOM 1.1-M-R12] | Low demand | FRA | Price¦Primary Energy¦Biomass | US$2010/GJ | Price¦Primary Energy¦Biomass | fuel_supply | bioenergy | 2040 | 12.0372 | Price¦Primary Energy¦Biomass
Downscaling[MESSAGEix-GLOBIOM 1.1-M-R12] | Low demand | FRA | Price¦Primary Energy¦Biomass | US$2010/GJ | Price¦Primary Energy¦Biomass | fuel_supply | bioenergy | 2045 | 18.975 | Price¦Primary Energy¦Biomass
Downscaling[MESSAGEix-GLOBIOM 1.1-M-R12] | Low demand | FRA | Price¦Primary Energy¦Biomass | US$2010/GJ | Price¦Primary Energy¦Biomass | fuel_supply | bioenergy | 2050 | 18.1554 | Price¦Primary Energy¦Biomass
Downscaling[MESSAGEix-GLOBIOM 1.1-M-R12] | Low demand | FRA | Price¦Primary Energy¦Coal | US$2010/GJ | Price¦Primary Energy¦Coal | fuel_supply | coal | 2020 | 1.8211 | Price¦Primary Energy¦Coal
Downscaling[MESSAGEix-GLOBIOM 1.1-M-R12] | Low demand | FRA | Price¦Primary Energy¦Coal | US$2010/GJ | Price¦Primary Energy¦Coal | fuel_supply | coal | 2025 | 1.816 | Price¦Primary Energy¦Coal
Downscaling[MESSAGEix-GLOBIOM 1.1-M-R12] | Low demand | FRA | Price¦Primary Energy¦Coal | US$2010/GJ | Price¦Primary Energy¦Coal | fuel_supply | coal | 2030 | -11.7649 | Price¦Primary Energy¦Coal
Downscaling[MESSAGEix-GLOBIOM 1.1-M-R12] | Low demand | FRA | Price¦Primary Energy¦Coal | US$2010/GJ | Price¦Primary Energy¦Coal | fuel_supply | coal | 2035 | -5.6933 | Price¦Primary Energy¦Coal
Downscaling[MESSAGEix-GLOBIOM 1.1-M-R12] | Low demand | FRA | Price¦Primary Energy¦Coal | US$2010/GJ | Price¦Primary Energy¦Coal | fuel_supply | coal | 2040 | 0.2686 | Price¦Primary Energy¦Coal
Downscaling[MESSAGEix-GLOBIOM 1.1-M-R12] | Low demand | FRA | Price¦Primary Energy¦Coal | US$2010/GJ | Price¦Primary Energy¦Coal | fuel_supply | coal | 2045 | 5.3328 | Price¦Primary Energy¦Coal
Downscaling[MESSAGEix-GLOBIOM 1.1-M-R12] | Low demand | FRA | Price¦Primary Energy¦Coal | US$2010/GJ | Price¦Primary Energy¦Coal | fuel_supply | coal | 2050 | 6.3019 | Price¦Primary Energy¦Coal
Downscaling[MESSAGEix-GLOBIOM 1.1-M-R12] | Low demand | FRA | Price¦Primary Energy¦Gas | US$2010/GJ | Price¦Primary Energy¦Gas | fuel_supply | gas | 2020 | 2.4039 | Price¦Primary Energy¦Gas
Downscaling[MESSAGEix-GLOBIOM 1.1-M-R12] | Low demand | FRA | Price¦Primary Energy¦Gas | US$2010/GJ | Price¦Primary Energy¦Gas | fuel_supply | gas | 2025 | 2.8318 | Price¦Primary Energy¦Gas
Downscaling[MESSAGEix-GLOBIOM 1.1-M-R12] | Low demand | FRA | Price¦Primary Energy¦Gas | US$2010/GJ | Price¦Primary Energy¦Gas | fuel_supply | gas | 2030 | 0.684 | Price¦Primary Energy¦Gas
Downscaling[MESSAGEix-GLOBIOM 1.1-M-R12] | Low demand | FRA | Price¦Primary Energy¦Gas | US$2010/GJ | Price¦Primary Energy¦Gas | fuel_supply | gas | 2035 | 0.5723 | Price¦Primary Energy¦Gas
Downscaling[MESSAGEix-GLOBIOM 1.1-M-R12] | Low demand | FRA | Price¦Primary Energy¦Gas | US$2010/GJ | Price¦Primary Energy¦Gas | fuel_supply | gas | 2040 | 1.6143 | Price¦Primary Energy¦Gas
Downscaling[MESSAGEix-GLOBIOM 1.1-M-R12] | Low demand | FRA | Price¦Primary Energy¦Gas | US$2010/GJ | Price¦Primary Energy¦Gas | fuel_supply | gas | 2045 | 4.744 | Price¦Primary Energy¦Gas
Downscaling[MESSAGEix-GLOBIOM 1.1-M-R12] | Low demand | FRA | Price¦Primary Energy¦Gas | US$2010/GJ | Price¦Primary Energy¦Gas | fuel_supply | gas | 2050 | 5.2604 | Price¦Primary Energy¦Gas
Downscaling[MESSAGEix-GLOBIOM 1.1-M-R12] | Low demand | FRA | Price¦Secondary Energy¦Liquids¦Oil | US$2010/GJ | Price¦Secondary Energy¦Liquids¦Oil | fuel_supply | oil | 2020 | 3.1243 | Price¦Secondary Energy¦Liquids¦Oil
Downscaling[MESSAGEix-GLOBIOM 1.1-M-R12] | Low demand | FRA | Price¦Secondary Energy¦Liquids¦Oil | US$2010/GJ | Price¦Secondary Energy¦Liquids¦Oil | fuel_supply | oil | 2025 | 4.3204 | Price¦Secondary Energy¦Liquids¦Oil
Downscaling[MESSAGEix-GLOBIOM 1.1-M-R12] | Low demand | FRA | Price¦Secondary Energy¦Liquids¦Oil | US$2010/GJ | Price¦Secondary Energy¦Liquids¦Oil | fuel_supply | oil | 2030 | 4.169 | Price¦Secondary Energy¦Liquids¦Oil
Downscaling[MESSAGEix-GLOBIOM 1.1-M-R12] | Low demand | FRA | Price¦Secondary Energy¦Liquids¦Oil | US$2010/GJ | Price¦Secondary Energy¦Liquids¦Oil | fuel_supply | oil | 2035 | 4.8044 | Price¦Secondary Energy¦Liquids¦Oil
Downscaling[MESSAGEix-GLOBIOM 1.1-M-R12] | Low demand | FRA | Price¦Secondary Energy¦Liquids¦Oil | US$2010/GJ | Price¦Secondary Energy¦Liquids¦Oil | fuel_supply | oil | 2040 | 4.8071 | Price¦Secondary Energy¦Liquids¦Oil
Downscaling[MESSAGEix-GLOBIOM 1.1-M-R12] | Low demand | FRA | Price¦Secondary Energy¦Liquids¦Oil | US$2010/GJ | Price¦Secondary Energy¦Liquids¦Oil | fuel_supply | oil | 2045 | 8.4628 | Price¦Secondary Energy¦Liquids¦Oil
Downscaling[MESSAGEix-GLOBIOM 1.1-M-R12] | Low demand | FRA | Price¦Secondary Energy¦Liquids¦Oil | US$2010/GJ | Price¦Secondary Energy¦Liquids¦Oil | fuel_supply | oil | 2050 | 3.1471 | Price¦Secondary Energy¦Liquids¦Oil
Downscaling[MESSAGEix-GLOBIOM 1.1-M-R12] | Low demand | FRA | Emissions¦CO2 | Mt CO2/yr | Emissions¦CO2 | scenarios - CO2 abatement | CO2 | 2020 | 192.6475 | Emissions¦CO2
Downscaling[MESSAGEix-GLOBIOM 1.1-M-R12] | Low demand | FRA | Emissions¦CO2 | Mt CO2/yr | Emissions¦CO2 | scenarios - CO2 abatement | CO2 | 2025 | 230.0726 | Emissions¦CO2
Downscaling[MESSAGEix-GLOBIOM 1.1-M-R12] | Low demand | FRA | Emissions¦CO2 | Mt CO2/yr | Emissions¦CO2 | scenarios - CO2 abatement | CO2 | 2030 | 138.7515 | Emissions¦CO2
Downscaling[MESSAGEix-GLOBIOM 1.1-M-R12] | Low demand | FRA | Emissions¦CO2 | Mt CO2/yr | Emissions¦CO2 | scenarios - CO2 abatement | CO2 | 2035 | 85.9538 | Emissions¦CO2
Downscaling[MESSAGEix-GLOBIOM 1.1-M-R12] | Low demand | FRA | Emissions¦CO2 | Mt CO2/yr | Emissions¦CO2 | scenarios - CO2 abatement | CO2 | 2040 | 40.5914 | Emissions¦CO2
Downscaling[MESSAGEix-GLOBIOM 1.1-M-R12] | Low demand | FRA | Emissions¦CO2 | Mt CO2/yr | Emissions¦CO2 | scenarios - CO2 abatement | CO2 | 2045 | -4.6509 | Emissions¦CO2
Downscaling[MESSAGEix-GLOBIOM 1.1-M-R12] | Low demand | FRA | Emissions¦CO2 | Mt CO2/yr | Emissions¦CO2 | scenarios - CO2 abatement | CO2 | 2050 | -29.4787 | Emissions¦CO2
Downscaling[MESSAGEix-GLOBIOM 1.1-M-R12] | Low demand | FRA | Emissions¦CO2¦Energy | Mt CO2/yr | Emissions¦CO2¦Energy | scenarios - CO2 abatement | CO2 | 2020 | 254.16 | Emissions¦CO2¦Energy
Downscaling[MESSAGEix-GLOBIOM 1.1-M-R12] | Low demand | FRA | Emissions¦CO2¦Energy | Mt CO2/yr | Emissions¦CO2¦Energy | scenarios - CO2 abatement | CO2 | 2025 | 268.6208 | Emissions¦CO2¦Energy
Downscaling[MESSAGEix-GLOBIOM 1.1-M-R12] | Low demand | FRA | Emissions¦CO2¦Energy | Mt CO2/yr | Emissions¦CO2¦Energy | scenarios - CO2 abatement | CO2 | 2030 | 186.9815 | Emissions¦CO2¦Energy
Downscaling[MESSAGEix-GLOBIOM 1.1-M-R12] | Low demand | FRA | Emissions¦CO2¦Energy | Mt CO2/yr | Emissions¦CO2¦Energy | scenarios - CO2 abatement | CO2 | 2035 | 137.6868 | Emissions¦CO2¦Energy
Downscaling[MESSAGEix-GLOBIOM 1.1-M-R12] | Low demand | FRA | Emissions¦CO2¦Energy | Mt CO2/yr | Emissions¦CO2¦Energy | scenarios - CO2 abatement | CO2 | 2040 | 96.6694 | Emissions¦CO2¦Energy
Downscaling[MESSAGEix-GLOBIOM 1.1-M-R12] | Low demand | FRA | Emissions¦CO2¦Energy | Mt CO2/yr | Emissions¦CO2¦Energy | scenarios - CO2 abatement | CO2 | 2045 | 57.3669 | Emissions¦CO2¦Energy
Downscaling[MESSAGEix-GLOBIOM 1.1-M-R12] | Low demand | FRA | Emissions¦CO2¦Energy | Mt CO2/yr | Emissions¦CO2¦Energy | scenarios - CO2 abatement | CO2 | 2050 | 34.1826 | Emissions¦CO2¦Energy
Downscaling[MESSAGEix-GLOBIOM 1.1-M-R12] | Nationally Determined Contributions (NDCs) | FRA | Carbon Sequestration¦CCS | Mt CO2/yr | Carbon Sequestration¦CCS | CCS potential |  | 2020 | 0 | Carbon Sequestration¦CCS
Downscaling[MESSAGEix-GLOBIOM 1.1-M-R12] | Nationally Determined Contributions (NDCs) | FRA | Carbon Sequestration¦CCS | Mt CO2/yr | Carbon Sequestration¦CCS | CCS potential |  | 2025 | 0 | Carbon Sequestration¦CCS
Downscaling[MESSAGEix-GLOBIOM 1.1-M-R12] | Nationally Determined Contributions (NDCs) | FRA | Carbon Sequestration¦CCS | Mt CO2/yr | Carbon Sequestration¦CCS | CCS potential |  | 2030 | 0 | Carbon Sequestration¦CCS
Downscaling[MESSAGEix-GLOBIOM 1.1-M-R12] | Nationally Determined Contributions (NDCs) | FRA | Carbon Sequestration¦CCS | Mt CO2/yr | Carbon Sequestration¦CCS | CCS potential |  | 2035 | 6.1929 | Carbon Sequestration¦CCS
Downscaling[MESSAGEix-GLOBIOM 1.1-M-R12] | Nationally Determined Contributions (NDCs) | FRA | Carbon Sequestration¦CCS | Mt CO2/yr | Carbon Sequestration¦CCS | CCS potential |  | 2040 | 9.532 | Carbon Sequestration¦CCS
Downscaling[MESSAGEix-GLOBIOM 1.1-M-R12] | Nationally Determined Contributions (NDCs) | FRA | Carbon Sequestration¦CCS | Mt CO2/yr | Carbon Sequestration¦CCS | CCS potential |  | 2045 | 13.8325 | Carbon Sequestration¦CCS
Downscaling[MESSAGEix-GLOBIOM 1.1-M-R12] | Nationally Determined Contributions (NDCs) | FRA | Carbon Sequestration¦CCS | Mt CO2/yr | Carbon Sequestration¦CCS | CCS potential |  | 2050 | 20.728 | Carbon Sequestration¦CCS
Downscaling[MESSAGEix-GLOBIOM 1.1-M-R12] | Nationally Determined Contributions (NDCs) | FRA | Final Energy¦Industry¦Electricity | EJ/yr | Final Energy¦Industry¦Electricity | demand_projection | elc_industry | 2020 | 0.2249 | Final Energy¦Industry¦Electricity
Downscaling[MESSAGEix-GLOBIOM 1.1-M-R12] | Nationally Determined Contributions (NDCs) | FRA | Final Energy¦Industry¦Electricity | EJ/yr | Final Energy¦Industry¦Electricity | demand_projection | elc_industry | 2025 | 0.2318 | Final Energy¦Industry¦Electricity
Downscaling[MESSAGEix-GLOBIOM 1.1-M-R12] | Nationally Determined Contributions (NDCs) | FRA | Final Energy¦Industry¦Electricity | EJ/yr | Final Energy¦Industry¦Electricity | demand_projection | elc_industry | 2030 | 0.222 | Final Energy¦Industry¦Electricity
Downscaling[MESSAGEix-GLOBIOM 1.1-M-R12] | Nationally Determined Contributions (NDCs) | FRA | Final Energy¦Industry¦Electricity | EJ/yr | Final Energy¦Industry¦Electricity | demand_projection | elc_industry | 2035 | 0.23 | Final Energy¦Industry¦Electricity
Downscaling[MESSAGEix-GLOBIOM 1.1-M-R12] | Nationally Determined Contributions (NDCs) | FRA | Final Energy¦Industry¦Electricity | EJ/yr | Final Energy¦Industry¦Electricity | demand_projection | elc_industry | 2040 | 0.2568 | Final Energy¦Industry¦Electricity
Downscaling[MESSAGEix-GLOBIOM 1.1-M-R12] | Nationally Determined Contributions (NDCs) | FRA | Final Energy¦Industry¦Electricity | EJ/yr | Final Energy¦Industry¦Electricity | demand_projection | elc_industry | 2045 | 0.2694 | Final Energy¦Industry¦Electricity
Downscaling[MESSAGEix-GLOBIOM 1.1-M-R12] | Nationally Determined Contributions (NDCs) | FRA | Final Energy¦Industry¦Electricity | EJ/yr | Final Energy¦Industry¦Electricity | demand_projection | elc_industry | 2050 | 0.3034 | Final Energy¦Industry¦Electricity
Downscaling[MESSAGEix-GLOBIOM 1.1-M-R12] | Nationally Determined Contributions (NDCs) | FRA | Final Energy¦Residential and Commercial¦Electricity | EJ/yr | Final Energy¦Residential and Commercial¦Electricity | demand_projection | elc_buildings | 2020 | 1.0116 | Final Energy¦Residential and Commercial¦Electricity
Downscaling[MESSAGEix-GLOBIOM 1.1-M-R12] | Nationally Determined Contributions (NDCs) | FRA | Final Energy¦Residential and Commercial¦Electricity | EJ/yr | Final Energy¦Residential and Commercial¦Electricity | demand_projection | elc_buildings | 2025 | 1.1293 | Final Energy¦Residential and Commercial¦Electricity
Downscaling[MESSAGEix-GLOBIOM 1.1-M-R12] | Nationally Determined Contributions (NDCs) | FRA | Final Energy¦Residential and Commercial¦Electricity | EJ/yr | Final Energy¦Residential and Commercial¦Electricity | demand_projection | elc_buildings | 2030 | 1.1476 | Final Energy¦Residential and Commercial¦Electricity
Downscaling[MESSAGEix-GLOBIOM 1.1-M-R12] | Nationally Determined Contributions (NDCs) | FRA | Final Energy¦Residential and Commercial¦Electricity | EJ/yr | Final Energy¦Residential and Commercial¦Electricity | demand_projection | elc_buildings | 2035 | 1.2353 | Final Energy¦Residential and Commercial¦Electricity
Downscaling[MESSAGEix-GLOBIOM 1.1-M-R12] | Nationally Determined Contributions (NDCs) | FRA | Final Energy¦Residential and Commercial¦Electricity | EJ/yr | Final Energy¦Residential and Commercial¦Electricity | demand_projection | elc_buildings | 2040 | 1.2473 | Final Energy¦Residential and Commercial¦Electricity
Downscaling[MESSAGEix-GLOBIOM 1.1-M-R12] | Nationally Determined Contributions (NDCs) | FRA | Final Energy¦Residential and Commercial¦Electricity | EJ/yr | Final Energy¦Residential and Commercial¦Electricity | demand_projection | elc_buildings | 2045 | 1.3264 | Final Energy¦Residential and Commercial¦Electricity
Downscaling[MESSAGEix-GLOBIOM 1.1-M-R12] | Nationally Determined Contributions (NDCs) | FRA | Final Energy¦Residential and Commercial¦Electricity | EJ/yr | Final Energy¦Residential and Commercial¦Electricity | demand_projection | elc_buildings | 2050 | 1.4124 | Final Energy¦Residential and Commercial¦Electricity
Downscaling[MESSAGEix-GLOBIOM 1.1-M-R12] | Nationally Determined Contributions (NDCs) | FRA | Final Energy¦Transportation¦Electricity | EJ/yr | Final Energy¦Transportation¦Electricity | demand_projection | elc_transport | 2020 | 0.0479 | Final Energy¦Transportation¦Electricity
Downscaling[MESSAGEix-GLOBIOM 1.1-M-R12] | Nationally Determined Contributions (NDCs) | FRA | Final Energy¦Transportation¦Electricity | EJ/yr | Final Energy¦Transportation¦Electricity | demand_projection | elc_transport | 2025 | 0.0556 | Final Energy¦Transportation¦Electricity
Downscaling[MESSAGEix-GLOBIOM 1.1-M-R12] | Nationally Determined Contributions (NDCs) | FRA | Final Energy¦Transportation¦Electricity | EJ/yr | Final Energy¦Transportation¦Electricity | demand_projection | elc_transport | 2030 | 0.0428 | Final Energy¦Transportation¦Electricity
Downscaling[MESSAGEix-GLOBIOM 1.1-M-R12] | Nationally Determined Contributions (NDCs) | FRA | Final Energy¦Transportation¦Electricity | EJ/yr | Final Energy¦Transportation¦Electricity | demand_projection | elc_transport | 2035 | 0.1061 | Final Energy¦Transportation¦Electricity
Downscaling[MESSAGEix-GLOBIOM 1.1-M-R12] | Nationally Determined Contributions (NDCs) | FRA | Final Energy¦Transportation¦Electricity | EJ/yr | Final Energy¦Transportation¦Electricity | demand_projection | elc_transport | 2040 | 0.2354 | Final Energy¦Transportation¦Electricity
Downscaling[MESSAGEix-GLOBIOM 1.1-M-R12] | Nationally Determined Contributions (NDCs) | FRA | Final Energy¦Transportation¦Electricity | EJ/yr | Final Energy¦Transportation¦Electricity | demand_projection | elc_transport | 2045 | 0.4117 | Final Energy¦Transportation¦Electricity
Downscaling[MESSAGEix-GLOBIOM 1.1-M-R12] | Nationally Determined Contributions (NDCs) | FRA | Final Energy¦Transportation¦Electricity | EJ/yr | Final Energy¦Transportation¦Electricity | demand_projection | elc_transport | 2050 | 0.6121 | Final Energy¦Transportation¦Electricity
Downscaling[MESSAGEix-GLOBIOM 1.1-M-R12] | Nationally Determined Contributions (NDCs) | FRA | Emissions¦CO2¦Power (estimated) | Mt CO2 | Secondary Energy¦Electricity¦Coal | elec_co2 |  | 2020 | 3.6284 | Secondary Energy¦Electricity¦Coal | 94
Downscaling[MESSAGEix-GLOBIOM 1.1-M-R12] | Nationally Determined Contributions (NDCs) | FRA | Emissions¦CO2¦Power (estimated) | Mt CO2 | Secondary Energy¦Electricity¦Coal | elec_co2 |  | 2025 | 2.6132 | Secondary Energy¦Electricity¦Coal | 94
Downscaling[MESSAGEix-GLOBIOM 1.1-M-R12] | Nationally Determined Contributions (NDCs) | FRA | Emissions¦CO2¦Power (estimated) | Mt CO2 | Secondary Energy¦Electricity¦Coal | elec_co2 |  | 2030 | 1.5416 | Secondary Energy¦Electricity¦Coal | 94
Downscaling[MESSAGEix-GLOBIOM 1.1-M-R12] | Nationally Determined Contributions (NDCs) | FRA | Emissions¦CO2¦Power (estimated) | Mt CO2 | Secondary Energy¦Electricity¦Coal | elec_co2 |  | 2035 | 0.7896 | Secondary Energy¦Electricity¦Coal | 94
Downscaling[MESSAGEix-GLOBIOM 1.1-M-R12] | Nationally Determined Contributions (NDCs) | FRA | Emissions¦CO2¦Power (estimated) | Mt CO2 | Secondary Energy¦Electricity¦Coal | elec_co2 |  | 2040 | 0.376 | Secondary Energy¦Electricity¦Coal | 94
Downscaling[MESSAGEix-GLOBIOM 1.1-M-R12] | Nationally Determined Contributions (NDCs) | FRA | Emissions¦CO2¦Power (estimated) | Mt CO2 | Secondary Energy¦Electricity¦Coal | elec_co2 |  | 2045 | 0 | Secondary Energy¦Electricity¦Coal | 94
Downscaling[MESSAGEix-GLOBIOM 1.1-M-R12] | Nationally Determined Contributions (NDCs) | FRA | Emissions¦CO2¦Power (estimated) | Mt CO2 | Secondary Energy¦Electricity¦Coal | elec_co2 |  | 2050 | 0 | Secondary Energy¦Electricity¦Coal | 94
Downscaling[MESSAGEix-GLOBIOM 1.1-M-R12] | Nationally Determined Contributions (NDCs) | FRA | Emissions¦CO2¦Power (estimated) | Mt CO2 | Secondary Energy¦Electricity¦Gas | elec_co2 |  | 2020 | 7.5845 | Secondary Energy¦Electricity¦Gas | 55
Downscaling[MESSAGEix-GLOBIOM 1.1-M-R12] | Nationally Determined Contributions (NDCs) | FRA | Emissions¦CO2¦Power (estimated) | Mt CO2 | Secondary Energy¦Electricity¦Gas | elec_co2 |  | 2025 | 9.2125 | Secondary Energy¦Electricity¦Gas | 55
Downscaling[MESSAGEix-GLOBIOM 1.1-M-R12] | Nationally Determined Contributions (NDCs) | FRA | Emissions¦CO2¦Power (estimated) | Mt CO2 | Secondary Energy¦Electricity¦Gas | elec_co2 |  | 2030 | 7.9695 | Secondary Energy¦Electricity¦Gas | 55
Downscaling[MESSAGEix-GLOBIOM 1.1-M-R12] | Nationally Determined Contributions (NDCs) | FRA | Emissions¦CO2¦Power (estimated) | Mt CO2 | Secondary Energy¦Electricity¦Gas | elec_co2 |  | 2035 | 9.372 | Secondary Energy¦Electricity¦Gas | 55
Downscaling[MESSAGEix-GLOBIOM 1.1-M-R12] | Nationally Determined Contributions (NDCs) | FRA | Emissions¦CO2¦Power (estimated) | Mt CO2 | Secondary Energy¦Electricity¦Gas | elec_co2 |  | 2040 | 11.8305 | Secondary Energy¦Electricity¦Gas | 55
Downscaling[MESSAGEix-GLOBIOM 1.1-M-R12] | Nationally Determined Contributions (NDCs) | FRA | Emissions¦CO2¦Power (estimated) | Mt CO2 | Secondary Energy¦Electricity¦Gas | elec_co2 |  | 2045 | 20.02 | Secondary Energy¦Electricity¦Gas | 55
Downscaling[MESSAGEix-GLOBIOM 1.1-M-R12] | Nationally Determined Contributions (NDCs) | FRA | Emissions¦CO2¦Power (estimated) | Mt CO2 | Secondary Energy¦Electricity¦Gas | elec_co2 |  | 2050 | 34.287 | Secondary Energy¦Electricity¦Gas | 55
Downscaling[MESSAGEix-GLOBIOM 1.1-M-R12] | Nationally Determined Contributions (NDCs) | FRA | Emissions¦CO2¦Power (estimated) | Mt CO2 | Secondary Energy¦Electricity¦Oil | elec_co2 |  | 2020 | 2.576 | Secondary Energy¦Electricity¦Oil | 70
Downscaling[MESSAGEix-GLOBIOM 1.1-M-R12] | Nationally Determined Contributions (NDCs) | FRA | Emissions¦CO2¦Power (estimated) | Mt CO2 | Secondary Energy¦Electricity¦Oil | elec_co2 |  | 2025 | 0 | Secondary Energy¦Electricity¦Oil | 70
Downscaling[MESSAGEix-GLOBIOM 1.1-M-R12] | Nationally Determined Contributions (NDCs) | FRA | Emissions¦CO2¦Power (estimated) | Mt CO2 | Secondary Energy¦Electricity¦Oil | elec_co2 |  | 2030 | 0 | Secondary Energy¦Electricity¦Oil | 70
Downscaling[MESSAGEix-GLOBIOM 1.1-M-R12] | Nationally Determined Contributions (NDCs) | FRA | Emissions¦CO2¦Power (estimated) | Mt CO2 | Secondary Energy¦Electricity¦Oil | elec_co2 |  | 2035 | 0 | Secondary Energy¦Electricity¦Oil | 70
Downscaling[MESSAGEix-GLOBIOM 1.1-M-R12] | Nationally Determined Contributions (NDCs) | FRA | Emissions¦CO2¦Power (estimated) | Mt CO2 | Secondary Energy¦Electricity¦Oil | elec_co2 |  | 2040 | 0 | Secondary Energy¦Electricity¦Oil | 70
Downscaling[MESSAGEix-GLOBIOM 1.1-M-R12] | Nationally Determined Contributions (NDCs) | FRA | Emissions¦CO2¦Power (estimated) | Mt CO2 | Secondary Energy¦Electricity¦Oil | elec_co2 |  | 2045 | 0 | Secondary Energy¦Electricity¦Oil | 70
Downscaling[MESSAGEix-GLOBIOM 1.1-M-R12] | Nationally Determined Contributions (NDCs) | FRA | Emissions¦CO2¦Power (estimated) | Mt CO2 | Secondary Energy¦Electricity¦Oil | elec_co2 |  | 2050 | 0 | Secondary Energy¦Electricity¦Oil | 70
Downscaling[MESSAGEix-GLOBIOM 1.1-M-R12] | Nationally Determined Contributions (NDCs) | FRA | Price¦Primary Energy¦Biomass | US$2010/GJ | Price¦Primary Energy¦Biomass | fuel_supply | bioenergy | 2020 | 0.7933 | Price¦Primary Energy¦Biomass
Downscaling[MESSAGEix-GLOBIOM 1.1-M-R12] | Nationally Determined Contributions (NDCs) | FRA | Price¦Primary Energy¦Biomass | US$2010/GJ | Price¦Primary Energy¦Biomass | fuel_supply | bioenergy | 2025 | 2.3658 | Price¦Primary Energy¦Biomass
Downscaling[MESSAGEix-GLOBIOM 1.1-M-R12] | Nationally Determined Contributions (NDCs) | FRA | Price¦Primary Energy¦Biomass | US$2010/GJ | Price¦Primary Energy¦Biomass | fuel_supply | bioenergy | 2030 | 4.1578 | Price¦Primary Energy¦Biomass
Downscaling[MESSAGEix-GLOBIOM 1.1-M-R12] | Nationally Determined Contributions (NDCs) | FRA | Price¦Primary Energy¦Biomass | US$2010/GJ | Price¦Primary Energy¦Biomass | fuel_supply | bioenergy | 2035 | 4.0719 | Price¦Primary Energy¦Biomass
Downscaling[MESSAGEix-GLOBIOM 1.1-M-R12] | Nationally Determined Contributions (NDCs) | FRA | Price¦Primary Energy¦Biomass | US$2010/GJ | Price¦Primary Energy¦Biomass | fuel_supply | bioenergy | 2040 | 6.8927 | Price¦Primary Energy¦Biomass
Downscaling[MESSAGEix-GLOBIOM 1.1-M-R12] | Nationally Determined Contributions (NDCs) | FRA | Price¦Primary Energy¦Biomass | US$2010/GJ | Price¦Primary Energy¦Biomass | fuel_supply | bioenergy | 2045 | 5.6954 | Price¦Primary Energy¦Biomass
Downscaling[MESSAGEix-GLOBIOM 1.1-M-R12] | Nationally Determined Contributions (NDCs) | FRA | Price¦Primary Energy¦Biomass | US$2010/GJ | Price¦Primary Energy¦Biomass | fuel_supply | bioenergy | 2050 | 6.9613 | Price¦Primary Energy¦Biomass
Downscaling[MESSAGEix-GLOBIOM 1.1-M-R12] | Nationally Determined Contributions (NDCs) | FRA | Price¦Primary Energy¦Coal | US$2010/GJ | Price¦Primary Energy¦Coal | fuel_supply | coal | 2020 | 1.8211 | Price¦Primary Energy¦Coal
Downscaling[MESSAGEix-GLOBIOM 1.1-M-R12] | Nationally Determined Contributions (NDCs) | FRA | Price¦Primary Energy¦Coal | US$2010/GJ | Price¦Primary Energy¦Coal | fuel_supply | coal | 2025 | 1.816 | Price¦Primary Energy¦Coal
Downscaling[MESSAGEix-GLOBIOM 1.1-M-R12] | Nationally Determined Contributions (NDCs) | FRA | Price¦Primary Energy¦Coal | US$2010/GJ | Price¦Primary Energy¦Coal | fuel_supply | coal | 2030 | -2.3642 | Price¦Primary Energy¦Coal
Downscaling[MESSAGEix-GLOBIOM 1.1-M-R12] | Nationally Determined Contributions (NDCs) | FRA | Price¦Primary Energy¦Coal | US$2010/GJ | Price¦Primary Energy¦Coal | fuel_supply | coal | 2035 | -2.1755 | Price¦Primary Energy¦Coal
Downscaling[MESSAGEix-GLOBIOM 1.1-M-R12] | Nationally Determined Contributions (NDCs) | FRA | Price¦Primary Energy¦Coal | US$2010/GJ | Price¦Primary Energy¦Coal | fuel_supply | coal | 2040 | -2.5793 | Price¦Primary Energy¦Coal
Downscaling[MESSAGEix-GLOBIOM 1.1-M-R12] | Nationally Determined Contributions (NDCs) | FRA | Price¦Primary Energy¦Coal | US$2010/GJ | Price¦Primary Energy¦Coal | fuel_supply | coal | 2045 | 2.0838 | Price¦Primary Energy¦Coal
Downscaling[MESSAGEix-GLOBIOM 1.1-M-R12] | Nationally Determined Contributions (NDCs) | FRA | Price¦Primary Energy¦Coal | US$2010/GJ | Price¦Primary Energy¦Coal | fuel_supply | coal | 2050 | 2.1049 | Price¦Primary Energy¦Coal
Downscaling[MESSAGEix-GLOBIOM 1.1-M-R12] | Nationally Determined Contributions (NDCs) | FRA | Price¦Primary Energy¦Gas | US$2010/GJ | Price¦Primary Energy¦Gas | fuel_supply | gas | 2020 | 2.4039 | Price¦Primary Energy¦Gas
Downscaling[MESSAGEix-GLOBIOM 1.1-M-R12] | Nationally Determined Contributions (NDCs) | FRA | Price¦Primary Energy¦Gas | US$2010/GJ | Price¦Primary Energy¦Gas | fuel_supply | gas | 2025 | 2.8318 | Price¦Primary Energy¦Gas
Downscaling[MESSAGEix-GLOBIOM 1.1-M-R12] | Nationally Determined Contributions (NDCs) | FRA | Price¦Primary Energy¦Gas | US$2010/GJ | Price¦Primary Energy¦Gas | fuel_supply | gas | 2030 | 3.1796 | Price¦Primary Energy¦Gas
Downscaling[MESSAGEix-GLOBIOM 1.1-M-R12] | Nationally Determined Contributions (NDCs) | FRA | Price¦Primary Energy¦Gas | US$2010/GJ | Price¦Primary Energy¦Gas | fuel_supply | gas | 2035 | 3.6646 | Price¦Primary Energy¦Gas
Downscaling[MESSAGEix-GLOBIOM 1.1-M-R12] | Nationally Determined Contributions (NDCs) | FRA | Price¦Primary Energy¦Gas | US$2010/GJ | Price¦Primary Energy¦Gas | fuel_supply | gas | 2040 | 3.8375 | Price¦Primary Energy¦Gas
Downscaling[MESSAGEix-GLOBIOM 1.1-M-R12] | Nationally Determined Contributions (NDCs) | FRA | Price¦Primary Energy¦Gas | US$2010/GJ | Price¦Primary Energy¦Gas | fuel_supply | gas | 2045 | 4.4396 | Price¦Primary Energy¦Gas
Downscaling[MESSAGEix-GLOBIOM 1.1-M-R12] | Nationally Determined Contributions (NDCs) | FRA | Price¦Primary Energy¦Gas | US$2010/GJ | Price¦Primary Energy¦Gas | fuel_supply | gas | 2050 | 4.7228 | Price¦Primary Energy¦Gas
Downscaling[MESSAGEix-GLOBIOM 1.1-M-R12] | Nationally Determined Contributions (NDCs) | FRA | Price¦Secondary Energy¦Liquids¦Oil | US$2010/GJ | Price¦Secondary Energy¦Liquids¦Oil | fuel_supply | oil | 2020 | 3.1243 | Price¦Secondary Energy¦Liquids¦Oil
Downscaling[MESSAGEix-GLOBIOM 1.1-M-R12] | Nationally Determined Contributions (NDCs) | FRA | Price¦Secondary Energy¦Liquids¦Oil | US$2010/GJ | Price¦Secondary Energy¦Liquids¦Oil | fuel_supply | oil | 2025 | 4.3204 | Price¦Secondary Energy¦Liquids¦Oil
Downscaling[MESSAGEix-GLOBIOM 1.1-M-R12] | Nationally Determined Contributions (NDCs) | FRA | Price¦Secondary Energy¦Liquids¦Oil | US$2010/GJ | Price¦Secondary Energy¦Liquids¦Oil | fuel_supply | oil | 2030 | 4.5172 | Price¦Secondary Energy¦Liquids¦Oil
Downscaling[MESSAGEix-GLOBIOM 1.1-M-R12] | Nationally Determined Contributions (NDCs) | FRA | Price¦Secondary Energy¦Liquids¦Oil | US$2010/GJ | Price¦Secondary Energy¦Liquids¦Oil | fuel_supply | oil | 2035 | 5.2997 | Price¦Secondary Energy¦Liquids¦Oil
Downscaling[MESSAGEix-GLOBIOM 1.1-M-R12] | Nationally Determined Contributions (NDCs) | FRA | Price¦Secondary Energy¦Liquids¦Oil | US$2010/GJ | Price¦Secondary Energy¦Liquids¦Oil | fuel_supply | oil | 2040 | 5.3038 | Price¦Secondary Energy¦Liquids¦Oil
Downscaling[MESSAGEix-GLOBIOM 1.1-M-R12] | Nationally Determined Contributions (NDCs) | FRA | Price¦Secondary Energy¦Liquids¦Oil | US$2010/GJ | Price¦Secondary Energy¦Liquids¦Oil | fuel_supply | oil | 2045 | 5.7704 | Price¦Secondary Energy¦Liquids¦Oil
Downscaling[MESSAGEix-GLOBIOM 1.1-M-R12] | Nationally Determined Contributions (NDCs) | FRA | Price¦Secondary Energy¦Liquids¦Oil | US$2010/GJ | Price¦Secondary Energy¦Liquids¦Oil | fuel_supply | oil | 2050 | 5.7683 | Price¦Secondary Energy¦Liquids¦Oil
Downscaling[MESSAGEix-GLOBIOM 1.1-M-R12] | Nationally Determined Contributions (NDCs) | FRA | Emissions¦CO2 | Mt CO2/yr | Emissions¦CO2 | scenarios - CO2 abatement | CO2 | 2020 | 195.326 | Emissions¦CO2
Downscaling[MESSAGEix-GLOBIOM 1.1-M-R12] | Nationally Determined Contributions (NDCs) | FRA | Emissions¦CO2 | Mt CO2/yr | Emissions¦CO2 | scenarios - CO2 abatement | CO2 | 2025 | 222.9499 | Emissions¦CO2
Downscaling[MESSAGEix-GLOBIOM 1.1-M-R12] | Nationally Determined Contributions (NDCs) | FRA | Emissions¦CO2 | Mt CO2/yr | Emissions¦CO2 | scenarios - CO2 abatement | CO2 | 2030 | 220.0154 | Emissions¦CO2
Downscaling[MESSAGEix-GLOBIOM 1.1-M-R12] | Nationally Determined Contributions (NDCs) | FRA | Emissions¦CO2 | Mt CO2/yr | Emissions¦CO2 | scenarios - CO2 abatement | CO2 | 2035 | 193.7304 | Emissions¦CO2
Downscaling[MESSAGEix-GLOBIOM 1.1-M-R12] | Nationally Determined Contributions (NDCs) | FRA | Emissions¦CO2 | Mt CO2/yr | Emissions¦CO2 | scenarios - CO2 abatement | CO2 | 2040 | 177.3891 | Emissions¦CO2
Downscaling[MESSAGEix-GLOBIOM 1.1-M-R12] | Nationally Determined Contributions (NDCs) | FRA | Emissions¦CO2 | Mt CO2/yr | Emissions¦CO2 | scenarios - CO2 abatement | CO2 | 2045 | 165.452 | Emissions¦CO2
Downscaling[MESSAGEix-GLOBIOM 1.1-M-R12] | Nationally Determined Contributions (NDCs) | FRA | Emissions¦CO2 | Mt CO2/yr | Emissions¦CO2 | scenarios - CO2 abatement | CO2 | 2050 | 153.4714 | Emissions¦CO2
Downscaling[MESSAGEix-GLOBIOM 1.1-M-R12] | Nationally Determined Contributions (NDCs) | FRA | Emissions¦CO2¦Energy | Mt CO2/yr | Emissions¦CO2¦Energy | scenarios - CO2 abatement | CO2 | 2020 | 256.7527 | Emissions¦CO2¦Energy
Downscaling[MESSAGEix-GLOBIOM 1.1-M-R12] | Nationally Determined Contributions (NDCs) | FRA | Emissions¦CO2¦Energy | Mt CO2/yr | Emissions¦CO2¦Energy | scenarios - CO2 abatement | CO2 | 2025 | 262.6079 | Emissions¦CO2¦Energy
Downscaling[MESSAGEix-GLOBIOM 1.1-M-R12] | Nationally Determined Contributions (NDCs) | FRA | Emissions¦CO2¦Energy | Mt CO2/yr | Emissions¦CO2¦Energy | scenarios - CO2 abatement | CO2 | 2030 | 270.5116 | Emissions¦CO2¦Energy
Downscaling[MESSAGEix-GLOBIOM 1.1-M-R12] | Nationally Determined Contributions (NDCs) | FRA | Emissions¦CO2¦Energy | Mt CO2/yr | Emissions¦CO2¦Energy | scenarios - CO2 abatement | CO2 | 2035 | 250.9632 | Emissions¦CO2¦Energy
Downscaling[MESSAGEix-GLOBIOM 1.1-M-R12] | Nationally Determined Contributions (NDCs) | FRA | Emissions¦CO2¦Energy | Mt CO2/yr | Emissions¦CO2¦Energy | scenarios - CO2 abatement | CO2 | 2040 | 240.4051 | Emissions¦CO2¦Energy
Downscaling[MESSAGEix-GLOBIOM 1.1-M-R12] | Nationally Determined Contributions (NDCs) | FRA | Emissions¦CO2¦Energy | Mt CO2/yr | Emissions¦CO2¦Energy | scenarios - CO2 abatement | CO2 | 2045 | 232.3009 | Emissions¦CO2¦Energy
Downscaling[MESSAGEix-GLOBIOM 1.1-M-R12] | Nationally Determined Contributions (NDCs) | FRA | Emissions¦CO2¦Energy | Mt CO2/yr | Emissions¦CO2¦Energy | scenarios - CO2 abatement | CO2 | 2050 | 224.1841 | Emissions¦CO2¦Energy
Downscaling[MESSAGEix-GLOBIOM 1.1-M-R12] | Net Zero 2050 | FRA | Carbon Sequestration¦CCS | Mt CO2/yr | Carbon Sequestration¦CCS | CCS potential |  | 2020 | 0 | Carbon Sequestration¦CCS
Downscaling[MESSAGEix-GLOBIOM 1.1-M-R12] | Net Zero 2050 | FRA | Carbon Sequestration¦CCS | Mt CO2/yr | Carbon Sequestration¦CCS | CCS potential |  | 2025 | 0 | Carbon Sequestration¦CCS
Downscaling[MESSAGEix-GLOBIOM 1.1-M-R12] | Net Zero 2050 | FRA | Carbon Sequestration¦CCS | Mt CO2/yr | Carbon Sequestration¦CCS | CCS potential |  | 2030 | 21.0183 | Carbon Sequestration¦CCS
Downscaling[MESSAGEix-GLOBIOM 1.1-M-R12] | Net Zero 2050 | FRA | Carbon Sequestration¦CCS | Mt CO2/yr | Carbon Sequestration¦CCS | CCS potential |  | 2035 | 28.3728 | Carbon Sequestration¦CCS
Downscaling[MESSAGEix-GLOBIOM 1.1-M-R12] | Net Zero 2050 | FRA | Carbon Sequestration¦CCS | Mt CO2/yr | Carbon Sequestration¦CCS | CCS potential |  | 2040 | 29.8497 | Carbon Sequestration¦CCS
Downscaling[MESSAGEix-GLOBIOM 1.1-M-R12] | Net Zero 2050 | FRA | Carbon Sequestration¦CCS | Mt CO2/yr | Carbon Sequestration¦CCS | CCS potential |  | 2045 | 36.7841 | Carbon Sequestration¦CCS
Downscaling[MESSAGEix-GLOBIOM 1.1-M-R12] | Net Zero 2050 | FRA | Carbon Sequestration¦CCS | Mt CO2/yr | Carbon Sequestration¦CCS | CCS potential |  | 2050 | 35.5598 | Carbon Sequestration¦CCS
Downscaling[MESSAGEix-GLOBIOM 1.1-M-R12] | Net Zero 2050 | FRA | Final Energy¦Industry¦Electricity | EJ/yr | Final Energy¦Industry¦Electricity | demand_projection | elc_industry | 2020 | 0.2425 | Final Energy¦Industry¦Electricity
Downscaling[MESSAGEix-GLOBIOM 1.1-M-R12] | Net Zero 2050 | FRA | Final Energy¦Industry¦Electricity | EJ/yr | Final Energy¦Industry¦Electricity | demand_projection | elc_industry | 2025 | 0.2509 | Final Energy¦Industry¦Electricity
Downscaling[MESSAGEix-GLOBIOM 1.1-M-R12] | Net Zero 2050 | FRA | Final Energy¦Industry¦Electricity | EJ/yr | Final Energy¦Industry¦Electricity | demand_projection | elc_industry | 2030 | 0.2804 | Final Energy¦Industry¦Electricity
Downscaling[MESSAGEix-GLOBIOM 1.1-M-R12] | Net Zero 2050 | FRA | Final Energy¦Industry¦Electricity | EJ/yr | Final Energy¦Industry¦Electricity | demand_projection | elc_industry | 2035 | 0.2994 | Final Energy¦Industry¦Electricity
Downscaling[MESSAGEix-GLOBIOM 1.1-M-R12] | Net Zero 2050 | FRA | Final Energy¦Industry¦Electricity | EJ/yr | Final Energy¦Industry¦Electricity | demand_projection | elc_industry | 2040 | 0.3739 | Final Energy¦Industry¦Electricity
Downscaling[MESSAGEix-GLOBIOM 1.1-M-R12] | Net Zero 2050 | FRA | Final Energy¦Industry¦Electricity | EJ/yr | Final Energy¦Industry¦Electricity | demand_projection | elc_industry | 2045 | 0.4588 | Final Energy¦Industry¦Electricity
Downscaling[MESSAGEix-GLOBIOM 1.1-M-R12] | Net Zero 2050 | FRA | Final Energy¦Industry¦Electricity | EJ/yr | Final Energy¦Industry¦Electricity | demand_projection | elc_industry | 2050 | 0.4929 | Final Energy¦Industry¦Electricity
Downscaling[MESSAGEix-GLOBIOM 1.1-M-R12] | Net Zero 2050 | FRA | Final Energy¦Residential and Commercial¦Electricity | EJ/yr | Final Energy¦Residential and Commercial¦Electricity | demand_projection | elc_buildings | 2020 | 1.0009 | Final Energy¦Residential and Commercial¦Electricity
Downscaling[MESSAGEix-GLOBIOM 1.1-M-R12] | Net Zero 2050 | FRA | Final Energy¦Residential and Commercial¦Electricity | EJ/yr | Final Energy¦Residential and Commercial¦Electricity | demand_projection | elc_buildings | 2025 | 1.1187 | Final Energy¦Residential and Commercial¦Electricity
Downscaling[MESSAGEix-GLOBIOM 1.1-M-R12] | Net Zero 2050 | FRA | Final Energy¦Residential and Commercial¦Electricity | EJ/yr | Final Energy¦Residential and Commercial¦Electricity | demand_projection | elc_buildings | 2030 | 1.3563 | Final Energy¦Residential and Commercial¦Electricity
Downscaling[MESSAGEix-GLOBIOM 1.1-M-R12] | Net Zero 2050 | FRA | Final Energy¦Residential and Commercial¦Electricity | EJ/yr | Final Energy¦Residential and Commercial¦Electricity | demand_projection | elc_buildings | 2035 | 1.5734 | Final Energy¦Residential and Commercial¦Electricity
Downscaling[MESSAGEix-GLOBIOM 1.1-M-R12] | Net Zero 2050 | FRA | Final Energy¦Residential and Commercial¦Electricity | EJ/yr | Final Energy¦Residential and Commercial¦Electricity | demand_projection | elc_buildings | 2040 | 1.7963 | Final Energy¦Residential and Commercial¦Electricity
Downscaling[MESSAGEix-GLOBIOM 1.1-M-R12] | Net Zero 2050 | FRA | Final Energy¦Residential and Commercial¦Electricity | EJ/yr | Final Energy¦Residential and Commercial¦Electricity | demand_projection | elc_buildings | 2045 | 1.8864 | Final Energy¦Residential and Commercial¦Electricity
Downscaling[MESSAGEix-GLOBIOM 1.1-M-R12] | Net Zero 2050 | FRA | Final Energy¦Residential and Commercial¦Electricity | EJ/yr | Final Energy¦Residential and Commercial¦Electricity | demand_projection | elc_buildings | 2050 | 2.0172 | Final Energy¦Residential and Commercial¦Electricity
Downscaling[MESSAGEix-GLOBIOM 1.1-M-R12] | Net Zero 2050 | FRA | Final Energy¦Transportation¦Electricity | EJ/yr | Final Energy¦Transportation¦Electricity | demand_projection | elc_transport | 2020 | 0.0515 | Final Energy¦Transportation¦Electricity
Downscaling[MESSAGEix-GLOBIOM 1.1-M-R12] | Net Zero 2050 | FRA | Final Energy¦Transportation¦Electricity | EJ/yr | Final Energy¦Transportation¦Electricity | demand_projection | elc_transport | 2025 | 0.0587 | Final Energy¦Transportation¦Electricity
Downscaling[MESSAGEix-GLOBIOM 1.1-M-R12] | Net Zero 2050 | FRA | Final Energy¦Transportation¦Electricity | EJ/yr | Final Energy¦Transportation¦Electricity | demand_projection | elc_transport | 2030 | 0.0804 | Final Energy¦Transportation¦Electricity
Downscaling[MESSAGEix-GLOBIOM 1.1-M-R12] | Net Zero 2050 | FRA | Final Energy¦Transportation¦Electricity | EJ/yr | Final Energy¦Transportation¦Electricity | demand_projection | elc_transport | 2035 | 0.1678 | Final Energy¦Transportation¦Electricity
Downscaling[MESSAGEix-GLOBIOM 1.1-M-R12] | Net Zero 2050 | FRA | Final Energy¦Transportation¦Electricity | EJ/yr | Final Energy¦Transportation¦Electricity | demand_projection | elc_transport | 2040 | 0.3426 | Final Energy¦Transportation¦Electricity
Downscaling[MESSAGEix-GLOBIOM 1.1-M-R12] | Net Zero 2050 | FRA | Final Energy¦Transportation¦Electricity | EJ/yr | Final Energy¦Transportation¦Electricity | demand_projection | elc_transport | 2045 | 0.432 | Final Energy¦Transportation¦Electricity
Downscaling[MESSAGEix-GLOBIOM 1.1-M-R12] | Net Zero 2050 | FRA | Final Energy¦Transportation¦Electricity | EJ/yr | Final Energy¦Transportation¦Electricity | demand_projection | elc_transport | 2050 | 0.4546 | Final Energy¦Transportation¦Electricity
Downscaling[MESSAGEix-GLOBIOM 1.1-M-R12] | Net Zero 2050 | FRA | Emissions¦CO2¦Power (estimated) | Mt CO2 | Secondary Energy¦Electricity¦Coal | elec_co2 |  | 2020 | 3.7036 | Secondary Energy¦Electricity¦Coal | 94
Downscaling[MESSAGEix-GLOBIOM 1.1-M-R12] | Net Zero 2050 | FRA | Emissions¦CO2¦Power (estimated) | Mt CO2 | Secondary Energy¦Electricity¦Coal | elec_co2 |  | 2025 | 2.773 | Secondary Energy¦Electricity¦Coal | 94
Downscaling[MESSAGEix-GLOBIOM 1.1-M-R12] | Net Zero 2050 | FRA | Emissions¦CO2¦Power (estimated) | Mt CO2 | Secondary Energy¦Electricity¦Coal | elec_co2 |  | 2030 | 0.846 | Secondary Energy¦Electricity¦Coal | 94
Downscaling[MESSAGEix-GLOBIOM 1.1-M-R12] | Net Zero 2050 | FRA | Emissions¦CO2¦Power (estimated) | Mt CO2 | Secondary Energy¦Electricity¦Coal | elec_co2 |  | 2035 | 0.235 | Secondary Energy¦Electricity¦Coal | 94
Downscaling[MESSAGEix-GLOBIOM 1.1-M-R12] | Net Zero 2050 | FRA | Emissions¦CO2¦Power (estimated) | Mt CO2 | Secondary Energy¦Electricity¦Coal | elec_co2 |  | 2040 | 0.0282 | Secondary Energy¦Electricity¦Coal | 94
Downscaling[MESSAGEix-GLOBIOM 1.1-M-R12] | Net Zero 2050 | FRA | Emissions¦CO2¦Power (estimated) | Mt CO2 | Secondary Energy¦Electricity¦Coal | elec_co2 |  | 2045 | 0.047 | Secondary Energy¦Electricity¦Coal | 94
Downscaling[MESSAGEix-GLOBIOM 1.1-M-R12] | Net Zero 2050 | FRA | Emissions¦CO2¦Power (estimated) | Mt CO2 | Secondary Energy¦Electricity¦Coal | elec_co2 |  | 2050 | 0.0094 | Secondary Energy¦Electricity¦Coal | 94
Downscaling[MESSAGEix-GLOBIOM 1.1-M-R12] | Net Zero 2050 | FRA | Emissions¦CO2¦Power (estimated) | Mt CO2 | Secondary Energy¦Electricity¦Gas | elec_co2 |  | 2020 | 7.667 | Secondary Energy¦Electricity¦Gas | 55
Downscaling[MESSAGEix-GLOBIOM 1.1-M-R12] | Net Zero 2050 | FRA | Emissions¦CO2¦Power (estimated) | Mt CO2 | Secondary Energy¦Electricity¦Gas | elec_co2 |  | 2025 | 9.493 | Secondary Energy¦Electricity¦Gas | 55
Downscaling[MESSAGEix-GLOBIOM 1.1-M-R12] | Net Zero 2050 | FRA | Emissions¦CO2¦Power (estimated) | Mt CO2 | Secondary Energy¦Electricity¦Gas | elec_co2 |  | 2030 | 7.1115 | Secondary Energy¦Electricity¦Gas | 55
Downscaling[MESSAGEix-GLOBIOM 1.1-M-R12] | Net Zero 2050 | FRA | Emissions¦CO2¦Power (estimated) | Mt CO2 | Secondary Energy¦Electricity¦Gas | elec_co2 |  | 2035 | 1.012 | Secondary Energy¦Electricity¦Gas | 55
Downscaling[MESSAGEix-GLOBIOM 1.1-M-R12] | Net Zero 2050 | FRA | Emissions¦CO2¦Power (estimated) | Mt CO2 | Secondary Energy¦Electricity¦Gas | elec_co2 |  | 2040 | 1.661 | Secondary Energy¦Electricity¦Gas | 55
Downscaling[MESSAGEix-GLOBIOM 1.1-M-R12] | Net Zero 2050 | FRA | Emissions¦CO2¦Power (estimated) | Mt CO2 | Secondary Energy¦Electricity¦Gas | elec_co2 |  | 2045 | 1.7765 | Secondary Energy¦Electricity¦Gas | 55
Downscaling[MESSAGEix-GLOBIOM 1.1-M-R12] | Net Zero 2050 | FRA | Emissions¦CO2¦Power (estimated) | Mt CO2 | Secondary Energy¦Electricity¦Gas | elec_co2 |  | 2050 | 0.242 | Secondary Energy¦Electricity¦Gas | 55
Downscaling[MESSAGEix-GLOBIOM 1.1-M-R12] | Net Zero 2050 | FRA | Emissions¦CO2¦Power (estimated) | Mt CO2 | Secondary Energy¦Electricity¦Oil | elec_co2 |  | 2020 | 2.541 | Secondary Energy¦Electricity¦Oil | 70
Downscaling[MESSAGEix-GLOBIOM 1.1-M-R12] | Net Zero 2050 | FRA | Emissions¦CO2¦Power (estimated) | Mt CO2 | Secondary Energy¦Electricity¦Oil | elec_co2 |  | 2025 | 0 | Secondary Energy¦Electricity¦Oil | 70
Downscaling[MESSAGEix-GLOBIOM 1.1-M-R12] | Net Zero 2050 | FRA | Emissions¦CO2¦Power (estimated) | Mt CO2 | Secondary Energy¦Electricity¦Oil | elec_co2 |  | 2030 | 0 | Secondary Energy¦Electricity¦Oil | 70
Downscaling[MESSAGEix-GLOBIOM 1.1-M-R12] | Net Zero 2050 | FRA | Emissions¦CO2¦Power (estimated) | Mt CO2 | Secondary Energy¦Electricity¦Oil | elec_co2 |  | 2035 | 0 | Secondary Energy¦Electricity¦Oil | 70
Downscaling[MESSAGEix-GLOBIOM 1.1-M-R12] | Net Zero 2050 | FRA | Emissions¦CO2¦Power (estimated) | Mt CO2 | Secondary Energy¦Electricity¦Oil | elec_co2 |  | 2040 | 0 | Secondary Energy¦Electricity¦Oil | 70
Downscaling[MESSAGEix-GLOBIOM 1.1-M-R12] | Net Zero 2050 | FRA | Emissions¦CO2¦Power (estimated) | Mt CO2 | Secondary Energy¦Electricity¦Oil | elec_co2 |  | 2045 | 0 | Secondary Energy¦Electricity¦Oil | 70
Downscaling[MESSAGEix-GLOBIOM 1.1-M-R12] | Net Zero 2050 | FRA | Emissions¦CO2¦Power (estimated) | Mt CO2 | Secondary Energy¦Electricity¦Oil | elec_co2 |  | 2050 | 0 | Secondary Energy¦Electricity¦Oil | 70
Downscaling[MESSAGEix-GLOBIOM 1.1-M-R12] | Net Zero 2050 | FRA | Price¦Primary Energy¦Biomass | US$2010/GJ | Price¦Primary Energy¦Biomass | fuel_supply | bioenergy | 2020 | 0.7933 | Price¦Primary Energy¦Biomass
Downscaling[MESSAGEix-GLOBIOM 1.1-M-R12] | Net Zero 2050 | FRA | Price¦Primary Energy¦Biomass | US$2010/GJ | Price¦Primary Energy¦Biomass | fuel_supply | bioenergy | 2025 | 2.3658 | Price¦Primary Energy¦Biomass
Downscaling[MESSAGEix-GLOBIOM 1.1-M-R12] | Net Zero 2050 | FRA | Price¦Primary Energy¦Biomass | US$2010/GJ | Price¦Primary Energy¦Biomass | fuel_supply | bioenergy | 2030 | 38.7453 | Price¦Primary Energy¦Biomass
Downscaling[MESSAGEix-GLOBIOM 1.1-M-R12] | Net Zero 2050 | FRA | Price¦Primary Energy¦Biomass | US$2010/GJ | Price¦Primary Energy¦Biomass | fuel_supply | bioenergy | 2035 | 24.5133 | Price¦Primary Energy¦Biomass
Downscaling[MESSAGEix-GLOBIOM 1.1-M-R12] | Net Zero 2050 | FRA | Price¦Primary Energy¦Biomass | US$2010/GJ | Price¦Primary Energy¦Biomass | fuel_supply | bioenergy | 2040 | 34.9824 | Price¦Primary Energy¦Biomass
Downscaling[MESSAGEix-GLOBIOM 1.1-M-R12] | Net Zero 2050 | FRA | Price¦Primary Energy¦Biomass | US$2010/GJ | Price¦Primary Energy¦Biomass | fuel_supply | bioenergy | 2045 | 41.5464 | Price¦Primary Energy¦Biomass
Downscaling[MESSAGEix-GLOBIOM 1.1-M-R12] | Net Zero 2050 | FRA | Price¦Primary Energy¦Biomass | US$2010/GJ | Price¦Primary Energy¦Biomass | fuel_supply | bioenergy | 2050 | 41.0911 | Price¦Primary Energy¦Biomass
Downscaling[MESSAGEix-GLOBIOM 1.1-M-R12] | Net Zero 2050 | FRA | Price¦Primary Energy¦Coal | US$2010/GJ | Price¦Primary Energy¦Coal | fuel_supply | coal | 2020 | 1.8211 | Price¦Primary Energy¦Coal
Downscaling[MESSAGEix-GLOBIOM 1.1-M-R12] | Net Zero 2050 | FRA | Price¦Primary Energy¦Coal | US$2010/GJ | Price¦Primary Energy¦Coal | fuel_supply | coal | 2025 | 1.816 | Price¦Primary Energy¦Coal
Downscaling[MESSAGEix-GLOBIOM 1.1-M-R12] | Net Zero 2050 | FRA | Price¦Primary Energy¦Coal | US$2010/GJ | Price¦Primary Energy¦Coal | fuel_supply | coal | 2030 | -21.2243 | Price¦Primary Energy¦Coal
Downscaling[MESSAGEix-GLOBIOM 1.1-M-R12] | Net Zero 2050 | FRA | Price¦Primary Energy¦Coal | US$2010/GJ | Price¦Primary Energy¦Coal | fuel_supply | coal | 2035 | -8.6716 | Price¦Primary Energy¦Coal
Downscaling[MESSAGEix-GLOBIOM 1.1-M-R12] | Net Zero 2050 | FRA | Price¦Primary Energy¦Coal | US$2010/GJ | Price¦Primary Energy¦Coal | fuel_supply | coal | 2040 | 3.6582 | Price¦Primary Energy¦Coal
Downscaling[MESSAGEix-GLOBIOM 1.1-M-R12] | Net Zero 2050 | FRA | Price¦Primary Energy¦Coal | US$2010/GJ | Price¦Primary Energy¦Coal | fuel_supply | coal | 2045 | 10.1351 | Price¦Primary Energy¦Coal
Downscaling[MESSAGEix-GLOBIOM 1.1-M-R12] | Net Zero 2050 | FRA | Price¦Primary Energy¦Coal | US$2010/GJ | Price¦Primary Energy¦Coal | fuel_supply | coal | 2050 | 10.4336 | Price¦Primary Energy¦Coal
Downscaling[MESSAGEix-GLOBIOM 1.1-M-R12] | Net Zero 2050 | FRA | Price¦Primary Energy¦Gas | US$2010/GJ | Price¦Primary Energy¦Gas | fuel_supply | gas | 2020 | 2.4039 | Price¦Primary Energy¦Gas
Downscaling[MESSAGEix-GLOBIOM 1.1-M-R12] | Net Zero 2050 | FRA | Price¦Primary Energy¦Gas | US$2010/GJ | Price¦Primary Energy¦Gas | fuel_supply | gas | 2025 | 2.8318 | Price¦Primary Energy¦Gas
Downscaling[MESSAGEix-GLOBIOM 1.1-M-R12] | Net Zero 2050 | FRA | Price¦Primary Energy¦Gas | US$2010/GJ | Price¦Primary Energy¦Gas | fuel_supply | gas | 2030 | 12.2509 | Price¦Primary Energy¦Gas
Downscaling[MESSAGEix-GLOBIOM 1.1-M-R12] | Net Zero 2050 | FRA | Price¦Primary Energy¦Gas | US$2010/GJ | Price¦Primary Energy¦Gas | fuel_supply | gas | 2035 | -7.8919 | Price¦Primary Energy¦Gas
Downscaling[MESSAGEix-GLOBIOM 1.1-M-R12] | Net Zero 2050 | FRA | Price¦Primary Energy¦Gas | US$2010/GJ | Price¦Primary Energy¦Gas | fuel_supply | gas | 2040 | 5.1348 | Price¦Primary Energy¦Gas
Downscaling[MESSAGEix-GLOBIOM 1.1-M-R12] | Net Zero 2050 | FRA | Price¦Primary Energy¦Gas | US$2010/GJ | Price¦Primary Energy¦Gas | fuel_supply | gas | 2045 | 6.7725 | Price¦Primary Energy¦Gas
Downscaling[MESSAGEix-GLOBIOM 1.1-M-R12] | Net Zero 2050 | FRA | Price¦Primary Energy¦Gas | US$2010/GJ | Price¦Primary Energy¦Gas | fuel_supply | gas | 2050 | 7.3808 | Price¦Primary Energy¦Gas
Downscaling[MESSAGEix-GLOBIOM 1.1-M-R12] | Net Zero 2050 | FRA | Price¦Secondary Energy¦Liquids¦Oil | US$2010/GJ | Price¦Secondary Energy¦Liquids¦Oil | fuel_supply | oil | 2020 | 3.1243 | Price¦Secondary Energy¦Liquids¦Oil
Downscaling[MESSAGEix-GLOBIOM 1.1-M-R12] | Net Zero 2050 | FRA | Price¦Secondary Energy¦Liquids¦Oil | US$2010/GJ | Price¦Secondary Energy¦Liquids¦Oil | fuel_supply | oil | 2025 | 4.3204 | Price¦Secondary Energy¦Liquids¦Oil
Downscaling[MESSAGEix-GLOBIOM 1.1-M-R12] | Net Zero 2050 | FRA | Price¦Secondary Energy¦Liquids¦Oil | US$2010/GJ | Price¦Secondary Energy¦Liquids¦Oil | fuel_supply | oil | 2030 | 6.96 | Price¦Secondary Energy¦Liquids¦Oil
Downscaling[MESSAGEix-GLOBIOM 1.1-M-R12] | Net Zero 2050 | FRA | Price¦Secondary Energy¦Liquids¦Oil | US$2010/GJ | Price¦Secondary Energy¦Liquids¦Oil | fuel_supply | oil | 2035 | 5.1535 | Price¦Secondary Energy¦Liquids¦Oil
Downscaling[MESSAGEix-GLOBIOM 1.1-M-R12] | Net Zero 2050 | FRA | Price¦Secondary Energy¦Liquids¦Oil | US$2010/GJ | Price¦Secondary Energy¦Liquids¦Oil | fuel_supply | oil | 2040 | 10.4002 | Price¦Secondary Energy¦Liquids¦Oil
Downscaling[MESSAGEix-GLOBIOM 1.1-M-R12] | Net Zero 2050 | FRA | Price¦Secondary Energy¦Liquids¦Oil | US$2010/GJ | Price¦Secondary Energy¦Liquids¦Oil | fuel_supply | oil | 2045 | 4.334 | Price¦Secondary Energy¦Liquids¦Oil
Downscaling[MESSAGEix-GLOBIOM 1.1-M-R12] | Net Zero 2050 | FRA | Price¦Secondary Energy¦Liquids¦Oil | US$2010/GJ | Price¦Secondary Energy¦Liquids¦Oil | fuel_supply | oil | 2050 | 4.699 | Price¦Secondary Energy¦Liquids¦Oil
Downscaling[MESSAGEix-GLOBIOM 1.1-M-R12] | Net Zero 2050 | FRA | Emissions¦CO2 | Mt CO2/yr | Emissions¦CO2 | scenarios - CO2 abatement | CO2 | 2020 | 197.7653 | Emissions¦CO2
Downscaling[MESSAGEix-GLOBIOM 1.1-M-R12] | Net Zero 2050 | FRA | Emissions¦CO2 | Mt CO2/yr | Emissions¦CO2 | scenarios - CO2 abatement | CO2 | 2025 | 225.3009 | Emissions¦CO2
Downscaling[MESSAGEix-GLOBIOM 1.1-M-R12] | Net Zero 2050 | FRA | Emissions¦CO2 | Mt CO2/yr | Emissions¦CO2 | scenarios - CO2 abatement | CO2 | 2030 | 153.1111 | Emissions¦CO2
Downscaling[MESSAGEix-GLOBIOM 1.1-M-R12] | Net Zero 2050 | FRA | Emissions¦CO2 | Mt CO2/yr | Emissions¦CO2 | scenarios - CO2 abatement | CO2 | 2035 | 87.9574 | Emissions¦CO2
Downscaling[MESSAGEix-GLOBIOM 1.1-M-R12] | Net Zero 2050 | FRA | Emissions¦CO2 | Mt CO2/yr | Emissions¦CO2 | scenarios - CO2 abatement | CO2 | 2040 | 40.1491 | Emissions¦CO2
Downscaling[MESSAGEix-GLOBIOM 1.1-M-R12] | Net Zero 2050 | FRA | Emissions¦CO2 | Mt CO2/yr | Emissions¦CO2 | scenarios - CO2 abatement | CO2 | 2045 | 3.934 | Emissions¦CO2
Downscaling[MESSAGEix-GLOBIOM 1.1-M-R12] | Net Zero 2050 | FRA | Emissions¦CO2 | Mt CO2/yr | Emissions¦CO2 | scenarios - CO2 abatement | CO2 | 2050 | -17.2622 | Emissions¦CO2
Downscaling[MESSAGEix-GLOBIOM 1.1-M-R12] | Net Zero 2050 | FRA | Emissions¦CO2¦Energy | Mt CO2/yr | Emissions¦CO2¦Energy | scenarios - CO2 abatement | CO2 | 2020 | 259.0166 | Emissions¦CO2¦Energy
Downscaling[MESSAGEix-GLOBIOM 1.1-M-R12] | Net Zero 2050 | FRA | Emissions¦CO2¦Energy | Mt CO2/yr | Emissions¦CO2¦Energy | scenarios - CO2 abatement | CO2 | 2025 | 263.7521 | Emissions¦CO2¦Energy
Downscaling[MESSAGEix-GLOBIOM 1.1-M-R12] | Net Zero 2050 | FRA | Emissions¦CO2¦Energy | Mt CO2/yr | Emissions¦CO2¦Energy | scenarios - CO2 abatement | CO2 | 2030 | 202.2561 | Emissions¦CO2¦Energy
Downscaling[MESSAGEix-GLOBIOM 1.1-M-R12] | Net Zero 2050 | FRA | Emissions¦CO2¦Energy | Mt CO2/yr | Emissions¦CO2¦Energy | scenarios - CO2 abatement | CO2 | 2035 | 141.7309 | Emissions¦CO2¦Energy
Downscaling[MESSAGEix-GLOBIOM 1.1-M-R12] | Net Zero 2050 | FRA | Emissions¦CO2¦Energy | Mt CO2/yr | Emissions¦CO2¦Energy | scenarios - CO2 abatement | CO2 | 2040 | 97.2594 | Emissions¦CO2¦Energy
Downscaling[MESSAGEix-GLOBIOM 1.1-M-R12] | Net Zero 2050 | FRA | Emissions¦CO2¦Energy | Mt CO2/yr | Emissions¦CO2¦Energy | scenarios - CO2 abatement | CO2 | 2045 | 64.4381 | Emissions¦CO2¦Energy
Downscaling[MESSAGEix-GLOBIOM 1.1-M-R12] | Net Zero 2050 | FRA | Emissions¦CO2¦Energy | Mt CO2/yr | Emissions¦CO2¦Energy | scenarios - CO2 abatement | CO2 | 2050 | 45.5763 | Emissions¦CO2¦Energy

## Hourly_Demand_Data
country | month | day | hour | elc_commercial | elc_industry | elc_residential
FR | 1 | 1 | 1 | 18601.1 | 15943.8 | 18601.1
FR | 1 | 1 | 2 | 18217.5 | 15615 | 18217.5
FR | 1 | 1 | 3 | 18146.8 | 15554.4 | 18146.8
FR | 1 | 1 | 4 | 18146.8 | 15554.4 | 18146.8
FR | 1 | 1 | 5 | 18991.7 | 16278.6 | 18991.7
FR | 1 | 1 | 6 | 21842.8 | 18722.4 | 21842.8
FR | 1 | 1 | 7 | 24080.35 | 20640.3 | 24080.35
FR | 1 | 1 | 8 | 25597.95 | 21941.1 | 25597.95
FR | 1 | 1 | 9 | 26071.85 | 22347.3 | 26071.85
FR | 1 | 1 | 10 | 26232.15 | 22484.7 | 26232.15
FR | 1 | 1 | 11 | 26255.95 | 22505.1 | 26255.95
FR | 1 | 1 | 12 | 26285 | 22530 | 26285
FR | 1 | 1 | 13 | 26239.5 | 22491 | 26239.5
FR | 1 | 1 | 14 | 26183.15 | 22442.7 | 26183.15
FR | 1 | 1 | 15 | 26216.05 | 22470.9 | 26216.05
FR | 1 | 1 | 16 | 26245.1 | 22495.8 | 26245.1
FR | 1 | 1 | 17 | 26395.6 | 22624.8 | 26395.6
FR | 1 | 1 | 18 | 26392.45 | 22622.1 | 26392.45
FR | 1 | 1 | 19 | 26418.35 | 22644.3 | 26418.35
FR | 1 | 1 | 20 | 25741.1 | 22063.8 | 25741.1
FR | 1 | 1 | 21 | 23595.25 | 20224.5 | 23595.25
FR | 1 | 1 | 22 | 22431.85 | 19227.3 | 22431.85
FR | 1 | 1 | 23 | 21344.75 | 18295.5 | 21344.75
FR | 1 | 1 | 24 | 19040 | 16320 | 19040
FR | 1 | 2 | 1 | 18587.8 | 15932.4 | 18587.8
FR | 1 | 2 | 2 | 18344.2 | 15723.6 | 18344.2
FR | 1 | 2 | 3 | 18279.8 | 15668.4 | 18279.8
FR | 1 | 2 | 4 | 18301.5 | 15687 | 18301.5
FR | 1 | 2 | 5 | 19324.55 | 16563.9 | 19324.55
FR | 1 | 2 | 6 | 23416.05 | 20070.9 | 23416.05
FR | 1 | 2 | 7 | 25472.3 | 21833.4 | 25472.3
FR | 1 | 2 | 8 | 26367.95 | 22601.1 | 26367.95
FR | 1 | 2 | 9 | 26484.15 | 22700.7 | 26484.15
FR | 1 | 2 | 10 | 26576.55 | 22779.9 | 26576.55
FR | 1 | 2 | 11 | 26453 | 22674 | 26453
FR | 1 | 2 | 12 | 26398.75 | 22627.5 | 26398.75
FR | 1 | 2 | 13 | 26382.3 | 22613.4 | 26382.3
FR | 1 | 2 | 14 | 26350.8 | 22586.4 | 26350.8
FR | 1 | 2 | 15 | 26278 | 22524 | 26278
FR | 1 | 2 | 16 | 26359.2 | 22593.6 | 26359.2
FR | 1 | 2 | 17 | 26395.6 | 22624.8 | 26395.6
FR | 1 | 2 | 18 | 26392.45 | 22622.1 | 26392.45
FR | 1 | 2 | 19 | 26392.45 | 22622.1 | 26392.45
FR | 1 | 2 | 20 | 25806.55 | 22119.9 | 25806.55
FR | 1 | 2 | 21 | 23566.2 | 20199.6 | 23566.2
FR | 1 | 2 | 22 | 22321.95 | 19133.1 | 22321.95
FR | 1 | 2 | 23 | 21183.75 | 18157.5 | 21183.75
FR | 1 | 2 | 24 | 19040.7 | 16320.6 | 19040.7
FR | 1 | 3 | 1 | 18492.25 | 15850.5 | 18492.25
FR | 1 | 3 | 2 | 18187.4 | 15589.2 | 18187.4
FR | 1 | 3 | 3 | 18099.9 | 15514.2 | 18099.9
FR | 1 | 3 | 4 | 18097.45 | 15512.1 | 18097.45
FR | 1 | 3 | 5 | 19042.1 | 16321.8 | 19042.1
FR | 1 | 3 | 6 | 22328.25 | 19138.5 | 22328.25
FR | 1 | 3 | 7 | 24642.8 | 21122.4 | 24642.8
FR | 1 | 3 | 8 | 26159.7 | 22422.6 | 26159.7
FR | 1 | 3 | 9 | 26243.7 | 22494.6 | 26243.7
FR | 1 | 3 | 10 | 26374.95 | 22607.1 | 26374.95
FR | 1 | 3 | 11 | 26285 | 22530 | 26285
FR | 1 | 3 | 12 | 26255.95 | 22505.1 | 26255.95
FR | 1 | 3 | 13 | 26027.75 | 22309.5 | 26027.75
FR | 1 | 3 | 14 | 26043.5 | 22323 | 26043.5
FR | 1 | 3 | 15 | 25981.55 | 22269.9 | 25981.55
FR | 1 | 3 | 16 | 25981.55 | 22269.9 | 25981.55
FR | 1 | 3 | 17 | 26004.65 | 22289.7 | 26004.65
FR | 1 | 3 | 18 | 26083.05 | 22356.9 | 26083.05
FR | 1 | 3 | 19 | 26189.1 | 22447.8 | 26189.1
FR | 1 | 3 | 20 | 25761.4 | 22081.2 | 25761.4
FR | 1 | 3 | 21 | 23732.45 | 20342.1 | 23732.45
FR | 1 | 3 | 22 | 22396.15 | 19196.7 | 22396.15
FR | 1 | 3 | 23 | 21060.9 | 18052.2 | 21060.9
FR | 1 | 3 | 24 | 18984.35 | 16272.3 | 18984.35
FR | 1 | 4 | 1 | 18570.3 | 15917.4 | 18570.3
FR | 1 | 4 | 2 | 18211.2 | 15609.6 | 18211.2
FR | 1 | 4 | 3 | 18146.8 | 15554.4 | 18146.8
FR | 1 | 4 | 4 | 18146.8 | 15554.4 | 18146.8
FR | 1 | 4 | 5 | 18991.7 | 16278.6 | 18991.7
FR | 1 | 4 | 6 | 21842.8 | 18722.4 | 21842.8
FR | 1 | 4 | 7 | 24080.35 | 20640.3 | 24080.35
FR | 1 | 4 | 8 | 25683.35 | 22014.3 | 25683.35
FR | 1 | 4 | 9 | 26101.25 | 22372.5 | 26101.25
FR | 1 | 4 | 10 | 26232.15 | 22484.7 | 26232.15
FR | 1 | 4 | 11 | 26199.25 | 22456.5 | 26199.25
FR | 1 | 4 | 12 | 26093.2 | 22365.6 | 26093.2
FR | 1 | 4 | 13 | 26027.75 | 22309.5 | 26027.75
FR | 1 | 4 | 14 | 26027.75 | 22309.5 | 26027.75
FR | 1 | 4 | 15 | 26001.85 | 22287.3 | 26001.85
FR | 1 | 4 | 16 | 26004.3 | 22289.4 | 26004.3
FR | 1 | 4 | 17 | 26004.65 | 22289.7 | 26004.65
FR | 1 | 4 | 18 | 26189.1 | 22447.8 | 26189.1
FR | 1 | 4 | 19 | 26245.8 | 22496.4 | 26245.8
FR | 1 | 4 | 20 | 25817.75 | 22129.5 | 25817.75
FR | 1 | 4 | 21 | 23732.45 | 20342.1 | 23732.45
FR | 1 | 4 | 22 | 22396.15 | 19196.7 | 22396.15
FR | 1 | 4 | 23 | 21060.9 | 18052.2 | 21060.9
FR | 1 | 4 | 24 | 18464.6 | 15826.8 | 18464.6
FR | 1 | 5 | 1 | 17996.3 | 15425.4 | 17996.3
FR | 1 | 5 | 2 | 17477.95 | 14981.1 | 17477.95
FR | 1 | 5 | 3 | 17232.25 | 14770.5 | 17232.25
FR | 1 | 5 | 4 | 17232.25 | 14770.5 | 17232.25
FR | 1 | 5 | 5 | 17285.45 | 14816.1 | 17285.45
FR | 1 | 5 | 6 | 17553.9 | 15046.2 | 17553.9
FR | 1 | 5 | 7 | 18603.9 | 15946.2 | 18603.9
FR | 1 | 5 | 8 | 20391.7 | 17478.6 | 20391.7
FR | 1 | 5 | 9 | 21510.3 | 18437.4 | 21510.3
FR | 1 | 5 | 10 | 21871.85 | 18747.3 | 21871.85
FR | 1 | 5 | 11 | 22148 | 18984 | 22148
FR | 1 | 5 | 12 | 22148 | 18984 | 22148
FR | 1 | 5 | 13 | 21917.7 | 18786.6 | 21917.7
FR | 1 | 5 | 14 | 21884.45 | 18758.1 | 21884.45
FR | 1 | 5 | 15 | 21884.45 | 18758.1 | 21884.45
FR | 1 | 5 | 16 | 21906.5 | 18777 | 21906.5
FR | 1 | 5 | 17 | 22366.05 | 19170.9 | 22366.05
FR | 1 | 5 | 18 | 22408.4 | 19207.2 | 22408.4
FR | 1 | 5 | 19 | 22615.25 | 19384.5 | 22615.25
FR | 1 | 5 | 20 | 22320.55 | 19131.9 | 22320.55
FR | 1 | 5 | 21 | 21748.3 | 18641.4 | 21748.3
FR | 1 | 5 | 22 | 20888 | 17904 | 20888
FR | 1 | 5 | 23 | 19974.15 | 17120.7 | 19974.15
FR | 1 | 5 | 24 | 18487.35 | 15846.3 | 18487.35
FR | 1 | 6 | 1 | 17984.75 | 15415.5 | 17984.75
FR | 1 | 6 | 2 | 17466.4 | 14971.2 | 17466.4
FR | 1 | 6 | 3 | 17270.4 | 14803.2 | 17270.4
FR | 1 | 6 | 4 | 17270.4 | 14803.2 | 17270.4
FR | 1 | 6 | 5 | 17339.7 | 14862.6 | 17339.7
FR | 1 | 6 | 6 | 17635.8 | 15116.4 | 17635.8
FR | 1 | 6 | 7 | 18788 | 16104 | 18788
FR | 1 | 6 | 8 | 20631.45 | 17684.1 | 20631.45
FR | 1 | 6 | 9 | 21659.05 | 18564.9 | 21659.05
FR | 1 | 6 | 10 | 22241.1 | 19063.8 | 22241.1
FR | 1 | 6 | 11 | 22260.35 | 19080.3 | 22260.35
FR | 1 | 6 | 12 | 22148 | 18984 | 22148
FR | 1 | 6 | 13 | 22131.9 | 18970.2 | 22131.9
FR | 1 | 6 | 14 | 22098.65 | 18941.7 | 22098.65
FR | 1 | 6 | 15 | 22098.65 | 18941.7 | 22098.65
FR | 1 | 6 | 16 | 22113.7 | 18954.6 | 22113.7
FR | 1 | 6 | 17 | 22572.9 | 19348.2 | 22572.9
FR | 1 | 6 | 18 | 22851.15 | 19586.7 | 22851.15
FR | 1 | 6 | 19 | 23031.4 | 19741.2 | 23031.4
FR | 1 | 6 | 20 | 22653.75 | 19417.5 | 22653.75
FR | 1 | 6 | 21 | 21852.6 | 18730.8 | 21852.6
FR | 1 | 6 | 22 | 20901.3 | 17915.4 | 20901.3
FR | 1 | 6 | 23 | 19987.8 | 17132.4 | 19987.8
FR | 1 | 6 | 24 | 18990.3 | 16277.4 | 18990.3
FR | 1 | 7 | 1 | 18541.95 | 15893.1 | 18541.95
FR | 1 | 7 | 2 | 18158.35 | 15564.3 | 18158.35
FR | 1 | 7 | 3 | 18083.45 | 15500.1 | 18083.45
FR | 1 | 7 | 4 | 18083.45 | 15500.1 | 18083.45
FR | 1 | 7 | 5 | 19028.1 | 16309.8 | 19028.1
FR | 1 | 7 | 6 | 22328.25 | 19138.5 | 22328.25
FR | 1 | 7 | 7 | 24723.65 | 21191.7 | 24723.65
FR | 1 | 7 | 8 | 26223.75 | 22477.5 | 26223.75
FR | 1 | 7 | 9 | 26231.45 | 22484.1 | 26231.45
FR | 1 | 7 | 10 | 26362.7 | 22596.6 | 26362.7
FR | 1 | 7 | 11 | 26398.75 | 22627.5 | 26398.75
FR | 1 | 7 | 12 | 26398.75 | 22627.5 | 26398.75
FR | 1 | 7 | 13 | 26382.3 | 22613.4 | 26382.3
FR | 1 | 7 | 14 | 26382.3 | 22613.4 | 26382.3
FR | 1 | 7 | 15 | 26359.2 | 22593.6 | 26359.2
FR | 1 | 7 | 16 | 26359.2 | 22593.6 | 26359.2
FR | 1 | 7 | 17 | 26395.6 | 22624.8 | 26395.6
FR | 1 | 7 | 18 | 26418.35 | 22644.3 | 26418.35
FR | 1 | 7 | 19 | 26484.85 | 22701.3 | 26484.85
FR | 1 | 7 | 20 | 25741.1 | 22063.8 | 25741.1
FR | 1 | 7 | 21 | 23552.55 | 20187.9 | 23552.55
FR | 1 | 7 | 22 | 22431.85 | 19227.3 | 22431.85
FR | 1 | 7 | 23 | 21344.05 | 18294.9 | 21344.05
FR | 1 | 7 | 24 | 19040 | 16320 | 19040
FR | 1 | 8 | 1 | 18587.8 | 15932.4 | 18587.8
FR | 1 | 8 | 2 | 18230.45 | 15626.1 | 18230.45
FR | 1 | 8 | 3 | 18203.85 | 15603.3 | 18203.85
FR | 1 | 8 | 4 | 18166.05 | 15570.9 | 18166.05
FR | 1 | 8 | 5 | 19258.75 | 16507.5 | 19258.75
FR | 1 | 8 | 6 | 23416.05 | 20070.9 | 23416.05
FR | 1 | 8 | 7 | 25472.3 | 21833.4 | 25472.3
FR | 1 | 8 | 8 | 26413.45 | 22640.1 | 26413.45
FR | 1 | 8 | 9 | 26438.65 | 22661.7 | 26438.65
FR | 1 | 8 | 10 | 26576.55 | 22779.9 | 26576.55
FR | 1 | 8 | 11 | 26600.35 | 22800.3 | 26600.35
FR | 1 | 8 | 12 | 26477.85 | 22695.3 | 26477.85
FR | 1 | 8 | 13 | 26443.2 | 22665.6 | 26443.2
FR | 1 | 8 | 14 | 26436.9 | 22660.2 | 26436.9
FR | 1 | 8 | 15 | 26436.9 | 22660.2 | 26436.9
FR | 1 | 8 | 16 | 26451.25 | 22672.5 | 26451.25
FR | 1 | 8 | 17 | 26583.55 | 22785.9 | 26583.55
FR | 1 | 8 | 18 | 26692.4 | 22879.2 | 26692.4
FR | 1 | 8 | 19 | 26596.5 | 22797 | 26596.5
FR | 1 | 8 | 20 | 25862.55 | 22167.9 | 25862.55
FR | 1 | 8 | 21 | 23528.75 | 20167.5 | 23528.75
FR | 1 | 8 | 22 | 22391.6 | 19192.8 | 22391.6
FR | 1 | 8 | 23 | 21346.15 | 18296.7 | 21346.15
FR | 1 | 8 | 24 | 19094.95 | 16367.1 | 19094.95
FR | 1 | 9 | 1 | 18638.9 | 15976.2 | 18638.9
FR | 1 | 9 | 2 | 18441.15 | 15806.7 | 18441.15
FR | 1 | 9 | 3 | 18376.75 | 15751.5 | 18376.75
FR | 1 | 9 | 4 | 18376.75 | 15751.5 | 18376.75
FR | 1 | 9 | 5 | 19490.1 | 16705.8 | 19490.1
FR | 1 | 9 | 6 | 23387 | 20046 | 23387
FR | 1 | 9 | 7 | 25397.75 | 21769.5 | 25397.75
FR | 1 | 9 | 8 | 26381.6 | 22612.8 | 26381.6
FR | 1 | 9 | 9 | 26609.8 | 22808.4 | 26609.8
FR | 1 | 9 | 10 | 26745.95 | 22925.1 | 26745.95
FR | 1 | 9 | 11 | 26768.7 | 22944.6 | 26768.7
FR | 1 | 9 | 12 | 26647.6 | 22840.8 | 26647.6
FR | 1 | 9 | 13 | 26650.4 | 22843.2 | 26650.4
FR | 1 | 9 | 14 | 26604.9 | 22804.2 | 26604.9
FR | 1 | 9 | 15 | 26604.9 | 22804.2 | 26604.9
FR | 1 | 9 | 16 | 26663.35 | 22854.3 | 26663.35
FR | 1 | 9 | 17 | 26692.4 | 22879.2 | 26692.4
FR | 1 | 9 | 18 | 26692.4 | 22879.2 | 26692.4
FR | 1 | 9 | 19 | 26642 | 22836 | 26642
FR | 1 | 9 | 20 | 25839.8 | 22148.4 | 25839.8
FR | 1 | 9 | 21 | 23528.75 | 20167.5 | 23528.75
FR | 1 | 9 | 22 | 22391.6 | 19192.8 | 22391.6
FR | 1 | 9 | 23 | 21351.75 | 18301.5 | 21351.75
FR | 1 | 9 | 24 | 19139.4 | 16405.2 | 19139.4
FR | 1 | 10 | 1 | 18725 | 16050 | 18725
FR | 1 | 10 | 2 | 18441.15 | 15806.7 | 18441.15
FR | 1 | 10 | 3 | 18376.75 | 15751.5 | 18376.75
FR | 1 | 10 | 4 | 18376.75 | 15751.5 | 18376.75
FR | 1 | 10 | 5 | 19490.1 | 16705.8 | 19490.1
FR | 1 | 10 | 6 | 23493.75 | 20137.5 | 23493.75
FR | 1 | 10 | 7 | 25421.55 | 21789.9 | 25421.55
FR | 1 | 10 | 8 | 26362.7 | 22596.6 | 26362.7
FR | 1 | 10 | 9 | 26484.15 | 22700.7 | 26484.15
FR | 1 | 10 | 10 | 26576.55 | 22779.9 | 26576.55
FR | 1 | 10 | 11 | 26600.35 | 22800.3 | 26600.35
FR | 1 | 10 | 12 | 26477.85 | 22695.3 | 26477.85
FR | 1 | 10 | 13 | 26436.9 | 22660.2 | 26436.9
FR | 1 | 10 | 14 | 26370.4 | 22603.2 | 26370.4
FR | 1 | 10 | 15 | 26370.4 | 22603.2 | 26370.4
FR | 1 | 10 | 16 | 26359.2 | 22593.6 | 26359.2
FR | 1 | 10 | 17 | 26395.6 | 22624.8 | 26395.6
FR | 1 | 10 | 18 | 26418.35 | 22644.3 | 26418.35
FR | 1 | 10 | 19 | 26418.35 | 22644.3 | 26418.35
FR | 1 | 10 | 20 | 25741.1 | 22063.8 | 25741.1
FR | 1 | 10 | 21 | 23434.25 | 20086.5 | 23434.25
FR | 1 | 10 | 22 | 22270.85 | 19089.3 | 22270.85
FR | 1 | 10 | 23 | 21302.05 | 18258.9 | 21302.05
FR | 1 | 10 | 24 | 19010.25 | 16294.5 | 19010.25
FR | 1 | 11 | 1 | 18538.1 | 15889.8 | 18538.1
FR | 1 | 11 | 2 | 18211.2 | 15609.6 | 18211.2
FR | 1 | 11 | 3 | 18146.8 | 15554.4 | 18146.8
FR | 1 | 11 | 4 | 18146.8 | 15554.4 | 18146.8
FR | 1 | 11 | 5 | 19095.3 | 16367.4 | 19095.3
FR | 1 | 11 | 6 | 22800.75 | 19543.5 | 22800.75
FR | 1 | 11 | 7 | 25060.35 | 21480.3 | 25060.35
FR | 1 | 11 | 8 | 26259.8 | 22508.4 | 26259.8
FR | 1 | 11 | 9 | 26304.6 | 22546.8 | 26304.6
FR | 1 | 11 | 10 | 26435.85 | 22659.3 | 26435.85
FR | 1 | 11 | 11 | 26453 | 22674 | 26453
FR | 1 | 11 | 12 | 26386.5 | 22617 | 26386.5
FR | 1 | 11 | 13 | 26427.1 | 22651.8 | 26427.1
FR | 1 | 11 | 14 | 26382.3 | 22613.4 | 26382.3
FR | 1 | 11 | 15 | 26421.5 | 22647 | 26421.5
FR | 1 | 11 | 16 | 26384.75 | 22615.5 | 26384.75
FR | 1 | 11 | 17 | 26524.4 | 22735.2 | 26524.4
FR | 1 | 11 | 18 | 26539.8 | 22748.4 | 26539.8
FR | 1 | 11 | 19 | 26647.95 | 22841.1 | 26647.95
FR | 1 | 11 | 20 | 25817.05 | 22128.9 | 25817.05
FR | 1 | 11 | 21 | 23572.15 | 20204.7 | 23572.15
FR | 1 | 11 | 22 | 22391.6 | 19192.8 | 22391.6
FR | 1 | 11 | 23 | 21369.25 | 18316.5 | 21369.25
FR | 1 | 11 | 24 | 18493.3 | 15851.4 | 18493.3
FR | 1 | 12 | 1 | 17985.8 | 15416.4 | 17985.8
FR | 1 | 12 | 2 | 17818.15 | 15272.7 | 17818.15
FR | 1 | 12 | 3 | 17689 | 15162 | 17689
FR | 1 | 12 | 4 | 17689 | 15162 | 17689
FR | 1 | 12 | 5 | 17704.05 | 15174.9 | 17704.05
FR | 1 | 12 | 6 | 18196.85 | 15597.3 | 18196.85
FR | 1 | 12 | 7 | 19560.45 | 16766.1 | 19560.45
FR | 1 | 12 | 8 | 21293.65 | 18251.7 | 21293.65
FR | 1 | 12 | 9 | 22169 | 19002 | 22169
FR | 1 | 12 | 10 | 22760.15 | 19508.7 | 22760.15
FR | 1 | 12 | 11 | 22830.15 | 19568.7 | 22830.15
FR | 1 | 12 | 12 | 22786.75 | 19531.5 | 22786.75
FR | 1 | 12 | 13 | 22743.35 | 19494.3 | 22743.35
FR | 1 | 12 | 14 | 22710.1 | 19465.8 | 22710.1
FR | 1 | 12 | 15 | 22689.1 | 19447.8 | 22689.1
FR | 1 | 12 | 16 | 22858.5 | 19593 | 22858.5
FR | 1 | 12 | 17 | 23308.6 | 19978.8 | 23308.6
FR | 1 | 12 | 18 | 23367.05 | 20028.9 | 23367.05
FR | 1 | 12 | 19 | 23271.15 | 19946.7 | 23271.15
FR | 1 | 12 | 20 | 22699.95 | 19457.1 | 22699.95
FR | 1 | 12 | 21 | 21793.8 | 18680.4 | 21793.8
FR | 1 | 12 | 22 | 20898.15 | 17912.7 | 20898.15
FR | 1 | 12 | 23 | 20063.4 | 17197.2 | 20063.4
FR | 1 | 12 | 24 | 18589.55 | 15933.9 | 18589.55
FR | 1 | 13 | 1 | 18046.7 | 15468.6 | 18046.7
FR | 1 | 13 | 2 | 17810.8 | 15266.4 | 17810.8
FR | 1 | 13 | 3 | 17647.7 | 15126.6 | 17647.7
FR | 1 | 13 | 4 | 17678.5 | 15153 | 17678.5
FR | 1 | 13 | 5 | 17662.4 | 15139.2 | 17662.4
FR | 1 | 13 | 6 | 18115.65 | 15527.7 | 18115.65
FR | 1 | 13 | 7 | 19537.7 | 16746.6 | 19537.7
FR | 1 | 13 | 8 | 21270.55 | 18231.9 | 21270.55
FR | 1 | 13 | 9 | 22145.55 | 18981.9 | 22145.55
FR | 1 | 13 | 10 | 22720.6 | 19474.8 | 22720.6
FR | 1 | 13 | 11 | 22830.15 | 19568.7 | 22830.15
FR | 1 | 13 | 12 | 22771.35 | 19518.3 | 22771.35
FR | 1 | 13 | 13 | 22775.9 | 19522.2 | 22775.9
FR | 1 | 13 | 14 | 22742.65 | 19493.7 | 22742.65
FR | 1 | 13 | 15 | 22742.65 | 19493.7 | 22742.65
FR | 1 | 13 | 16 | 22932.35 | 19656.3 | 22932.35
FR | 1 | 13 | 17 | 23431.8 | 20084.4 | 23431.8
FR | 1 | 13 | 18 | 23490.25 | 20134.5 | 23490.25
FR | 1 | 13 | 19 | 23423.75 | 20077.5 | 23423.75
FR | 1 | 13 | 20 | 22751.05 | 19500.9 | 22751.05
FR | 1 | 13 | 21 | 21853.65 | 18731.7 | 21853.65
FR | 1 | 13 | 22 | 20903.75 | 17917.5 | 20903.75
FR | 1 | 13 | 23 | 20078.1 | 17209.8 | 20078.1
FR | 1 | 13 | 24 | 18934.65 | 16229.7 | 18934.65
FR | 1 | 14 | 1 | 18708.2 | 16035.6 | 18708.2
FR | 1 | 14 | 2 | 18549.3 | 15899.4 | 18549.3
FR | 1 | 14 | 3 | 18622.45 | 15962.1 | 18622.45
FR | 1 | 14 | 4 | 18742.15 | 16064.7 | 18742.15
FR | 1 | 14 | 5 | 19717.95 | 16901.1 | 19717.95
FR | 1 | 14 | 6 | 23449.65 | 20099.7 | 23449.65
FR | 1 | 14 | 7 | 25383.05 | 21756.9 | 25383.05
FR | 1 | 14 | 8 | 26406.45 | 22634.1 | 26406.45
FR | 1 | 14 | 9 | 26674.55 | 22863.9 | 26674.55
FR | 1 | 14 | 10 | 26996.2 | 23139.6 | 26996.2
FR | 1 | 14 | 11 | 26967.15 | 23114.7 | 26967.15
FR | 1 | 14 | 12 | 26921.3 | 23075.4 | 26921.3
FR | 1 | 14 | 13 | 26925.85 | 23079.3 | 26925.85
FR | 1 | 14 | 14 | 26925.85 | 23079.3 | 26925.85
FR | 1 | 14 | 15 | 26925.85 | 23079.3 | 26925.85
FR | 1 | 14 | 16 | 27016.15 | 23156.7 | 27016.15
FR | 1 | 14 | 17 | 27005.3 | 23147.4 | 27005.3
FR | 1 | 14 | 18 | 27005.3 | 23147.4 | 27005.3
FR | 1 | 14 | 19 | 26863.2 | 23025.6 | 26863.2
FR | 1 | 14 | 20 | 26051.2 | 22329.6 | 26051.2
FR | 1 | 14 | 21 | 23724.4 | 20335.2 | 23724.4
FR | 1 | 14 | 22 | 22621.9 | 19390.2 | 22621.9
FR | 1 | 14 | 23 | 21564.2 | 18483.6 | 21564.2
FR | 1 | 14 | 24 | 18966.15 | 16256.7 | 18966.15
FR | 1 | 15 | 1 | 18583.6 | 15928.8 | 18583.6
FR | 1 | 15 | 2 | 18377.8 | 15752.4 | 18377.8
FR | 1 | 15 | 3 | 18313.4 | 15697.2 | 18313.4
FR | 1 | 15 | 4 | 18313.4 | 15697.2 | 18313.4
FR | 1 | 15 | 5 | 19483.1 | 16699.8 | 19483.1
FR | 1 | 15 | 6 | 23283.4 | 19957.2 | 23283.4
FR | 1 | 15 | 7 | 25372.2 | 21747.6 | 25372.2
FR | 1 | 15 | 8 | 26406.45 | 22634.1 | 26406.45
FR | 1 | 15 | 9 | 26674.55 | 22863.9 | 26674.55
FR | 1 | 15 | 10 | 26938.1 | 23089.8 | 26938.1
FR | 1 | 15 | 11 | 26921.3 | 23075.4 | 26921.3
FR | 1 | 15 | 12 | 26921.3 | 23075.4 | 26921.3
FR | 1 | 15 | 13 | 26924.45 | 23078.1 | 26924.45
FR | 1 | 15 | 14 | 26824.7 | 22992.6 | 26824.7
FR | 1 | 15 | 15 | 26824.7 | 22992.6 | 26824.7
FR | 1 | 15 | 16 | 26914.65 | 23069.7 | 26914.65
FR | 1 | 15 | 17 | 27005.3 | 23147.4 | 27005.3
FR | 1 | 15 | 18 | 27005.3 | 23147.4 | 27005.3
FR | 1 | 15 | 19 | 26930.4 | 23083.2 | 26930.4
FR | 1 | 15 | 20 | 26087.6 | 22360.8 | 26087.6
FR | 1 | 15 | 21 | 23760.8 | 20366.4 | 23760.8
FR | 1 | 15 | 22 | 22658.3 | 19421.4 | 22658.3
FR | 1 | 15 | 23 | 21626.15 | 18536.7 | 21626.15
FR | 1 | 15 | 24 | 19244.75 | 16495.5 | 19244.75
FR | 1 | 16 | 1 | 18999.75 | 16285.5 | 18999.75
FR | 1 | 16 | 2 | 18842.95 | 16151.1 | 18842.95
FR | 1 | 16 | 3 | 18778.9 | 16096.2 | 18778.9
FR | 1 | 16 | 4 | 18778.9 | 16096.2 | 18778.9
FR | 1 | 16 | 5 | 19754.7 | 16932.6 | 19754.7
FR | 1 | 16 | 6 | 23449.65 | 20099.7 | 23449.65
FR | 1 | 16 | 7 | 25383.05 | 21756.9 | 25383.05
FR | 1 | 16 | 8 | 26406.45 | 22634.1 | 26406.45
FR | 1 | 16 | 9 | 26674.55 | 22863.9 | 26674.55
FR | 1 | 16 | 10 | 26996.2 | 23139.6 | 26996.2
FR | 1 | 16 | 11 | 27003.2 | 23145.6 | 27003.2
FR | 1 | 16 | 12 | 27003.2 | 23145.6 | 27003.2
FR | 1 | 16 | 13 | 27008.1 | 23149.8 | 27008.1
FR | 1 | 16 | 14 | 26948.6 | 23098.8 | 26948.6
FR | 1 | 16 | 15 | 26925.85 | 23079.3 | 26925.85
FR | 1 | 16 | 16 | 27062 | 23196 | 27062
FR | 1 | 16 | 17 | 27108.9 | 23236.2 | 27108.9
FR | 1 | 16 | 18 | 27108.9 | 23236.2 | 27108.9
FR | 1 | 16 | 19 | 26966.8 | 23114.4 | 26966.8
FR | 1 | 16 | 20 | 26087.6 | 22360.8 | 26087.6
FR | 1 | 16 | 21 | 23760.8 | 20366.4 | 23760.8
FR | 1 | 16 | 22 | 22658.3 | 19421.4 | 22658.3
FR | 1 | 16 | 23 | 21626.15 | 18536.7 | 21626.15
FR | 1 | 16 | 24 | 19281.5 | 16527 | 19281.5
FR | 1 | 17 | 1 | 18999.75 | 16285.5 | 18999.75
FR | 1 | 17 | 2 | 18842.95 | 16151.1 | 18842.95
FR | 1 | 17 | 3 | 18778.9 | 16096.2 | 18778.9
FR | 1 | 17 | 4 | 18811.8 | 16124.4 | 18811.8
FR | 1 | 17 | 5 | 19787.6 | 16960.8 | 19787.6
FR | 1 | 17 | 6 | 23482.55 | 20127.9 | 23482.55
FR | 1 | 17 | 7 | 25415.95 | 21785.1 | 25415.95
FR | 1 | 17 | 8 | 26439.35 | 22662.3 | 26439.35
FR | 1 | 17 | 9 | 26707.45 | 22892.1 | 26707.45
FR | 1 | 17 | 10 | 26996.2 | 23139.6 | 26996.2
FR | 1 | 17 | 11 | 27003.2 | 23145.6 | 27003.2
FR | 1 | 17 | 12 | 27003.2 | 23145.6 | 27003.2
FR | 1 | 17 | 13 | 27008.1 | 23149.8 | 27008.1
FR | 1 | 17 | 14 | 27008.1 | 23149.8 | 27008.1
FR | 1 | 17 | 15 | 27008.1 | 23149.8 | 27008.1
FR | 1 | 17 | 16 | 27098.05 | 23226.9 | 27098.05
FR | 1 | 17 | 17 | 27108.9 | 23236.2 | 27108.9
FR | 1 | 17 | 18 | 27108.9 | 23236.2 | 27108.9
FR | 1 | 17 | 19 | 26966.8 | 23114.4 | 26966.8
FR | 1 | 17 | 20 | 26087.6 | 22360.8 | 26087.6
FR | 1 | 17 | 21 | 23760.8 | 20366.4 | 23760.8
FR | 1 | 17 | 22 | 22658.3 | 19421.4 | 22658.3
FR | 1 | 17 | 23 | 21626.15 | 18536.7 | 21626.15
FR | 1 | 17 | 24 | 19281.5 | 16527 | 19281.5
FR | 1 | 18 | 1 | 18999.75 | 16285.5 | 18999.75
FR | 1 | 18 | 2 | 18842.95 | 16151.1 | 18842.95
FR | 1 | 18 | 3 | 18778.9 | 16096.2 | 18778.9
FR | 1 | 18 | 4 | 18778.9 | 16096.2 | 18778.9
FR | 1 | 18 | 5 | 19754.7 | 16932.6 | 19754.7
FR | 1 | 18 | 6 | 23449.65 | 20099.7 | 23449.65
FR | 1 | 18 | 7 | 25383.05 | 21756.9 | 25383.05
FR | 1 | 18 | 8 | 26406.45 | 22634.1 | 26406.45
FR | 1 | 18 | 9 | 26674.55 | 22863.9 | 26674.55
FR | 1 | 18 | 10 | 26996.2 | 23139.6 | 26996.2
FR | 1 | 18 | 11 | 27003.2 | 23145.6 | 27003.2
FR | 1 | 18 | 12 | 27003.2 | 23145.6 | 27003.2
FR | 1 | 18 | 13 | 27008.1 | 23149.8 | 27008.1
FR | 1 | 18 | 14 | 27008.1 | 23149.8 | 27008.1
FR | 1 | 18 | 15 | 27008.1 | 23149.8 | 27008.1
FR | 1 | 18 | 16 | 27098.05 | 23226.9 | 27098.05
FR | 1 | 18 | 17 | 27108.9 | 23236.2 | 27108.9
FR | 1 | 18 | 18 | 27108.9 | 23236.2 | 27108.9
FR | 1 | 18 | 19 | 26966.8 | 23114.4 | 26966.8
FR | 1 | 18 | 20 | 26087.6 | 22360.8 | 26087.6
FR | 1 | 18 | 21 | 23760.8 | 20366.4 | 23760.8
FR | 1 | 18 | 22 | 22658.3 | 19421.4 | 22658.3
FR | 1 | 18 | 23 | 21626.15 | 18536.7 | 21626.15
FR | 1 | 18 | 24 | 19141.5 | 16407 | 19141.5
FR | 1 | 19 | 1 | 18713.8 | 16040.4 | 18713.8
FR | 1 | 19 | 2 | 18578 | 15924 | 18578
FR | 1 | 19 | 3 | 18515 | 15870 | 18515
FR | 1 | 19 | 4 | 18515 | 15870 | 18515
FR | 1 | 19 | 5 | 18554.2 | 15903.6 | 18554.2
FR | 1 | 19 | 6 | 19022.15 | 16304.7 | 19022.15
FR | 1 | 19 | 7 | 20113.8 | 17240.4 | 20113.8
FR | 1 | 19 | 8 | 21742.35 | 18636.3 | 21742.35
FR | 1 | 19 | 9 | 22537.55 | 19317.9 | 22537.55
FR | 1 | 19 | 10 | 23020.9 | 19732.2 | 23020.9
FR | 1 | 19 | 11 | 23150.4 | 19843.2 | 23150.4
FR | 1 | 19 | 12 | 23150.4 | 19843.2 | 23150.4
FR | 1 | 19 | 13 | 23155.3 | 19847.4 | 23155.3
FR | 1 | 19 | 14 | 23085.3 | 19787.4 | 23085.3
FR | 1 | 19 | 15 | 23122.05 | 19818.9 | 23122.05
FR | 1 | 19 | 16 | 23337.3 | 20003.4 | 23337.3
FR | 1 | 19 | 17 | 23773.75 | 20377.5 | 23773.75
FR | 1 | 19 | 18 | 23831.85 | 20427.3 | 23831.85
FR | 1 | 19 | 19 | 23689.75 | 20305.5 | 23689.75
FR | 1 | 19 | 20 | 23017.4 | 19729.2 | 23017.4
FR | 1 | 19 | 21 | 22123.5 | 18963 | 22123.5
FR | 1 | 19 | 22 | 21172.9 | 18148.2 | 21172.9
FR | 1 | 19 | 23 | 20328.35 | 17424.3 | 20328.35
FR | 1 | 19 | 24 | 19022.85 | 16305.3 | 19022.85
FR | 1 | 20 | 1 | 18595.5 | 15939 | 18595.5
FR | 1 | 20 | 2 | 18578 | 15924 | 18578
FR | 1 | 20 | 3 | 18515 | 15870 | 18515
FR | 1 | 20 | 4 | 18515 | 15870 | 18515
FR | 1 | 20 | 5 | 18554.2 | 15903.6 | 18554.2
FR | 1 | 20 | 6 | 19022.15 | 16304.7 | 19022.15
FR | 1 | 20 | 7 | 20159.65 | 17279.7 | 20159.65
FR | 1 | 20 | 8 | 21742.35 | 18636.3 | 21742.35
FR | 1 | 20 | 9 | 22537.55 | 19317.9 | 22537.55
FR | 1 | 20 | 10 | 23020.9 | 19732.2 | 23020.9
FR | 1 | 20 | 11 | 23150.4 | 19843.2 | 23150.4
FR | 1 | 20 | 12 | 23150.4 | 19843.2 | 23150.4
FR | 1 | 20 | 13 | 23155.3 | 19847.4 | 23155.3
FR | 1 | 20 | 14 | 23122.05 | 19818.9 | 23122.05
FR | 1 | 20 | 15 | 23122.05 | 19818.9 | 23122.05
FR | 1 | 20 | 16 | 23337.3 | 20003.4 | 23337.3
FR | 1 | 20 | 17 | 23773.75 | 20377.5 | 23773.75
FR | 1 | 20 | 18 | 23831.85 | 20427.3 | 23831.85
FR | 1 | 20 | 19 | 23689.75 | 20305.5 | 23689.75
FR | 1 | 20 | 20 | 23017.4 | 19729.2 | 23017.4
FR | 1 | 20 | 21 | 22123.5 | 18963 | 22123.5
FR | 1 | 20 | 22 | 21172.9 | 18148.2 | 21172.9
FR | 1 | 20 | 23 | 20328.35 | 17424.3 | 20328.35
FR | 1 | 20 | 24 | 19281.5 | 16527 | 19281.5
FR | 1 | 21 | 1 | 18963 | 16254 | 18963
FR | 1 | 21 | 2 | 18806.2 | 16119.6 | 18806.2
FR | 1 | 21 | 3 | 18560.85 | 15909.3 | 18560.85
FR | 1 | 21 | 4 | 18742.15 | 16064.7 | 18742.15
FR | 1 | 21 | 5 | 19717.95 | 16901.1 | 19717.95
FR | 1 | 21 | 6 | 23412.9 | 20068.2 | 23412.9
FR | 1 | 21 | 7 | 25383.05 | 21756.9 | 25383.05
FR | 1 | 21 | 8 | 26406.45 | 22634.1 | 26406.45
FR | 1 | 21 | 9 | 26674.55 | 22863.9 | 26674.55
FR | 1 | 21 | 10 | 26960.15 | 23108.7 | 26960.15
FR | 1 | 21 | 11 | 26921.3 | 23075.4 | 26921.3
FR | 1 | 21 | 12 | 26916.05 | 23070.9 | 26916.05
FR | 1 | 21 | 13 | 26810.7 | 22980.6 | 26810.7
FR | 1 | 21 | 14 | 26773.6 | 22948.8 | 26773.6
FR | 1 | 21 | 15 | 26695.2 | 22881.6 | 26695.2
FR | 1 | 21 | 16 | 26820.5 | 22989 | 26820.5
FR | 1 | 21 | 17 | 26929.7 | 23082.6 | 26929.7
FR | 1 | 21 | 18 | 27003.9 | 23146.2 | 27003.9
FR | 1 | 21 | 19 | 26801.6 | 22972.8 | 26801.6
FR | 1 | 21 | 20 | 25943.75 | 22237.5 | 25943.75
FR | 1 | 21 | 21 | 23617.65 | 20243.7 | 23617.65
FR | 1 | 21 | 22 | 22405.25 | 19204.5 | 22405.25
FR | 1 | 21 | 23 | 21502.6 | 18430.8 | 21502.6
FR | 1 | 21 | 24 | 18934.65 | 16229.7 | 18934.65
FR | 1 | 22 | 1 | 18708.2 | 16035.6 | 18708.2
FR | 1 | 22 | 2 | 18502.05 | 15858.9 | 18502.05
FR | 1 | 22 | 3 | 18485.25 | 15844.5 | 18485.25
FR | 1 | 22 | 4 | 18742.15 | 16064.7 | 18742.15
FR | 1 | 22 | 5 | 19754.7 | 16932.6 | 19754.7
FR | 1 | 22 | 6 | 23449.65 | 20099.7 | 23449.65
FR | 1 | 22 | 7 | 25383.05 | 21756.9 | 25383.05
FR | 1 | 22 | 8 | 26406.45 | 22634.1 | 26406.45
FR | 1 | 22 | 9 | 26674.55 | 22863.9 | 26674.55
FR | 1 | 22 | 10 | 26914.3 | 23069.4 | 26914.3
FR | 1 | 22 | 11 | 26921.3 | 23075.4 | 26921.3
FR | 1 | 22 | 12 | 26819.8 | 22988.4 | 26819.8
FR | 1 | 22 | 13 | 26773.6 | 22948.8 | 26773.6
FR | 1 | 22 | 14 | 26672.8 | 22862.4 | 26672.8
FR | 1 | 22 | 15 | 26604.9 | 22804.2 | 26604.9
FR | 1 | 22 | 16 | 26663.35 | 22854.3 | 26663.35
FR | 1 | 22 | 17 | 26788.65 | 22961.7 | 26788.65
FR | 1 | 22 | 18 | 26943.7 | 23094.6 | 26943.7
FR | 1 | 22 | 19 | 26863.2 | 23025.6 | 26863.2
FR | 1 | 22 | 20 | 25945.15 | 22238.7 | 25945.15
FR | 1 | 22 | 21 | 23618.35 | 20244.3 | 23618.35
FR | 1 | 22 | 22 | 22515.85 | 19299.3 | 22515.85
FR | 1 | 22 | 23 | 21541.45 | 18464.1 | 21541.45
FR | 1 | 22 | 24 | 18934.65 | 16229.7 | 18934.65
FR | 1 | 23 | 1 | 18672.5 | 16005 | 18672.5
FR | 1 | 23 | 2 | 18502.05 | 15858.9 | 18502.05
FR | 1 | 23 | 3 | 18485.25 | 15844.5 | 18485.25
FR | 1 | 23 | 4 | 18485.25 | 15844.5 | 18485.25
FR | 1 | 23 | 5 | 19539.45 | 16748.1 | 19539.45
FR | 1 | 23 | 6 | 23310.35 | 19980.3 | 23310.35
FR | 1 | 23 | 7 | 25383.05 | 21756.9 | 25383.05
FR | 1 | 23 | 8 | 26406.45 | 22634.1 | 26406.45
FR | 1 | 23 | 9 | 26674.55 | 22863.9 | 26674.55
FR | 1 | 23 | 10 | 26938.1 | 23089.8 | 26938.1
FR | 1 | 23 | 11 | 26921.3 | 23075.4 | 26921.3
FR | 1 | 23 | 12 | 26920.6 | 23074.8 | 26920.6
FR | 1 | 23 | 13 | 26824.7 | 22992.6 | 26824.7
FR | 1 | 23 | 14 | 26810.7 | 22980.6 | 26810.7
FR | 1 | 23 | 15 | 26810.7 | 22980.6 | 26810.7
FR | 1 | 23 | 16 | 26900.65 | 23057.7 | 26900.65
FR | 1 | 23 | 17 | 26943.7 | 23094.6 | 26943.7
FR | 1 | 23 | 18 | 27004.6 | 23146.8 | 27004.6
FR | 1 | 23 | 19 | 26863.2 | 23025.6 | 26863.2
FR | 1 | 23 | 20 | 25945.15 | 22238.7 | 25945.15
FR | 1 | 23 | 21 | 23618.35 | 20244.3 | 23618.35
FR | 1 | 23 | 22 | 22515.85 | 19299.3 | 22515.85
FR | 1 | 23 | 23 | 21541.45 | 18464.1 | 21541.45
FR | 1 | 23 | 24 | 18934.65 | 16229.7 | 18934.65
FR | 1 | 24 | 1 | 18583.6 | 15928.8 | 18583.6
FR | 1 | 24 | 2 | 18377.8 | 15752.4 | 18377.8
FR | 1 | 24 | 3 | 18402.3 | 15773.4 | 18402.3
FR | 1 | 24 | 4 | 18437.65 | 15803.7 | 18437.65
FR | 1 | 24 | 5 | 19539.45 | 16748.1 | 19539.45
FR | 1 | 24 | 6 | 23310.35 | 19980.3 | 23310.35
FR | 1 | 24 | 7 | 25383.05 | 21756.9 | 25383.05
FR | 1 | 24 | 8 | 26406.45 | 22634.1 | 26406.45
FR | 1 | 24 | 9 | 26674.55 | 22863.9 | 26674.55
FR | 1 | 24 | 10 | 26996.2 | 23139.6 | 26996.2
FR | 1 | 24 | 11 | 27003.2 | 23145.6 | 27003.2
FR | 1 | 24 | 12 | 26967.15 | 23114.7 | 26967.15
FR | 1 | 24 | 13 | 26971.7 | 23118.6 | 26971.7
FR | 1 | 24 | 14 | 26948.6 | 23098.8 | 26948.6
FR | 1 | 24 | 15 | 26925.85 | 23079.3 | 26925.85
FR | 1 | 24 | 16 | 27038.9 | 23176.2 | 27038.9
FR | 1 | 24 | 17 | 27108.9 | 23236.2 | 27108.9
FR | 1 | 24 | 18 | 27108.9 | 23236.2 | 27108.9
FR | 1 | 24 | 19 | 26966.8 | 23114.4 | 26966.8
FR | 1 | 24 | 20 | 26087.6 | 22360.8 | 26087.6
FR | 1 | 24 | 21 | 23760.8 | 20366.4 | 23760.8
FR | 1 | 24 | 22 | 22658.3 | 19421.4 | 22658.3
FR | 1 | 24 | 23 | 21626.15 | 18536.7 | 21626.15
FR | 1 | 24 | 24 | 19281.5 | 16527 | 19281.5
FR | 1 | 25 | 1 | 18999.75 | 16285.5 | 18999.75
FR | 1 | 25 | 2 | 18842.95 | 16151.1 | 18842.95
FR | 1 | 25 | 3 | 18778.9 | 16096.2 | 18778.9
FR | 1 | 25 | 4 | 18778.9 | 16096.2 | 18778.9
FR | 1 | 25 | 5 | 19754.7 | 16932.6 | 19754.7
FR | 1 | 25 | 6 | 23449.65 | 20099.7 | 23449.65
FR | 1 | 25 | 7 | 25383.05 | 21756.9 | 25383.05
FR | 1 | 25 | 8 | 26406.45 | 22634.1 | 26406.45
FR | 1 | 25 | 9 | 26674.55 | 22863.9 | 26674.55
FR | 1 | 25 | 10 | 26996.2 | 23139.6 | 26996.2
FR | 1 | 25 | 11 | 27003.2 | 23145.6 | 27003.2
FR | 1 | 25 | 12 | 27003.2 | 23145.6 | 27003.2
FR | 1 | 25 | 13 | 27008.1 | 23149.8 | 27008.1
FR | 1 | 25 | 14 | 27008.1 | 23149.8 | 27008.1
FR | 1 | 25 | 15 | 27008.1 | 23149.8 | 27008.1
FR | 1 | 25 | 16 | 27098.05 | 23226.9 | 27098.05
FR | 1 | 25 | 17 | 27108.9 | 23236.2 | 27108.9
FR | 1 | 25 | 18 | 27108.9 | 23236.2 | 27108.9
FR | 1 | 25 | 19 | 26966.8 | 23114.4 | 26966.8
FR | 1 | 25 | 20 | 26087.6 | 22360.8 | 26087.6
FR | 1 | 25 | 21 | 23760.8 | 20366.4 | 23760.8
FR | 1 | 25 | 22 | 22658.3 | 19421.4 | 22658.3
FR | 1 | 25 | 23 | 21626.15 | 18536.7 | 21626.15
FR | 1 | 25 | 24 | 19141.5 | 16407 | 19141.5
FR | 1 | 26 | 1 | 18713.8 | 16040.4 | 18713.8
FR | 1 | 26 | 2 | 18578 | 15924 | 18578
FR | 1 | 26 | 3 | 18515 | 15870 | 18515
FR | 1 | 26 | 4 | 18515 | 15870 | 18515
FR | 1 | 26 | 5 | 18554.2 | 15903.6 | 18554.2
FR | 1 | 26 | 6 | 19022.15 | 16304.7 | 19022.15
FR | 1 | 26 | 7 | 20159.65 | 17279.7 | 20159.65
FR | 1 | 26 | 8 | 21788.2 | 18675.6 | 21788.2
FR | 1 | 26 | 9 | 22537.55 | 19317.9 | 22537.55
FR | 1 | 26 | 10 | 23020.9 | 19732.2 | 23020.9
FR | 1 | 26 | 11 | 23150.4 | 19843.2 | 23150.4
FR | 1 | 26 | 12 | 23150.4 | 19843.2 | 23150.4
FR | 1 | 26 | 13 | 22930.25 | 19654.5 | 22930.25
FR | 1 | 26 | 14 | 22877.4 | 19609.2 | 22877.4
FR | 1 | 26 | 15 | 22801.45 | 19544.1 | 22801.45
FR | 1 | 26 | 16 | 22973.65 | 19691.7 | 22973.65
FR | 1 | 26 | 17 | 23467.85 | 20115.3 | 23467.85
FR | 1 | 26 | 18 | 23565.85 | 20199.3 | 23565.85
FR | 1 | 26 | 19 | 23420.95 | 20075.1 | 23420.95
FR | 1 | 26 | 20 | 22747.55 | 19497.9 | 22747.55
FR | 1 | 26 | 21 | 21854.35 | 18732.3 | 21854.35
FR | 1 | 26 | 22 | 20903.05 | 17916.9 | 20903.05
FR | 1 | 26 | 23 | 20115.9 | 17242.2 | 20115.9
FR | 1 | 26 | 24 | 18493.3 | 15851.4 | 18493.3
FR | 1 | 27 | 1 | 17985.8 | 15416.4 | 17985.8
FR | 1 | 27 | 2 | 17818.15 | 15272.7 | 17818.15
FR | 1 | 27 | 3 | 17647.7 | 15126.6 | 17647.7
FR | 1 | 27 | 4 | 17689 | 15162 | 17689
FR | 1 | 27 | 5 | 17662.4 | 15139.2 | 17662.4
FR | 1 | 27 | 6 | 18115.65 | 15527.7 | 18115.65
FR | 1 | 27 | 7 | 19537.7 | 16746.6 | 19537.7
FR | 1 | 27 | 8 | 21257.25 | 18220.5 | 21257.25
FR | 1 | 27 | 9 | 22145.55 | 18981.9 | 22145.55
FR | 1 | 27 | 10 | 22628.2 | 19395.6 | 22628.2
FR | 1 | 27 | 11 | 22693.3 | 19451.4 | 22693.3
FR | 1 | 27 | 12 | 22540.35 | 19320.3 | 22540.35
FR | 1 | 27 | 13 | 22482.6 | 19270.8 | 22482.6
FR | 1 | 27 | 14 | 22378.3 | 19181.4 | 22378.3
FR | 1 | 27 | 15 | 22391.25 | 19192.5 | 22391.25
FR | 1 | 27 | 16 | 22447.6 | 19240.8 | 22447.6
FR | 1 | 27 | 17 | 22989.05 | 19704.9 | 22989.05
FR | 1 | 27 | 18 | 23156.35 | 19848.3 | 23156.35
FR | 1 | 27 | 19 | 23156.35 | 19848.3 | 23156.35
FR | 1 | 27 | 20 | 22630.65 | 19397.7 | 22630.65
FR | 1 | 27 | 21 | 21872.55 | 18747.9 | 21872.55
FR | 1 | 27 | 22 | 20906.55 | 17919.9 | 20906.55
FR | 1 | 27 | 23 | 20044.15 | 17180.7 | 20044.15
FR | 1 | 27 | 24 | 19114.9 | 16384.2 | 19114.9
FR | 1 | 28 | 1 | 18658.85 | 15993.3 | 18658.85
FR | 1 | 28 | 2 | 18365.9 | 15742.2 | 18365.9
FR | 1 | 28 | 3 | 18301.5 | 15687 | 18301.5
FR | 1 | 28 | 4 | 18344.9 | 15724.2 | 18344.9
FR | 1 | 28 | 5 | 19348 | 16584 | 19348
FR | 1 | 28 | 6 | 23416.05 | 20070.9 | 23416.05
FR | 1 | 28 | 7 | 25472.3 | 21833.4 | 25472.3
FR | 1 | 28 | 8 | 26413.45 | 22640.1 | 26413.45
FR | 1 | 28 | 9 | 26486.95 | 22703.1 | 26486.95
FR | 1 | 28 | 10 | 26495 | 22710 | 26495
FR | 1 | 28 | 11 | 26398.75 | 22627.5 | 26398.75
FR | 1 | 28 | 12 | 26398.75 | 22627.5 | 26398.75
FR | 1 | 28 | 13 | 26268.55 | 22515.9 | 26268.55
FR | 1 | 28 | 14 | 26239.5 | 22491 | 26239.5
FR | 1 | 28 | 15 | 26216.05 | 22470.9 | 26216.05
FR | 1 | 28 | 16 | 26216.05 | 22470.9 | 26216.05
FR | 1 | 28 | 17 | 26314.4 | 22555.2 | 26314.4
FR | 1 | 28 | 18 | 26392.45 | 22622.1 | 26392.45
FR | 1 | 28 | 19 | 26392.45 | 22622.1 | 26392.45
FR | 1 | 28 | 20 | 25806.55 | 22119.9 | 25806.55
FR | 1 | 28 | 21 | 23566.2 | 20199.6 | 23566.2
FR | 1 | 28 | 22 | 22392.3 | 19193.4 | 22392.3
FR | 1 | 28 | 23 | 21152.25 | 18130.5 | 21152.25
FR | 1 | 28 | 24 | 18990.3 | 16277.4 | 18990.3
FR | 1 | 29 | 1 | 18541.95 | 15893.1 | 18541.95
FR | 1 | 29 | 2 | 18187.4 | 15589.2 | 18187.4
FR | 1 | 29 | 3 | 18156.25 | 15562.5 | 18156.25
FR | 1 | 29 | 4 | 18156.25 | 15562.5 | 18156.25
FR | 1 | 29 | 5 | 19054.7 | 16332.6 | 19054.7
FR | 1 | 29 | 6 | 22005.2 | 18861.6 | 22005.2
FR | 1 | 29 | 7 | 24209.5 | 20751 | 24209.5
FR | 1 | 29 | 8 | 25739 | 22062 | 25739
FR | 1 | 29 | 9 | 26071.85 | 22347.3 | 26071.85
FR | 1 | 29 | 10 | 26069.4 | 22345.2 | 26069.4
FR | 1 | 29 | 11 | 26059.95 | 22337.1 | 26059.95
FR | 1 | 29 | 12 | 26039.3 | 22319.4 | 26039.3
FR | 1 | 29 | 13 | 25926.25 | 22222.5 | 25926.25
FR | 1 | 29 | 14 | 25926.25 | 22222.5 | 25926.25
FR | 1 | 29 | 15 | 25818.1 | 22129.8 | 25818.1
FR | 1 | 29 | 16 | 25818.1 | 22129.8 | 25818.1
FR | 1 | 29 | 17 | 25730.95 | 22055.1 | 25730.95
FR | 1 | 29 | 18 | 25769.45 | 22088.1 | 25769.45
FR | 1 | 29 | 19 | 25682.3 | 22013.4 | 25682.3
FR | 1 | 29 | 20 | 25323.55 | 21705.9 | 25323.55
FR | 1 | 29 | 21 | 23477.65 | 20123.7 | 23477.65
FR | 1 | 29 | 22 | 22201.55 | 19029.9 | 22201.55
FR | 1 | 29 | 23 | 20796.65 | 17825.7 | 20796.65
FR | 1 | 29 | 24 | 18997.3 | 16283.4 | 18997.3
FR | 1 | 30 | 1 | 18596.55 | 15939.9 | 18596.55
FR | 1 | 30 | 2 | 18182.15 | 15584.7 | 18182.15
FR | 1 | 30 | 3 | 18117.75 | 15529.5 | 18117.75
FR | 1 | 30 | 4 | 18217.5 | 15615 | 18217.5
FR | 1 | 30 | 5 | 19062.4 | 16339.2 | 19062.4
FR | 1 | 30 | 6 | 21874.65 | 18749.7 | 21874.65
FR | 1 | 30 | 7 | 24155.95 | 20705.1 | 24155.95
FR | 1 | 30 | 8 | 25174.45 | 21578.1 | 25174.45
FR | 1 | 30 | 9 | 25595.85 | 21939.3 | 25595.85
FR | 1 | 30 | 10 | 25731.3 | 22055.4 | 25731.3
FR | 1 | 30 | 11 | 25643.45 | 21980.1 | 25643.45
FR | 1 | 30 | 12 | 25490.5 | 21849 | 25490.5
FR | 1 | 30 | 13 | 25335.8 | 21716.4 | 25335.8
FR | 1 | 30 | 14 | 25318.3 | 21701.4 | 25318.3
FR | 1 | 30 | 15 | 25210.15 | 21608.7 | 25210.15
FR | 1 | 30 | 16 | 25158.35 | 21564.3 | 25158.35
FR | 1 | 30 | 17 | 25331.25 | 21712.5 | 25331.25
FR | 1 | 30 | 18 | 25508 | 21864 | 25508
FR | 1 | 30 | 19 | 25627.7 | 21966.6 | 25627.7
FR | 1 | 30 | 20 | 25410.7 | 21780.6 | 25410.7
FR | 1 | 30 | 21 | 23641.1 | 20263.8 | 23641.1
FR | 1 | 30 | 22 | 22192.1 | 19021.8 | 22192.1
FR | 1 | 30 | 23 | 20807.5 | 17835 | 20807.5
FR | 1 | 30 | 24 | 18984.35 | 16272.3 | 18984.35
FR | 1 | 31 | 1 | 18601.1 | 15943.8 | 18601.1
FR | 1 | 31 | 2 | 18187.4 | 15589.2 | 18187.4
FR | 1 | 31 | 3 | 18093.95 | 15509.1 | 18093.95
FR | 1 | 31 | 4 | 18097.45 | 15512.1 | 18097.45
FR | 1 | 31 | 5 | 19125.75 | 16393.5 | 19125.75
FR | 1 | 31 | 6 | 22540.35 | 19320.3 | 22540.35
FR | 1 | 31 | 7 | 24902.5 | 21345 | 24902.5
FR | 1 | 31 | 8 | 26259.8 | 22508.4 | 26259.8
FR | 1 | 31 | 9 | 26243.7 | 22494.6 | 26243.7
FR | 1 | 31 | 10 | 26374.95 | 22607.1 | 26374.95
FR | 1 | 31 | 11 | 26255.95 | 22505.1 | 26255.95
FR | 1 | 31 | 12 | 26039.3 | 22319.4 | 26039.3
FR | 1 | 31 | 13 | 25926.25 | 22222.5 | 25926.25
FR | 1 | 31 | 14 | 25738.65 | 22061.7 | 25738.65
FR | 1 | 31 | 15 | 25630.15 | 21968.7 | 25630.15
FR | 1 | 31 | 16 | 25630.15 | 21968.7 | 25630.15
FR | 1 | 31 | 17 | 25676.35 | 22008.3 | 25676.35
FR | 1 | 31 | 18 | 25932.9 | 22228.2 | 25932.9
FR | 1 | 31 | 19 | 25999.05 | 22284.9 | 25999.05
FR | 1 | 31 | 20 | 25637.5 | 21975 | 25637.5
FR | 1 | 31 | 21 | 23642.5 | 20265 | 23642.5
FR | 1 | 31 | 22 | 22176.7 | 19008.6 | 22176.7
FR | 1 | 31 | 23 | 20977.95 | 17981.1 | 20977.95
FR | 1 | 31 | 24 | 19103.35 | 16374.3 | 19103.35
FR | 2 | 1 | 1 | 18688.95 | 16019.1 | 18688.95
FR | 2 | 1 | 2 | 18329.85 | 15711.3 | 18329.85
FR | 2 | 1 | 3 | 18285.05 | 15672.9 | 18285.05
FR | 2 | 1 | 4 | 18285.05 | 15672.9 | 18285.05
FR | 2 | 1 | 5 | 19176.85 | 16437.3 | 19176.85
FR | 2 | 1 | 6 | 22126.65 | 18965.7 | 22126.65
FR | 2 | 1 | 7 | 24302.25 | 20830.5 | 24302.25
FR | 2 | 1 | 8 | 25980.5 | 22269 | 25980.5
FR | 2 | 1 | 9 | 26301.45 | 22544.1 | 26301.45
FR | 2 | 1 | 10 | 26432.7 | 22656.6 | 26432.7
FR | 2 | 1 | 11 | 26342.75 | 22579.5 | 26342.75
FR | 2 | 1 | 12 | 26257.35 | 22506.3 | 26257.35
FR | 2 | 1 | 13 | 26080.95 | 22355.1 | 26080.95
FR | 2 | 1 | 14 | 26129.25 | 22396.5 | 26129.25
FR | 2 | 1 | 15 | 25875.85 | 22179.3 | 25875.85
FR | 2 | 1 | 16 | 26026.7 | 22308.6 | 26026.7
FR | 2 | 1 | 17 | 26039.65 | 22319.7 | 26039.65
FR | 2 | 1 | 18 | 26140.8 | 22406.4 | 26140.8
FR | 2 | 1 | 19 | 26303.55 | 22545.9 | 26303.55
FR | 2 | 1 | 20 | 25904.9 | 22204.2 | 25904.9
FR | 2 | 1 | 21 | 23697.45 | 20312.1 | 23697.45
FR | 2 | 1 | 22 | 22379 | 19182 | 22379
FR | 2 | 1 | 23 | 21228.55 | 18195.9 | 21228.55
FR | 2 | 1 | 24 | 18600.4 | 15943.2 | 18600.4
FR | 2 | 2 | 1 | 18149.6 | 15556.8 | 18149.6
FR | 2 | 2 | 2 | 17673.25 | 15148.5 | 17673.25
FR | 2 | 2 | 3 | 17652.95 | 15131.1 | 17652.95
FR | 2 | 2 | 4 | 17682.7 | 15156.6 | 17682.7
FR | 2 | 2 | 5 | 17736.25 | 15202.5 | 17736.25
FR | 2 | 2 | 6 | 18052.3 | 15473.4 | 18052.3
FR | 2 | 2 | 7 | 19357.45 | 16592.1 | 19357.45
FR | 2 | 2 | 8 | 21148.05 | 18126.9 | 21148.05
FR | 2 | 2 | 9 | 22037.4 | 18889.2 | 22037.4
FR | 2 | 2 | 10 | 22550.15 | 19328.7 | 22550.15
FR | 2 | 2 | 11 | 22573.6 | 19348.8 | 22573.6
FR | 2 | 2 | 12 | 22573.6 | 19348.8 | 22573.6
FR | 2 | 2 | 13 | 22557.15 | 19334.7 | 22557.15
FR | 2 | 2 | 14 | 22524.25 | 19306.5 | 22524.25
FR | 2 | 2 | 15 | 22524.25 | 19306.5 | 22524.25
FR | 2 | 2 | 16 | 22676.15 | 19436.7 | 22676.15
FR | 2 | 2 | 17 | 23383.5 | 20043 | 23383.5
FR | 2 | 2 | 18 | 23425.15 | 20078.7 | 23425.15
FR | 2 | 2 | 19 | 23329.25 | 19996.5 | 23329.25
FR | 2 | 2 | 20 | 22745.8 | 19496.4 | 22745.8
FR | 2 | 2 | 21 | 21861.7 | 18738.6 | 21861.7
FR | 2 | 2 | 22 | 21059.85 | 18051.3 | 21059.85
FR | 2 | 2 | 23 | 20145.3 | 17267.4 | 20145.3
FR | 2 | 2 | 24 | 18772.25 | 16090.5 | 18772.25
FR | 2 | 3 | 1 | 18201.4 | 15601.2 | 18201.4
FR | 2 | 3 | 2 | 17967.95 | 15401.1 | 17967.95
FR | 2 | 3 | 3 | 17838.8 | 15290.4 | 17838.8
FR | 2 | 3 | 4 | 17838.8 | 15290.4 | 17838.8
FR | 2 | 3 | 5 | 17973.2 | 15405.6 | 17973.2
FR | 2 | 3 | 6 | 18364.5 | 15741 | 18364.5
FR | 2 | 3 | 7 | 19694.85 | 16881.3 | 19694.85
FR | 2 | 3 | 8 | 21428.05 | 18366.9 | 21428.05
FR | 2 | 3 | 9 | 22223.25 | 19048.5 | 22223.25
FR | 2 | 3 | 10 | 22795.5 | 19539 | 22795.5
FR | 2 | 3 | 11 | 22845.9 | 19582.2 | 22845.9
FR | 2 | 3 | 12 | 22813.35 | 19554.3 | 22813.35
FR | 2 | 3 | 13 | 22598.8 | 19370.4 | 22598.8
FR | 2 | 3 | 14 | 22524.25 | 19306.5 | 22524.25
FR | 2 | 3 | 15 | 22524.25 | 19306.5 | 22524.25
FR | 2 | 3 | 16 | 22634.5 | 19401 | 22634.5
FR | 2 | 3 | 17 | 23175.95 | 19865.1 | 23175.95
FR | 2 | 3 | 18 | 23259.95 | 19937.1 | 23259.95
FR | 2 | 3 | 19 | 23259.95 | 19937.1 | 23259.95
FR | 2 | 3 | 20 | 22809.5 | 19551 | 22809.5
FR | 2 | 3 | 21 | 21925.4 | 18793.2 | 21925.4
FR | 2 | 3 | 22 | 20999.65 | 17999.7 | 20999.65
FR | 2 | 3 | 23 | 20122.55 | 17247.9 | 20122.55
FR | 2 | 3 | 24 | 19259.8 | 16508.4 | 19259.8
FR | 2 | 4 | 1 | 18818.1 | 16129.8 | 18818.1
FR | 2 | 4 | 2 | 18460.75 | 15823.5 | 18460.75
FR | 2 | 4 | 3 | 18316.2 | 15699.6 | 18316.2
FR | 2 | 4 | 4 | 18313.75 | 15697.5 | 18313.75
FR | 2 | 4 | 5 | 19291.65 | 16535.7 | 19291.65
FR | 2 | 4 | 6 | 22235.85 | 19059.3 | 22235.85
FR | 2 | 4 | 7 | 24577 | 21066 | 24577
FR | 2 | 4 | 8 | 26093.9 | 22366.2 | 26093.9
FR | 2 | 4 | 9 | 26301.45 | 22544.1 | 26301.45
FR | 2 | 4 | 10 | 26432.7 | 22656.6 | 26432.7
FR | 2 | 4 | 11 | 26375.3 | 22607.4 | 26375.3
FR | 2 | 4 | 12 | 26257.35 | 22506.3 | 26257.35
FR | 2 | 4 | 13 | 26134.85 | 22401.3 | 26134.85
FR | 2 | 4 | 14 | 26101.6 | 22372.8 | 26101.6
FR | 2 | 4 | 15 | 26039.3 | 22319.4 | 26039.3
FR | 2 | 4 | 16 | 26039.3 | 22319.4 | 26039.3
FR | 2 | 4 | 17 | 26119.8 | 22388.4 | 26119.8
FR | 2 | 4 | 18 | 26332.6 | 22570.8 | 26332.6
FR | 2 | 4 | 19 | 26332.6 | 22570.8 | 26332.6
FR | 2 | 4 | 20 | 25858.7 | 22164.6 | 25858.7
FR | 2 | 4 | 21 | 23697.45 | 20312.1 | 23697.45
FR | 2 | 4 | 22 | 22420.3 | 19217.4 | 22420.3
FR | 2 | 4 | 23 | 21228.55 | 18195.9 | 21228.55
FR | 2 | 4 | 24 | 19138.35 | 16404.3 | 19138.35
FR | 2 | 5 | 1 | 18696.65 | 16025.7 | 18696.65
FR | 2 | 5 | 2 | 18313.05 | 15696.9 | 18313.05
FR | 2 | 5 | 3 | 18268.25 | 15658.5 | 18268.25
FR | 2 | 5 | 4 | 18268.25 | 15658.5 | 18268.25
FR | 2 | 5 | 5 | 19213.6 | 16468.8 | 19213.6
FR | 2 | 5 | 6 | 22485.75 | 19273.5 | 22485.75
FR | 2 | 5 | 7 | 24774.4 | 21235.2 | 24774.4
FR | 2 | 5 | 8 | 26400.5 | 22629 | 26400.5
FR | 2 | 5 | 9 | 26408.55 | 22635.9 | 26408.55
FR | 2 | 5 | 10 | 26477.5 | 22695 | 26477.5
FR | 2 | 5 | 11 | 26456.5 | 22677 | 26456.5
FR | 2 | 5 | 12 | 26456.5 | 22677 | 26456.5
FR | 2 | 5 | 13 | 26440.4 | 22663.2 | 26440.4
FR | 2 | 5 | 14 | 26440.4 | 22663.2 | 26440.4
FR | 2 | 5 | 15 | 26416.95 | 22643.1 | 26416.95
FR | 2 | 5 | 16 | 26416.95 | 22643.1 | 26416.95
FR | 2 | 5 | 17 | 26531.75 | 22741.5 | 26531.75
FR | 2 | 5 | 18 | 26691 | 22878 | 26691
FR | 2 | 5 | 19 | 26752.25 | 22930.5 | 26752.25
FR | 2 | 5 | 20 | 25950.4 | 22243.2 | 25950.4
FR | 2 | 5 | 21 | 23633.4 | 20257.2 | 23633.4
FR | 2 | 5 | 22 | 22463.7 | 19254.6 | 22463.7
FR | 2 | 5 | 23 | 21510.3 | 18437.4 | 21510.3
FR | 2 | 5 | 24 | 19365.15 | 16598.7 | 19365.15
FR | 2 | 6 | 1 | 18985.4 | 16273.2 | 18985.4
FR | 2 | 6 | 2 | 18683.7 | 16014.6 | 18683.7
FR | 2 | 6 | 3 | 18675.3 | 16007.4 | 18675.3
FR | 2 | 6 | 4 | 18623.85 | 15963.3 | 18623.85
FR | 2 | 6 | 5 | 19693.8 | 16880.4 | 19693.8
FR | 2 | 6 | 6 | 23591.05 | 20220.9 | 23591.05
FR | 2 | 6 | 7 | 25582.9 | 21928.2 | 25582.9
FR | 2 | 6 | 8 | 26524.05 | 22734.9 | 26524.05
FR | 2 | 6 | 9 | 26626.95 | 22823.1 | 26626.95
FR | 2 | 6 | 10 | 26764.85 | 22941.3 | 26764.85
FR | 2 | 6 | 11 | 26710.6 | 22894.8 | 26710.6
FR | 2 | 6 | 12 | 26569.9 | 22774.2 | 26569.9
FR | 2 | 6 | 13 | 26547.5 | 22755 | 26547.5
FR | 2 | 6 | 14 | 26440.4 | 22663.2 | 26440.4
FR | 2 | 6 | 15 | 26416.95 | 22643.1 | 26416.95
FR | 2 | 6 | 16 | 26495.35 | 22710.3 | 26495.35
FR | 2 | 6 | 17 | 26634.65 | 22829.7 | 26634.65
FR | 2 | 6 | 18 | 26803 | 22974 | 26803
FR | 2 | 6 | 19 | 26789.7 | 22962.6 | 26789.7
FR | 2 | 6 | 20 | 26002.55 | 22287.9 | 26002.55
FR | 2 | 6 | 21 | 23633.4 | 20257.2 | 23633.4
FR | 2 | 6 | 22 | 22463.7 | 19254.6 | 22463.7
FR | 2 | 6 | 23 | 21504.7 | 18432.6 | 21504.7
FR | 2 | 6 | 24 | 19418.7 | 16644.6 | 19418.7
FR | 2 | 7 | 1 | 19004.3 | 16289.4 | 19004.3
FR | 2 | 7 | 2 | 18714.5 | 16041 | 18714.5
FR | 2 | 7 | 3 | 18638.55 | 15975.9 | 18638.55
FR | 2 | 7 | 4 | 18638.55 | 15975.9 | 18638.55
FR | 2 | 7 | 5 | 19799.15 | 16970.7 | 19799.15
FR | 2 | 7 | 6 | 23639 | 20262 | 23639
FR | 2 | 7 | 7 | 25537.75 | 21889.5 | 25537.75
FR | 2 | 7 | 8 | 26521.6 | 22732.8 | 26521.6
FR | 2 | 7 | 9 | 26749.8 | 22928.4 | 26749.8
FR | 2 | 7 | 10 | 26923.05 | 23076.9 | 26923.05
FR | 2 | 7 | 11 | 26865.65 | 23027.7 | 26865.65
FR | 2 | 7 | 12 | 26710.6 | 22894.8 | 26710.6
FR | 2 | 7 | 13 | 26689.25 | 22876.5 | 26689.25
FR | 2 | 7 | 14 | 26694.5 | 22881 | 26694.5
FR | 2 | 7 | 15 | 26612.95 | 22811.1 | 26612.95
FR | 2 | 7 | 16 | 26657.4 | 22849.2 | 26657.4
FR | 2 | 7 | 17 | 26803 | 22974 | 26803
FR | 2 | 7 | 18 | 26989.55 | 23133.9 | 26989.55
FR | 2 | 7 | 19 | 26973.8 | 23120.4 | 26973.8
FR | 2 | 7 | 20 | 26023.9 | 22306.2 | 26023.9
FR | 2 | 7 | 21 | 23712.85 | 20325.3 | 23712.85
FR | 2 | 7 | 22 | 22693.65 | 19451.7 | 22693.65
FR | 2 | 7 | 23 | 21700.7 | 18600.6 | 21700.7
FR | 2 | 7 | 24 | 19328.75 | 16567.5 | 19328.75
FR | 2 | 8 | 1 | 19101.25 | 16372.5 | 19101.25
FR | 2 | 8 | 2 | 19094.25 | 16366.5 | 19094.25
FR | 2 | 8 | 3 | 18917.15 | 16214.7 | 18917.15
FR | 2 | 8 | 4 | 18917.15 | 16214.7 | 18917.15
FR | 2 | 8 | 5 | 20158.6 | 17278.8 | 20158.6
FR | 2 | 8 | 6 | 23891 | 20478 | 23891
FR | 2 | 8 | 7 | 25929.4 | 22225.2 | 25929.4
FR | 2 | 8 | 8 | 27033.3 | 23171.4 | 27033.3
FR | 2 | 8 | 9 | 27172.25 | 23290.5 | 27172.25
FR | 2 | 8 | 10 | 27127.45 | 23252.1 | 27127.45
FR | 2 | 8 | 11 | 26945.8 | 23096.4 | 26945.8
FR | 2 | 8 | 12 | 26787.6 | 22960.8 | 26787.6
FR | 2 | 8 | 13 | 26689.25 | 22876.5 | 26689.25
FR | 2 | 8 | 14 | 26689.25 | 22876.5 | 26689.25
FR | 2 | 8 | 15 | 26694.5 | 22881 | 26694.5
FR | 2 | 8 | 16 | 26773.95 | 22949.1 | 26773.95
FR | 2 | 8 | 17 | 26885.6 | 23044.8 | 26885.6
FR | 2 | 8 | 18 | 27069.7 | 23202.6 | 27069.7
FR | 2 | 8 | 19 | 27060.25 | 23194.5 | 27060.25
FR | 2 | 8 | 20 | 26158.65 | 22421.7 | 26158.65
FR | 2 | 8 | 21 | 23796.15 | 20396.7 | 23796.15
FR | 2 | 8 | 22 | 22732.5 | 19485 | 22732.5
FR | 2 | 8 | 23 | 21773.15 | 18662.7 | 21773.15
FR | 2 | 8 | 24 | 18730.6 | 16054.8 | 18730.6
FR | 2 | 9 | 1 | 18285.75 | 15673.5 | 18285.75
FR | 2 | 9 | 2 | 18349.1 | 15727.8 | 18349.1
FR | 2 | 9 | 3 | 18311.3 | 15695.4 | 18311.3
FR | 2 | 9 | 4 | 18286.1 | 15673.8 | 18286.1
FR | 2 | 9 | 5 | 18665.5 | 15999 | 18665.5
FR | 2 | 9 | 6 | 19184.55 | 16443.9 | 19184.55
FR | 2 | 9 | 7 | 20377.35 | 17466.3 | 20377.35
FR | 2 | 9 | 8 | 21999.95 | 18857.1 | 21999.95
FR | 2 | 9 | 9 | 22760.85 | 19509.3 | 22760.85
FR | 2 | 9 | 10 | 23143.75 | 19837.5 | 23143.75
FR | 2 | 9 | 11 | 23012.15 | 19724.7 | 23012.15
FR | 2 | 9 | 12 | 22980.3 | 19697.4 | 22980.3
FR | 2 | 9 | 13 | 22919.4 | 19645.2 | 22919.4
FR | 2 | 9 | 14 | 22850.1 | 19585.8 | 22850.1
FR | 2 | 9 | 15 | 22791.3 | 19535.4 | 22791.3
FR | 2 | 9 | 16 | 23091.6 | 19792.8 | 23091.6
FR | 2 | 9 | 17 | 23506.7 | 20148.6 | 23506.7
FR | 2 | 9 | 18 | 23655.8 | 20276.4 | 23655.8
FR | 2 | 9 | 19 | 23536.45 | 20174.1 | 23536.45
FR | 2 | 9 | 20 | 23102.1 | 19801.8 | 23102.1
FR | 2 | 9 | 21 | 22218 | 19044 | 22218
FR | 2 | 9 | 22 | 21292.6 | 18250.8 | 21292.6
FR | 2 | 9 | 23 | 20431.25 | 17512.5 | 20431.25
FR | 2 | 9 | 24 | 19377.4 | 16609.2 | 19377.4
FR | 2 | 10 | 1 | 19006.05 | 16290.9 | 19006.05
FR | 2 | 10 | 2 | 18934.3 | 16229.4 | 18934.3
FR | 2 | 10 | 3 | 18871.3 | 16175.4 | 18871.3
FR | 2 | 10 | 4 | 18990.65 | 16277.7 | 18990.65
FR | 2 | 10 | 5 | 19037.9 | 16318.2 | 19037.9
FR | 2 | 10 | 6 | 19463.15 | 16682.7 | 19463.15
FR | 2 | 10 | 7 | 20423.2 | 17505.6 | 20423.2
FR | 2 | 10 | 8 | 21999.95 | 18857.1 | 21999.95
FR | 2 | 10 | 9 | 22760.85 | 19509.3 | 22760.85
FR | 2 | 10 | 10 | 23143.75 | 19837.5 | 23143.75
FR | 2 | 10 | 11 | 23012.15 | 19724.7 | 23012.15
FR | 2 | 10 | 12 | 23012.15 | 19724.7 | 23012.15
FR | 2 | 10 | 13 | 22958.95 | 19679.1 | 22958.95
FR | 2 | 10 | 14 | 22886.15 | 19616.7 | 22886.15
FR | 2 | 10 | 15 | 22925.7 | 19650.6 | 22925.7
FR | 2 | 10 | 16 | 23167.2 | 19857.6 | 23167.2
FR | 2 | 10 | 17 | 23597.7 | 20226.6 | 23597.7
FR | 2 | 10 | 18 | 23655.8 | 20276.4 | 23655.8
FR | 2 | 10 | 19 | 23513.7 | 20154.6 | 23513.7
FR | 2 | 10 | 20 | 22841 | 19578 | 22841
FR | 2 | 10 | 21 | 21956.9 | 18820.2 | 21956.9
FR | 2 | 10 | 22 | 21031.5 | 18027 | 21031.5
FR | 2 | 10 | 23 | 20155.1 | 17275.8 | 20155.1
FR | 2 | 10 | 24 | 19263.65 | 16511.7 | 19263.65
FR | 2 | 11 | 1 | 18985.4 | 16273.2 | 18985.4
FR | 2 | 11 | 2 | 18735.85 | 16059.3 | 18735.85
FR | 2 | 11 | 3 | 18691.05 | 16020.9 | 18691.05
FR | 2 | 11 | 4 | 18691.05 | 16020.9 | 18691.05
FR | 2 | 11 | 5 | 19811.4 | 16981.2 | 19811.4
FR | 2 | 11 | 6 | 23639 | 20262 | 23639
FR | 2 | 11 | 7 | 25537.75 | 21889.5 | 25537.75
FR | 2 | 11 | 8 | 26521.6 | 22732.8 | 26521.6
FR | 2 | 11 | 9 | 26749.8 | 22928.4 | 26749.8
FR | 2 | 11 | 10 | 26923.05 | 23076.9 | 26923.05
FR | 2 | 11 | 11 | 26882.8 | 23042.4 | 26882.8
FR | 2 | 11 | 12 | 26787.6 | 22960.8 | 26787.6
FR | 2 | 11 | 13 | 26734.75 | 22915.5 | 26734.75
FR | 2 | 11 | 14 | 26689.25 | 22876.5 | 26689.25
FR | 2 | 11 | 15 | 26689.25 | 22876.5 | 26689.25
FR | 2 | 11 | 16 | 26738.95 | 22919.1 | 26738.95
FR | 2 | 11 | 17 | 26803 | 22974 | 26803
FR | 2 | 11 | 18 | 26803 | 22974 | 26803
FR | 2 | 11 | 19 | 26789.7 | 22962.6 | 26789.7
FR | 2 | 11 | 20 | 26055.75 | 22333.5 | 26055.75
FR | 2 | 11 | 21 | 23643.9 | 20266.2 | 23643.9
FR | 2 | 11 | 22 | 22509.55 | 19293.9 | 22509.55
FR | 2 | 11 | 23 | 21700.7 | 18600.6 | 21700.7
FR | 2 | 11 | 24 | 19328.75 | 16567.5 | 19328.75
FR | 2 | 12 | 1 | 19034.05 | 16314.9 | 19034.05
FR | 2 | 12 | 2 | 18752.65 | 16073.7 | 18752.65
FR | 2 | 12 | 3 | 18691.05 | 16020.9 | 18691.05
FR | 2 | 12 | 4 | 18691.05 | 16020.9 | 18691.05
FR | 2 | 12 | 5 | 19811.4 | 16981.2 | 19811.4
FR | 2 | 12 | 6 | 23773.05 | 20376.9 | 23773.05
FR | 2 | 12 | 7 | 25847.85 | 22155.3 | 25847.85
FR | 2 | 12 | 8 | 26865.3 | 23027.4 | 26865.3
FR | 2 | 12 | 9 | 27133.4 | 23257.2 | 27133.4
FR | 2 | 12 | 10 | 27127.45 | 23252.1 | 27127.45
FR | 2 | 12 | 11 | 27134.45 | 23258.1 | 27134.45
FR | 2 | 12 | 12 | 27113.8 | 23240.4 | 27113.8
FR | 2 | 12 | 13 | 26938.45 | 23090.1 | 26938.45
FR | 2 | 12 | 14 | 26924.45 | 23078.1 | 26924.45
FR | 2 | 12 | 15 | 26924.45 | 23078.1 | 26924.45
FR | 2 | 12 | 16 | 27055 | 23190 | 27055
FR | 2 | 12 | 17 | 27083.7 | 23214.6 | 27083.7
FR | 2 | 12 | 18 | 27197.8 | 23312.4 | 27197.8
FR | 2 | 12 | 19 | 27076.7 | 23208.6 | 27076.7
FR | 2 | 12 | 20 | 26158.65 | 22421.7 | 26158.65
FR | 2 | 12 | 21 | 23796.15 | 20396.7 | 23796.15
FR | 2 | 12 | 22 | 22693.65 | 19451.7 | 22693.65
FR | 2 | 12 | 23 | 21734.65 | 18629.7 | 21734.65
FR | 2 | 12 | 24 | 19395.6 | 16624.8 | 19395.6
FR | 2 | 13 | 1 | 19189.45 | 16448.1 | 19189.45
FR | 2 | 13 | 2 | 19103 | 16374 | 19103
FR | 2 | 13 | 3 | 19139.4 | 16405.2 | 19139.4
FR | 2 | 13 | 4 | 19139.4 | 16405.2 | 19139.4
FR | 2 | 13 | 5 | 20295.1 | 17395.8 | 20295.1
FR | 2 | 13 | 6 | 24066.35 | 20628.3 | 24066.35
FR | 2 | 13 | 7 | 26015.85 | 22299.3 | 26015.85
FR | 2 | 13 | 8 | 27033.3 | 23171.4 | 27033.3
FR | 2 | 13 | 9 | 27301.4 | 23401.2 | 27301.4
FR | 2 | 13 | 10 | 27223 | 23334 | 27223
FR | 2 | 13 | 11 | 27157.2 | 23277.6 | 27157.2
FR | 2 | 13 | 12 | 27134.45 | 23258.1 | 27134.45
FR | 2 | 13 | 13 | 27113.1 | 23239.8 | 27113.1
FR | 2 | 13 | 14 | 27096.65 | 23225.7 | 27096.65
FR | 2 | 13 | 15 | 27092.45 | 23222.1 | 27092.45
FR | 2 | 13 | 16 | 27212.85 | 23325.3 | 27212.85
FR | 2 | 13 | 17 | 27218.8 | 23330.4 | 27218.8
FR | 2 | 13 | 18 | 27218.8 | 23330.4 | 27218.8
FR | 2 | 13 | 19 | 27135.85 | 23259.3 | 27135.85
FR | 2 | 13 | 20 | 26292.7 | 22536.6 | 26292.7
FR | 2 | 13 | 21 | 23930.55 | 20511.9 | 23930.55
FR | 2 | 13 | 22 | 22828.05 | 19566.9 | 22828.05
FR | 2 | 13 | 23 | 21849.8 | 18728.4 | 21849.8
FR | 2 | 13 | 24 | 19897.15 | 17054.7 | 19897.15
FR | 2 | 14 | 1 | 19672.1 | 16861.8 | 19672.1
FR | 2 | 14 | 2 | 19573.75 | 16777.5 | 19573.75
FR | 2 | 14 | 3 | 19528.6 | 16738.8 | 19528.6
FR | 2 | 14 | 4 | 19528.6 | 16738.8 | 19528.6
FR | 2 | 14 | 5 | 20538.7 | 17604.6 | 20538.7
FR | 2 | 14 | 6 | 24166.45 | 20714.1 | 24166.45
FR | 2 | 14 | 7 | 26015.85 | 22299.3 | 26015.85
FR | 2 | 14 | 8 | 27062.35 | 23196.3 | 27062.35
FR | 2 | 14 | 9 | 27301.4 | 23401.2 | 27301.4
FR | 2 | 14 | 10 | 27223 | 23334 | 27223
FR | 2 | 14 | 11 | 27193.95 | 23309.1 | 27193.95
FR | 2 | 14 | 12 | 27134.45 | 23258.1 | 27134.45
FR | 2 | 14 | 13 | 27113.1 | 23239.8 | 27113.1
FR | 2 | 14 | 14 | 26938.45 | 23090.1 | 26938.45
FR | 2 | 14 | 15 | 26887.35 | 23046.3 | 26887.35
FR | 2 | 14 | 16 | 26847.45 | 23012.1 | 26847.45
FR | 2 | 14 | 17 | 26803 | 22974 | 26803
FR | 2 | 14 | 18 | 26803 | 22974 | 26803
FR | 2 | 14 | 19 | 26752.25 | 22930.5 | 26752.25
FR | 2 | 14 | 20 | 26002.55 | 22287.9 | 26002.55
FR | 2 | 14 | 21 | 23643.9 | 20266.2 | 23643.9
FR | 2 | 14 | 22 | 22541.4 | 19321.2 | 22541.4
FR | 2 | 14 | 23 | 21510.3 | 18437.4 | 21510.3
FR | 2 | 14 | 24 | 19365.15 | 16598.7 | 19365.15
FR | 2 | 15 | 1 | 18998.35 | 16284.3 | 18998.35
FR | 2 | 15 | 2 | 18720.1 | 16045.8 | 18720.1
FR | 2 | 15 | 3 | 18675.3 | 16007.4 | 18675.3
FR | 2 | 15 | 4 | 18623.85 | 15963.3 | 18623.85
FR | 2 | 15 | 5 | 19693.8 | 16880.4 | 19693.8
FR | 2 | 15 | 6 | 23591.05 | 20220.9 | 23591.05
FR | 2 | 15 | 7 | 25582.9 | 21928.2 | 25582.9
FR | 2 | 15 | 8 | 26478.55 | 22695.9 | 26478.55
FR | 2 | 15 | 9 | 26549.25 | 22756.5 | 26549.25
FR | 2 | 15 | 10 | 26573.75 | 22777.5 | 26573.75
FR | 2 | 15 | 11 | 26456.5 | 22677 | 26456.5
FR | 2 | 15 | 12 | 26456.5 | 22677 | 26456.5
FR | 2 | 15 | 13 | 26359.2 | 22593.6 | 26359.2
FR | 2 | 15 | 14 | 26326.65 | 22565.7 | 26326.65
FR | 2 | 15 | 15 | 26274.15 | 22520.7 | 26274.15
FR | 2 | 15 | 16 | 26274.15 | 22520.7 | 26274.15
FR | 2 | 15 | 17 | 26335.75 | 22573.5 | 26335.75
FR | 2 | 15 | 18 | 26450.55 | 22671.9 | 26450.55
FR | 2 | 15 | 19 | 26528.95 | 22739.1 | 26528.95
FR | 2 | 15 | 20 | 25888.1 | 22189.8 | 25888.1
FR | 2 | 15 | 21 | 23653 | 20274 | 23653
FR | 2 | 15 | 22 | 22509.9 | 19294.2 | 22509.9
FR | 2 | 15 | 23 | 21476.7 | 18408.6 | 21476.7
FR | 2 | 15 | 24 | 18780.65 | 16097.7 | 18780.65
FR | 2 | 16 | 1 | 18237.8 | 15632.4 | 18237.8
FR | 2 | 16 | 2 | 17998.75 | 15427.5 | 17998.75
FR | 2 | 16 | 3 | 17838.8 | 15290.4 | 17838.8
FR | 2 | 16 | 4 | 17838.8 | 15290.4 | 17838.8
FR | 2 | 16 | 5 | 17892 | 15336 | 17892
FR | 2 | 16 | 6 | 18274.2 | 15663.6 | 18274.2
FR | 2 | 16 | 7 | 19621.35 | 16818.3 | 19621.35
FR | 2 | 16 | 8 | 21354.55 | 18303.9 | 21354.55
FR | 2 | 16 | 9 | 22194.9 | 19024.2 | 22194.9
FR | 2 | 16 | 10 | 22736.35 | 19488.3 | 22736.35
FR | 2 | 16 | 11 | 22813.35 | 19554.3 | 22813.35
FR | 2 | 16 | 12 | 22573.6 | 19348.8 | 22573.6
FR | 2 | 16 | 13 | 22486.1 | 19273.8 | 22486.1
FR | 2 | 16 | 14 | 22465.8 | 19256.4 | 22465.8
FR | 2 | 16 | 15 | 22465.8 | 19256.4 | 22465.8
FR | 2 | 16 | 16 | 22522.5 | 19305 | 22522.5
FR | 2 | 16 | 17 | 23063.95 | 19769.1 | 23063.95
FR | 2 | 16 | 18 | 23153.9 | 19846.2 | 23153.9
FR | 2 | 16 | 19 | 23214.45 | 19898.1 | 23214.45
FR | 2 | 16 | 20 | 22758.05 | 19506.9 | 22758.05
FR | 2 | 16 | 21 | 21861.7 | 18738.6 | 21861.7
FR | 2 | 16 | 22 | 21059.85 | 18051.3 | 21059.85
FR | 2 | 16 | 23 | 20145.3 | 17267.4 | 20145.3
FR | 2 | 16 | 24 | 18684.4 | 16015.2 | 18684.4
FR | 2 | 17 | 1 | 18207 | 15606 | 18207
FR | 2 | 17 | 2 | 18046.7 | 15468.6 | 18046.7
FR | 2 | 17 | 3 | 18025 | 15450 | 18025
FR | 2 | 17 | 4 | 18069.1 | 15487.8 | 18069.1
FR | 2 | 17 | 5 | 18122.65 | 15533.7 | 18122.65
FR | 2 | 17 | 6 | 18619.3 | 15959.4 | 18619.3
FR | 2 | 17 | 7 | 19833.8 | 17000.4 | 19833.8
FR | 2 | 17 | 8 | 21641.9 | 18550.2 | 21641.9
FR | 2 | 17 | 9 | 22314.95 | 19127.1 | 22314.95
FR | 2 | 17 | 10 | 22866.2 | 19599.6 | 22866.2
FR | 2 | 17 | 11 | 22904.7 | 19632.6 | 22904.7
FR | 2 | 17 | 12 | 22813.35 | 19554.3 | 22813.35
FR | 2 | 17 | 13 | 22690.5 | 19449 | 22690.5
FR | 2 | 17 | 14 | 22524.25 | 19306.5 | 22524.25
FR | 2 | 17 | 15 | 22453.2 | 19245.6 | 22453.2
FR | 2 | 17 | 16 | 22509.55 | 19293.9 | 22509.55
FR | 2 | 17 | 17 | 23175.95 | 19865.1 | 23175.95
FR | 2 | 17 | 18 | 23390.15 | 20048.7 | 23390.15
FR | 2 | 17 | 19 | 23367.75 | 20029.5 | 23367.75
FR | 2 | 17 | 20 | 22779.75 | 19525.5 | 22779.75
FR | 2 | 17 | 21 | 21931.35 | 18798.3 | 21931.35
FR | 2 | 17 | 22 | 21089.6 | 18076.8 | 21089.6
FR | 2 | 17 | 23 | 20155.1 | 17275.8 | 20155.1
FR | 2 | 17 | 24 | 19395.6 | 16624.8 | 19395.6
FR | 2 | 18 | 1 | 19309.15 | 16550.7 | 19309.15
FR | 2 | 18 | 2 | 19184.55 | 16443.9 | 19184.55
FR | 2 | 18 | 3 | 19259.45 | 16508.1 | 19259.45
FR | 2 | 18 | 4 | 19428.5 | 16653 | 19428.5
FR | 2 | 18 | 5 | 20438.6 | 17518.8 | 20438.6
FR | 2 | 18 | 6 | 24137.75 | 20689.5 | 24137.75
FR | 2 | 18 | 7 | 26015.85 | 22299.3 | 26015.85
FR | 2 | 18 | 8 | 27033.3 | 23171.4 | 27033.3
FR | 2 | 18 | 9 | 27214.95 | 23327.1 | 27214.95
FR | 2 | 18 | 10 | 27127.45 | 23252.1 | 27127.45
FR | 2 | 18 | 11 | 26945.8 | 23096.4 | 26945.8
FR | 2 | 18 | 12 | 26710.6 | 22894.8 | 26710.6
FR | 2 | 18 | 13 | 26553.8 | 22760.4 | 26553.8
FR | 2 | 18 | 14 | 26440.4 | 22663.2 | 26440.4
FR | 2 | 18 | 15 | 26416.95 | 22643.1 | 26416.95
FR | 2 | 18 | 16 | 26416.95 | 22643.1 | 26416.95
FR | 2 | 18 | 17 | 26453.35 | 22674.3 | 26453.35
FR | 2 | 18 | 18 | 26631.85 | 22827.3 | 26631.85
FR | 2 | 18 | 19 | 26706.75 | 22891.5 | 26706.75
FR | 2 | 18 | 20 | 26012.35 | 22296.3 | 26012.35
FR | 2 | 18 | 21 | 23643.9 | 20266.2 | 23643.9
FR | 2 | 18 | 22 | 22673 | 19434 | 22673
FR | 2 | 18 | 23 | 21734.65 | 18629.7 | 21734.65
FR | 2 | 18 | 24 | 19533.15 | 16742.7 | 19533.15
FR | 2 | 19 | 1 | 19309.15 | 16550.7 | 19309.15
FR | 2 | 19 | 2 | 19184.55 | 16443.9 | 19184.55
FR | 2 | 19 | 3 | 19215 | 16470 | 19215
FR | 2 | 19 | 4 | 19428.5 | 16653 | 19428.5
FR | 2 | 19 | 5 | 20510 | 17580 | 20510
FR | 2 | 19 | 6 | 24137.75 | 20689.5 | 24137.75
FR | 2 | 19 | 7 | 26044.55 | 22323.9 | 26044.55
FR | 2 | 19 | 8 | 27062.35 | 23196.3 | 27062.35
FR | 2 | 19 | 9 | 27301.4 | 23401.2 | 27301.4
FR | 2 | 19 | 10 | 27127.45 | 23252.1 | 27127.45
FR | 2 | 19 | 11 | 26945.8 | 23096.4 | 26945.8
FR | 2 | 19 | 12 | 26629.05 | 22824.9 | 26629.05
FR | 2 | 19 | 13 | 26440.4 | 22663.2 | 26440.4
FR | 2 | 19 | 14 | 26440.4 | 22663.2 | 26440.4
FR | 2 | 19 | 15 | 26274.15 | 22520.7 | 26274.15
FR | 2 | 19 | 16 | 26274.15 | 22520.7 | 26274.15
FR | 2 | 19 | 17 | 26335.75 | 22573.5 | 26335.75
FR | 2 | 19 | 18 | 26450.55 | 22671.9 | 26450.55
FR | 2 | 19 | 19 | 26691 | 22878 | 26691
FR | 2 | 19 | 20 | 25973.15 | 22262.7 | 25973.15
FR | 2 | 19 | 21 | 23643.9 | 20266.2 | 23643.9
FR | 2 | 19 | 22 | 22509.55 | 19293.9 | 22509.55
FR | 2 | 19 | 23 | 21495.6 | 18424.8 | 21495.6
FR | 2 | 19 | 24 | 19279.05 | 16524.9 | 19279.05
FR | 2 | 20 | 1 | 19034.05 | 16314.9 | 19034.05
FR | 2 | 20 | 2 | 18831.05 | 16140.9 | 18831.05
FR | 2 | 20 | 3 | 18850.3 | 16157.4 | 18850.3
FR | 2 | 20 | 4 | 18850.3 | 16157.4 | 18850.3
FR | 2 | 20 | 5 | 20023.5 | 17163 | 20023.5
FR | 2 | 20 | 6 | 23818.9 | 20416.2 | 23818.9
FR | 2 | 20 | 7 | 25886.7 | 22188.6 | 25886.7
FR | 2 | 20 | 8 | 26947.2 | 23097.6 | 26947.2
FR | 2 | 20 | 9 | 27133.4 | 23257.2 | 27133.4
FR | 2 | 20 | 10 | 26923.05 | 23076.9 | 26923.05
FR | 2 | 20 | 11 | 26787.6 | 22960.8 | 26787.6
FR | 2 | 20 | 12 | 26629.05 | 22824.9 | 26629.05
FR | 2 | 20 | 13 | 26547.5 | 22755 | 26547.5
FR | 2 | 20 | 14 | 26480.65 | 22697.7 | 26480.65
FR | 2 | 20 | 15 | 26416.95 | 22643.1 | 26416.95
FR | 2 | 20 | 16 | 26495.35 | 22710.3 | 26495.35
FR | 2 | 20 | 17 | 26634.65 | 22829.7 | 26634.65
FR | 2 | 20 | 18 | 26803 | 22974 | 26803
FR | 2 | 20 | 19 | 26893.3 | 23051.4 | 26893.3
FR | 2 | 20 | 20 | 26055.75 | 22333.5 | 26055.75
FR | 2 | 20 | 21 | 23712.85 | 20325.3 | 23712.85
FR | 2 | 20 | 22 | 22693.65 | 19451.7 | 22693.65
FR | 2 | 20 | 23 | 21734.65 | 18629.7 | 21734.65
FR | 2 | 20 | 24 | 19462.45 | 16682.1 | 19462.45
FR | 2 | 21 | 1 | 19390.35 | 16620.3 | 19390.35
FR | 2 | 21 | 2 | 19473.3 | 16691.4 | 19473.3
FR | 2 | 21 | 3 | 19422.9 | 16648.2 | 19422.9
FR | 2 | 21 | 4 | 19499.9 | 16714.2 | 19499.9
FR | 2 | 21 | 5 | 20538.7 | 17604.6 | 20538.7
FR | 2 | 21 | 6 | 24166.45 | 20714.1 | 24166.45
FR | 2 | 21 | 7 | 26044.55 | 22323.9 | 26044.55
FR | 2 | 21 | 8 | 27062.35 | 23196.3 | 27062.35
FR | 2 | 21 | 9 | 27301.4 | 23401.2 | 27301.4
FR | 2 | 21 | 10 | 27223 | 23334 | 27223
FR | 2 | 21 | 11 | 27134.45 | 23258.1 | 27134.45
FR | 2 | 21 | 12 | 27134.45 | 23258.1 | 27134.45
FR | 2 | 21 | 13 | 27092.45 | 23222.1 | 27092.45
FR | 2 | 21 | 14 | 26938.45 | 23090.1 | 26938.45
FR | 2 | 21 | 15 | 26938.45 | 23090.1 | 26938.45
FR | 2 | 21 | 16 | 27159.3 | 23279.4 | 27159.3
FR | 2 | 21 | 17 | 27202.35 | 23316.3 | 27202.35
FR | 2 | 21 | 18 | 27218.8 | 23330.4 | 27218.8
FR | 2 | 21 | 19 | 27076.7 | 23208.6 | 27076.7
FR | 2 | 21 | 20 | 26220.25 | 22474.5 | 26220.25
FR | 2 | 21 | 21 | 23930.55 | 20511.9 | 23930.55
FR | 2 | 21 | 22 | 22828.05 | 19566.9 | 22828.05
FR | 2 | 21 | 23 | 21849.8 | 18728.4 | 21849.8
FR | 2 | 21 | 24 | 19820.15 | 16988.7 | 19820.15
FR | 2 | 22 | 1 | 19672.1 | 16861.8 | 19672.1
FR | 2 | 22 | 2 | 19573.75 | 16777.5 | 19573.75
FR | 2 | 22 | 3 | 19528.6 | 16738.8 | 19528.6
FR | 2 | 22 | 4 | 19528.6 | 16738.8 | 19528.6
FR | 2 | 22 | 5 | 20538.7 | 17604.6 | 20538.7
FR | 2 | 22 | 6 | 24166.45 | 20714.1 | 24166.45
FR | 2 | 22 | 7 | 26044.55 | 22323.9 | 26044.55
FR | 2 | 22 | 8 | 27062.35 | 23196.3 | 27062.35
FR | 2 | 22 | 9 | 27330.1 | 23425.8 | 27330.1
FR | 2 | 22 | 10 | 27223 | 23334 | 27223
FR | 2 | 22 | 11 | 27230 | 23340 | 27230
FR | 2 | 22 | 12 | 27230 | 23340 | 27230
FR | 2 | 22 | 13 | 27208.65 | 23321.7 | 27208.65
FR | 2 | 22 | 14 | 27172.6 | 23290.8 | 27172.6
FR | 2 | 22 | 15 | 27172.6 | 23290.8 | 27172.6
FR | 2 | 22 | 16 | 27288.8 | 23390.4 | 27288.8
FR | 2 | 22 | 17 | 27314 | 23412 | 27314
FR | 2 | 22 | 18 | 27314 | 23412 | 27314
FR | 2 | 22 | 19 | 27171.9 | 23290.2 | 27171.9
FR | 2 | 22 | 20 | 26292.7 | 22536.6 | 26292.7
FR | 2 | 22 | 21 | 23930.55 | 20511.9 | 23930.55
FR | 2 | 22 | 22 | 22828.05 | 19566.9 | 22828.05
FR | 2 | 22 | 23 | 21849.8 | 18728.4 | 21849.8
FR | 2 | 22 | 24 | 19559.4 | 16765.2 | 19559.4
FR | 2 | 23 | 1 | 19188.05 | 16446.9 | 19188.05
FR | 2 | 23 | 2 | 19082 | 16356 | 19082
FR | 2 | 23 | 3 | 19019.35 | 16302.3 | 19019.35
FR | 2 | 23 | 4 | 19019.35 | 16302.3 | 19019.35
FR | 2 | 23 | 5 | 19066.6 | 16342.8 | 19066.6
FR | 2 | 23 | 6 | 19463.15 | 16682.7 | 19463.15
FR | 2 | 23 | 7 | 20452.25 | 17530.5 | 20452.25
FR | 2 | 23 | 8 | 22074.5 | 18921 | 22074.5
FR | 2 | 23 | 9 | 22789.55 | 19533.9 | 22789.55
FR | 2 | 23 | 10 | 23143.75 | 19837.5 | 23143.75
FR | 2 | 23 | 11 | 23273.25 | 19948.5 | 23273.25
FR | 2 | 23 | 12 | 23273.25 | 19948.5 | 23273.25
FR | 2 | 23 | 13 | 23251.9 | 19930.2 | 23251.9
FR | 2 | 23 | 14 | 23218.65 | 19901.7 | 23218.65
FR | 2 | 23 | 15 | 23218.65 | 19901.7 | 23218.65
FR | 2 | 23 | 16 | 23460.15 | 20108.7 | 23460.15
FR | 2 | 23 | 17 | 23874.9 | 20464.2 | 23874.9
FR | 2 | 23 | 18 | 23916.9 | 20500.2 | 23916.9
FR | 2 | 23 | 19 | 23774.8 | 20378.4 | 23774.8
FR | 2 | 23 | 20 | 23102.1 | 19801.8 | 23102.1
FR | 2 | 23 | 21 | 22218 | 19044 | 22218
FR | 2 | 23 | 22 | 21292.6 | 18250.8 | 21292.6
FR | 2 | 23 | 23 | 20431.25 | 17512.5 | 20431.25
FR | 2 | 23 | 24 | 19530.7 | 16740.6 | 19530.7
FR | 2 | 24 | 1 | 19159.35 | 16422.3 | 19159.35
FR | 2 | 24 | 2 | 19053.3 | 16331.4 | 19053.3
FR | 2 | 24 | 3 | 18990.65 | 16277.7 | 18990.65
FR | 2 | 24 | 4 | 19019.35 | 16302.3 | 19019.35
FR | 2 | 24 | 5 | 19066.6 | 16342.8 | 19066.6
FR | 2 | 24 | 6 | 19463.15 | 16682.7 | 19463.15
FR | 2 | 24 | 7 | 20452.25 | 17530.5 | 20452.25
FR | 2 | 24 | 8 | 22074.5 | 18921 | 22074.5
FR | 2 | 24 | 9 | 22760.85 | 19509.3 | 22760.85
FR | 2 | 24 | 10 | 23143.75 | 19837.5 | 23143.75
FR | 2 | 24 | 11 | 23273.25 | 19948.5 | 23273.25
FR | 2 | 24 | 12 | 23084.6 | 19786.8 | 23084.6
FR | 2 | 24 | 13 | 23013.55 | 19725.9 | 23013.55
FR | 2 | 24 | 14 | 22957.9 | 19678.2 | 22957.9
FR | 2 | 24 | 15 | 22957.9 | 19678.2 | 22957.9
FR | 2 | 24 | 16 | 23199.05 | 19884.9 | 23199.05
FR | 2 | 24 | 17 | 23614.15 | 20240.7 | 23614.15
FR | 2 | 24 | 18 | 23728.25 | 20338.5 | 23728.25
FR | 2 | 24 | 19 | 23586.15 | 20216.7 | 23586.15
FR | 2 | 24 | 20 | 22949.5 | 19671 | 22949.5
FR | 2 | 24 | 21 | 22218 | 19044 | 22218
FR | 2 | 24 | 22 | 21292.6 | 18250.8 | 21292.6
FR | 2 | 24 | 23 | 20431.25 | 17512.5 | 20431.25
FR | 2 | 24 | 24 | 19663 | 16854 | 19663
FR | 2 | 25 | 1 | 19465.95 | 16685.1 | 19465.95
FR | 2 | 25 | 2 | 19260.15 | 16508.7 | 19260.15
FR | 2 | 25 | 3 | 19370.4 | 16603.2 | 19370.4
FR | 2 | 25 | 4 | 19428.5 | 16653 | 19428.5
FR | 2 | 25 | 5 | 20438.6 | 17518.8 | 20438.6
FR | 2 | 25 | 6 | 23969.75 | 20545.5 | 23969.75
FR | 2 | 25 | 7 | 26015.85 | 22299.3 | 26015.85
FR | 2 | 25 | 8 | 27033.3 | 23171.4 | 27033.3
FR | 2 | 25 | 9 | 27301.4 | 23401.2 | 27301.4
FR | 2 | 25 | 10 | 27150.2 | 23271.6 | 27150.2
FR | 2 | 25 | 11 | 27134.45 | 23258.1 | 27134.45
FR | 2 | 25 | 12 | 27134.45 | 23258.1 | 27134.45
FR | 2 | 25 | 13 | 27096.65 | 23225.7 | 27096.65
FR | 2 | 25 | 14 | 27042.75 | 23179.5 | 27042.75
FR | 2 | 25 | 15 | 26938.45 | 23090.1 | 26938.45
FR | 2 | 25 | 16 | 27193.25 | 23308.5 | 27193.25
FR | 2 | 25 | 17 | 27148.45 | 23270.1 | 27148.45
FR | 2 | 25 | 18 | 27218.8 | 23330.4 | 27218.8
FR | 2 | 25 | 19 | 27076.7 | 23208.6 | 27076.7
FR | 2 | 25 | 20 | 26256.65 | 22505.7 | 26256.65
FR | 2 | 25 | 21 | 23930.55 | 20511.9 | 23930.55
FR | 2 | 25 | 22 | 22828.05 | 19566.9 | 22828.05
FR | 2 | 25 | 23 | 21849.8 | 18728.4 | 21849.8
FR | 2 | 25 | 24 | 19691 | 16878 | 19691
FR | 2 | 26 | 1 | 19465.95 | 16685.1 | 19465.95
FR | 2 | 26 | 2 | 19260.15 | 16508.7 | 19260.15
FR | 2 | 26 | 3 | 19215 | 16470 | 19215
FR | 2 | 26 | 4 | 19139.4 | 16405.2 | 19139.4
FR | 2 | 26 | 5 | 20219.5 | 17331 | 20219.5
FR | 2 | 26 | 6 | 23922.85 | 20505.3 | 23922.85
FR | 2 | 26 | 7 | 26015.85 | 22299.3 | 26015.85
FR | 2 | 26 | 8 | 27033.3 | 23171.4 | 27033.3
FR | 2 | 26 | 9 | 27193.25 | 23308.5 | 27193.25
FR | 2 | 26 | 10 | 27127.45 | 23252.1 | 27127.45
FR | 2 | 26 | 11 | 27113.8 | 23240.4 | 27113.8
FR | 2 | 26 | 12 | 26945.8 | 23096.4 | 26945.8
FR | 2 | 26 | 13 | 26766.25 | 22942.5 | 26766.25
FR | 2 | 26 | 14 | 26689.25 | 22876.5 | 26689.25
FR | 2 | 26 | 15 | 26689.25 | 22876.5 | 26689.25
FR | 2 | 26 | 16 | 26773.95 | 22949.1 | 26773.95
FR | 2 | 26 | 17 | 26803 | 22974 | 26803
FR | 2 | 26 | 18 | 27032.6 | 23170.8 | 27032.6
FR | 2 | 26 | 19 | 26973.8 | 23120.4 | 26973.8
FR | 2 | 26 | 20 | 26055.75 | 22333.5 | 26055.75
FR | 2 | 26 | 21 | 23612.05 | 20238.9 | 23612.05
FR | 2 | 26 | 22 | 22509.55 | 19293.9 | 22509.55
FR | 2 | 26 | 23 | 21596.4 | 18511.2 | 21596.4
FR | 2 | 26 | 24 | 19245.8 | 16496.4 | 19245.8
FR | 2 | 27 | 1 | 19034.05 | 16314.9 | 19034.05
FR | 2 | 27 | 2 | 18808.3 | 16121.4 | 18808.3
FR | 2 | 27 | 3 | 18763.5 | 16083 | 18763.5
FR | 2 | 27 | 4 | 18763.5 | 16083 | 18763.5
FR | 2 | 27 | 5 | 19936.7 | 17088.6 | 19936.7
FR | 2 | 27 | 6 | 23780.05 | 20382.9 | 23780.05
FR | 2 | 27 | 7 | 25847.85 | 22155.3 | 25847.85
FR | 2 | 27 | 8 | 26865.3 | 23027.4 | 26865.3
FR | 2 | 27 | 9 | 27133.4 | 23257.2 | 27133.4
FR | 2 | 27 | 10 | 27127.45 | 23252.1 | 27127.45
FR | 2 | 27 | 11 | 27113.8 | 23240.4 | 27113.8
FR | 2 | 27 | 12 | 26959.8 | 23108.4 | 26959.8
FR | 2 | 27 | 13 | 26924.45 | 23078.1 | 26924.45
FR | 2 | 27 | 14 | 26924.45 | 23078.1 | 26924.45
FR | 2 | 27 | 15 | 26887.35 | 23046.3 | 26887.35
FR | 2 | 27 | 16 | 27003.55 | 23145.9 | 27003.55
FR | 2 | 27 | 17 | 27032.6 | 23170.8 | 27032.6
FR | 2 | 27 | 18 | 27069.7 | 23202.6 | 27069.7
FR | 2 | 27 | 19 | 26985 | 23130 | 26985
FR | 2 | 27 | 20 | 26142.2 | 22407.6 | 26142.2
FR | 2 | 27 | 21 | 23796.15 | 20396.7 | 23796.15
FR | 2 | 27 | 22 | 22693.65 | 19451.7 | 22693.65
FR | 2 | 27 | 23 | 21734.65 | 18629.7 | 21734.65
FR | 2 | 27 | 24 | 19395.6 | 16624.8 | 19395.6
FR | 2 | 28 | 1 | 19101.25 | 16372.5 | 19101.25
FR | 2 | 28 | 2 | 18895.1 | 16195.8 | 18895.1
FR | 2 | 28 | 3 | 18987.85 | 16275.3 | 18987.85
FR | 2 | 28 | 4 | 19049.45 | 16328.1 | 19049.45
FR | 2 | 28 | 5 | 20158.6 | 17278.8 | 20158.6
FR | 2 | 28 | 6 | 23861.95 | 20453.1 | 23861.95
FR | 2 | 28 | 7 | 25929.4 | 22225.2 | 25929.4
FR | 2 | 28 | 8 | 26925.5 | 23079 | 26925.5
FR | 2 | 28 | 9 | 27137.95 | 23261.1 | 27137.95
FR | 2 | 28 | 10 | 27127.45 | 23252.1 | 27127.45
FR | 2 | 28 | 11 | 26959.8 | 23108.4 | 26959.8
FR | 2 | 28 | 12 | 26945.8 | 23096.4 | 26945.8
FR | 2 | 28 | 13 | 26766.25 | 22942.5 | 26766.25
FR | 2 | 28 | 14 | 26689.25 | 22876.5 | 26689.25
FR | 2 | 28 | 15 | 26694.5 | 22881 | 26694.5
FR | 2 | 28 | 16 | 26657.4 | 22849.2 | 26657.4
FR | 2 | 28 | 17 | 26803 | 22974 | 26803
FR | 2 | 28 | 18 | 26885.6 | 23044.8 | 26885.6
FR | 2 | 28 | 19 | 26973.8 | 23120.4 | 26973.8
FR | 2 | 28 | 20 | 26055.75 | 22333.5 | 26055.75
FR | 2 | 28 | 21 | 23612.05 | 20238.9 | 23612.05
FR | 2 | 28 | 22 | 22610.35 | 19380.3 | 22610.35
FR | 2 | 28 | 23 | 21700.7 | 18600.6 | 21700.7
FR | 2 | 28 | 24 | 18639.25 | 15976.5 | 18639.25
FR | 3 | 1 | 1 | 18272.1 | 15661.8 | 18272.1
FR | 3 | 1 | 2 | 18063.15 | 15482.7 | 18063.15
FR | 3 | 1 | 3 | 17998.75 | 15427.5 | 17998.75
FR | 3 | 1 | 4 | 17998.75 | 15427.5 | 17998.75
FR | 3 | 1 | 5 | 19060.65 | 16337.7 | 19060.65
FR | 3 | 1 | 6 | 22329.3 | 19139.4 | 22329.3
FR | 3 | 1 | 7 | 24623.2 | 21105.6 | 24623.2
FR | 3 | 1 | 8 | 25430.3 | 21797.4 | 25430.3
FR | 3 | 1 | 9 | 25979.8 | 22268.4 | 25979.8
FR | 3 | 1 | 10 | 26059.95 | 22337.1 | 26059.95
FR | 3 | 1 | 11 | 26068.7 | 22344.6 | 26068.7
FR | 3 | 1 | 12 | 26068.7 | 22344.6 | 26068.7
FR | 3 | 1 | 13 | 25915.05 | 22212.9 | 25915.05
FR | 3 | 1 | 14 | 25913.3 | 22211.4 | 25913.3
FR | 3 | 1 | 15 | 25867.8 | 22172.4 | 25867.8
FR | 3 | 1 | 16 | 25926.25 | 22222.5 | 25926.25
FR | 3 | 1 | 17 | 25955.3 | 22247.4 | 25955.3
FR | 3 | 1 | 18 | 26000.8 | 22286.4 | 26000.8
FR | 3 | 1 | 19 | 25904.55 | 22203.9 | 25904.55
FR | 3 | 1 | 20 | 25104.45 | 21518.1 | 25104.45
FR | 3 | 1 | 21 | 22916.6 | 19642.8 | 22916.6
FR | 3 | 1 | 22 | 21610.4 | 18523.2 | 21610.4
FR | 3 | 1 | 23 | 20611.85 | 17667.3 | 20611.85
FR | 3 | 1 | 24 | 18301.85 | 15687.3 | 18301.85
FR | 3 | 2 | 1 | 17761.8 | 15224.4 | 17761.8
FR | 3 | 2 | 2 | 17580.15 | 15068.7 | 17580.15
FR | 3 | 2 | 3 | 17451 | 14958 | 17451
FR | 3 | 2 | 4 | 17451 | 14958 | 17451
FR | 3 | 2 | 5 | 17585.75 | 15073.5 | 17585.75
FR | 3 | 2 | 6 | 17866.8 | 15314.4 | 17866.8
FR | 3 | 2 | 7 | 19078.5 | 16353 | 19078.5
FR | 3 | 2 | 8 | 20563.55 | 17625.9 | 20563.55
FR | 3 | 2 | 9 | 21616.35 | 18528.3 | 21616.35
FR | 3 | 2 | 10 | 22330.7 | 19140.6 | 22330.7
FR | 3 | 2 | 11 | 22476.3 | 19265.4 | 22476.3
FR | 3 | 2 | 12 | 22400.7 | 19200.6 | 22400.7
FR | 3 | 2 | 13 | 22405.25 | 19204.5 | 22405.25
FR | 3 | 2 | 14 | 22313.2 | 19125.6 | 22313.2
FR | 3 | 2 | 15 | 22313.2 | 19125.6 | 22313.2
FR | 3 | 2 | 16 | 22589 | 19362 | 22589
FR | 3 | 2 | 17 | 23051.7 | 19758.6 | 23051.7
FR | 3 | 2 | 18 | 23151.45 | 19844.1 | 23151.45
FR | 3 | 2 | 19 | 23098.95 | 19799.1 | 23098.95
FR | 3 | 2 | 20 | 22455.65 | 19247.7 | 22455.65
FR | 3 | 2 | 21 | 21638.4 | 18547.2 | 21638.4
FR | 3 | 2 | 22 | 20340.25 | 17434.5 | 20340.25
FR | 3 | 2 | 23 | 19164.95 | 16427.1 | 19164.95
FR | 3 | 2 | 24 | 18119.5 | 15531 | 18119.5
FR | 3 | 3 | 1 | 17649.1 | 15127.8 | 17649.1
FR | 3 | 3 | 2 | 17491.6 | 14992.8 | 17491.6
FR | 3 | 3 | 3 | 17423.35 | 14934.3 | 17423.35
FR | 3 | 3 | 4 | 17423.35 | 14934.3 | 17423.35
FR | 3 | 3 | 5 | 17557.4 | 15049.2 | 17557.4
FR | 3 | 3 | 6 | 18002.25 | 15430.5 | 18002.25
FR | 3 | 3 | 7 | 19224.45 | 16478.1 | 19224.45
FR | 3 | 3 | 8 | 20694.45 | 17738.1 | 20694.45
FR | 3 | 3 | 9 | 21656.6 | 18562.8 | 21656.6
FR | 3 | 3 | 10 | 22330.7 | 19140.6 | 22330.7
FR | 3 | 3 | 11 | 22357.3 | 19163.4 | 22357.3
FR | 3 | 3 | 12 | 22309 | 19122 | 22309
FR | 3 | 3 | 13 | 22053.15 | 18902.7 | 22053.15
FR | 3 | 3 | 14 | 21948.85 | 18813.3 | 21948.85
FR | 3 | 3 | 15 | 21961.8 | 18824.4 | 21961.8
FR | 3 | 3 | 16 | 22104.25 | 18946.5 | 22104.25
FR | 3 | 3 | 17 | 22693.65 | 19451.7 | 22693.65
FR | 3 | 3 | 18 | 22736 | 19488 | 22736
FR | 3 | 3 | 19 | 22906.45 | 19634.1 | 22906.45
FR | 3 | 3 | 20 | 22404.55 | 19203.9 | 22404.55
FR | 3 | 3 | 21 | 21565.6 | 18484.8 | 21565.6
FR | 3 | 3 | 22 | 20421.8 | 17504.4 | 20421.8
FR | 3 | 3 | 23 | 19164.95 | 16427.1 | 19164.95
FR | 3 | 3 | 24 | 18646.25 | 15982.5 | 18646.25
FR | 3 | 4 | 1 | 18370.1 | 15745.8 | 18370.1
FR | 3 | 4 | 2 | 18196.15 | 15596.7 | 18196.15
FR | 3 | 4 | 3 | 18207.35 | 15606.3 | 18207.35
FR | 3 | 4 | 4 | 18388.65 | 15761.7 | 18388.65
FR | 3 | 4 | 5 | 19326.65 | 16565.7 | 19326.65
FR | 3 | 4 | 6 | 22464.05 | 19254.9 | 22464.05
FR | 3 | 4 | 7 | 24584 | 21072 | 24584
FR | 3 | 4 | 8 | 25375 | 21750 | 25375
FR | 3 | 4 | 9 | 25948.3 | 22241.4 | 25948.3
FR | 3 | 4 | 10 | 25884.6 | 22186.8 | 25884.6
FR | 3 | 4 | 11 | 25544.05 | 21894.9 | 25544.05
FR | 3 | 4 | 12 | 25131.75 | 21541.5 | 25131.75
FR | 3 | 4 | 13 | 24633.35 | 21114.3 | 24633.35
FR | 3 | 4 | 14 | 24421.6 | 20932.8 | 24421.6
FR | 3 | 4 | 15 | 23968 | 20544 | 23968
FR | 3 | 4 | 16 | 23881.55 | 20469.9 | 23881.55
FR | 3 | 4 | 17 | 23912.7 | 20496.6 | 23912.7
FR | 3 | 4 | 18 | 24229.45 | 20768.1 | 24229.45
FR | 3 | 4 | 19 | 24831.45 | 21284.1 | 24831.45
FR | 3 | 4 | 20 | 24740.45 | 21206.1 | 24740.45
FR | 3 | 4 | 21 | 22958.95 | 19679.1 | 22958.95
FR | 3 | 4 | 22 | 21603.4 | 18517.2 | 21603.4
FR | 3 | 4 | 23 | 20340.6 | 17434.8 | 20340.6
FR | 3 | 4 | 24 | 18809.35 | 16122.3 | 18809.35
FR | 3 | 5 | 1 | 18318.3 | 15701.4 | 18318.3
FR | 3 | 5 | 2 | 17944.85 | 15381.3 | 17944.85
FR | 3 | 5 | 3 | 17886.4 | 15331.2 | 17886.4
FR | 3 | 5 | 4 | 17921.4 | 15361.2 | 17921.4
FR | 3 | 5 | 5 | 18804.8 | 16118.4 | 18804.8
FR | 3 | 5 | 6 | 21859.25 | 18736.5 | 21859.25
FR | 3 | 5 | 7 | 24500 | 21000 | 24500
FR | 3 | 5 | 8 | 25272.1 | 21661.8 | 25272.1
FR | 3 | 5 | 9 | 25389 | 21762 | 25389
FR | 3 | 5 | 10 | 25315.85 | 21699.3 | 25315.85
FR | 3 | 5 | 11 | 24938.2 | 21375.6 | 24938.2
FR | 3 | 5 | 12 | 24438.75 | 20947.5 | 24438.75
FR | 3 | 5 | 13 | 24084.9 | 20644.2 | 24084.9
FR | 3 | 5 | 14 | 24059 | 20622 | 24059
FR | 3 | 5 | 15 | 23914.45 | 20498.1 | 23914.45
FR | 3 | 5 | 16 | 23744 | 20352 | 23744
FR | 3 | 5 | 17 | 23912.7 | 20496.6 | 23912.7
FR | 3 | 5 | 18 | 23889.6 | 20476.8 | 23889.6
FR | 3 | 5 | 19 | 24261.65 | 20795.7 | 24261.65
FR | 3 | 5 | 20 | 24206.7 | 20748.6 | 24206.7
FR | 3 | 5 | 21 | 22868.3 | 19601.4 | 22868.3
FR | 3 | 5 | 22 | 21452.9 | 18388.2 | 21452.9
FR | 3 | 5 | 23 | 20122.2 | 17247.6 | 20122.2
FR | 3 | 5 | 24 | 18777.5 | 16095 | 18777.5
FR | 3 | 6 | 1 | 18346.65 | 15725.7 | 18346.65
FR | 3 | 6 | 2 | 17997.7 | 15426.6 | 17997.7
FR | 3 | 6 | 3 | 17933.3 | 15371.4 | 17933.3
FR | 3 | 6 | 4 | 17933.3 | 15371.4 | 17933.3
FR | 3 | 6 | 5 | 18768.4 | 16087.2 | 18768.4
FR | 3 | 6 | 6 | 21331.1 | 18283.8 | 21331.1
FR | 3 | 6 | 7 | 23696.75 | 20311.5 | 23696.75
FR | 3 | 6 | 8 | 24896.2 | 21339.6 | 24896.2
FR | 3 | 6 | 9 | 25033.05 | 21456.9 | 25033.05
FR | 3 | 6 | 10 | 25054.4 | 21475.2 | 25054.4
FR | 3 | 6 | 11 | 24649.8 | 21128.4 | 24649.8
FR | 3 | 6 | 12 | 24438.75 | 20947.5 | 24438.75
FR | 3 | 6 | 13 | 24213 | 20754 | 24213
FR | 3 | 6 | 14 | 24076.5 | 20637 | 24076.5
FR | 3 | 6 | 15 | 23950.5 | 20529 | 23950.5
FR | 3 | 6 | 16 | 23881.55 | 20469.9 | 23881.55
FR | 3 | 6 | 17 | 23930.2 | 20511.6 | 23930.2
FR | 3 | 6 | 18 | 24229.45 | 20768.1 | 24229.45
FR | 3 | 6 | 19 | 24372.25 | 20890.5 | 24372.25
FR | 3 | 6 | 20 | 24200.4 | 20743.2 | 24200.4
FR | 3 | 6 | 21 | 22868.3 | 19601.4 | 22868.3
FR | 3 | 6 | 22 | 21452.9 | 18388.2 | 21452.9
FR | 3 | 6 | 23 | 20122.2 | 17247.6 | 20122.2
FR | 3 | 6 | 24 | 18777.5 | 16095 | 18777.5
FR | 3 | 7 | 1 | 18322.85 | 15705.3 | 18322.85
FR | 3 | 7 | 2 | 17997.7 | 15426.6 | 17997.7
FR | 3 | 7 | 3 | 17933.3 | 15371.4 | 17933.3
FR | 3 | 7 | 4 | 17933.3 | 15371.4 | 17933.3
FR | 3 | 7 | 5 | 18708.9 | 16036.2 | 18708.9
FR | 3 | 7 | 6 | 21168.35 | 18144.3 | 21168.35
FR | 3 | 7 | 7 | 23589.3 | 20219.4 | 23589.3
FR | 3 | 7 | 8 | 24530.45 | 21026.1 | 24530.45
FR | 3 | 7 | 9 | 24898.65 | 21341.7 | 24898.65
FR | 3 | 7 | 10 | 24914.4 | 21355.2 | 24914.4
FR | 3 | 7 | 11 | 24649.8 | 21128.4 | 24649.8
FR | 3 | 7 | 12 | 24438.75 | 20947.5 | 24438.75
FR | 3 | 7 | 13 | 24421.6 | 20932.8 | 24421.6
FR | 3 | 7 | 14 | 24076.5 | 20637 | 24076.5
FR | 3 | 7 | 15 | 23950.5 | 20529 | 23950.5
FR | 3 | 7 | 16 | 23881.55 | 20469.9 | 23881.55
FR | 3 | 7 | 17 | 23912.7 | 20496.6 | 23912.7
FR | 3 | 7 | 18 | 23881.2 | 20469.6 | 23881.2
FR | 3 | 7 | 19 | 24229.45 | 20768.1 | 24229.45
FR | 3 | 7 | 20 | 24157 | 20706 | 24157
FR | 3 | 7 | 21 | 22788.85 | 19533.3 | 22788.85
FR | 3 | 7 | 22 | 21571.2 | 18489.6 | 21571.2
FR | 3 | 7 | 23 | 20158.6 | 17278.8 | 20158.6
FR | 3 | 7 | 24 | 18765.95 | 16085.1 | 18765.95
FR | 3 | 8 | 1 | 18377.1 | 15751.8 | 18377.1
FR | 3 | 8 | 2 | 17973.55 | 15405.9 | 17973.55
FR | 3 | 8 | 3 | 17909.5 | 15351 | 17909.5
FR | 3 | 8 | 4 | 17909.5 | 15351 | 17909.5
FR | 3 | 8 | 5 | 18684.75 | 16015.5 | 18684.75
FR | 3 | 8 | 6 | 21144.55 | 18123.9 | 21144.55
FR | 3 | 8 | 7 | 23565.15 | 20198.7 | 23565.15
FR | 3 | 8 | 8 | 24522.05 | 21018.9 | 24522.05
FR | 3 | 8 | 9 | 24722.95 | 21191.1 | 24722.95
FR | 3 | 8 | 10 | 24604.3 | 21089.4 | 24604.3
FR | 3 | 8 | 11 | 24438.05 | 20946.9 | 24438.05
FR | 3 | 8 | 12 | 24438.05 | 20946.9 | 24438.05
FR | 3 | 8 | 13 | 24421.6 | 20932.8 | 24421.6
FR | 3 | 8 | 14 | 24421.6 | 20932.8 | 24421.6
FR | 3 | 8 | 15 | 24313.45 | 20840.1 | 24313.45
FR | 3 | 8 | 16 | 24129 | 20682 | 24129
FR | 3 | 8 | 17 | 24174.5 | 20721 | 24174.5
FR | 3 | 8 | 18 | 24229.45 | 20768.1 | 24229.45
FR | 3 | 8 | 19 | 24372.25 | 20890.5 | 24372.25
FR | 3 | 8 | 20 | 24420.2 | 20931.6 | 24420.2
FR | 3 | 8 | 21 | 22930.6 | 19654.8 | 22930.6
FR | 3 | 8 | 22 | 21452.9 | 18388.2 | 21452.9
FR | 3 | 8 | 23 | 20288.1 | 17389.8 | 20288.1
FR | 3 | 8 | 24 | 18282.6 | 15670.8 | 18282.6
FR | 3 | 9 | 1 | 17845.45 | 15296.1 | 17845.45
FR | 3 | 9 | 2 | 17325.7 | 14850.6 | 17325.7
FR | 3 | 9 | 3 | 17129.7 | 14682.6 | 17129.7
FR | 3 | 9 | 4 | 17129.7 | 14682.6 | 17129.7
FR | 3 | 9 | 5 | 17279.5 | 14811 | 17279.5
FR | 3 | 9 | 6 | 17542.35 | 15036.3 | 17542.35
FR | 3 | 9 | 7 | 18516.05 | 15870.9 | 18516.05
FR | 3 | 9 | 8 | 19910.45 | 17066.1 | 19910.45
FR | 3 | 9 | 9 | 21035.35 | 18030.3 | 21035.35
FR | 3 | 9 | 10 | 21277.9 | 18238.2 | 21277.9
FR | 3 | 9 | 11 | 21266.7 | 18228.6 | 21266.7
FR | 3 | 9 | 12 | 21315 | 18270 | 21315
FR | 3 | 9 | 13 | 21122.85 | 18105.3 | 21122.85
FR | 3 | 9 | 14 | 20967.45 | 17972.1 | 20967.45
FR | 3 | 9 | 15 | 20821.15 | 17846.7 | 20821.15
FR | 3 | 9 | 16 | 20890.1 | 17905.8 | 20890.1
FR | 3 | 9 | 17 | 21181.3 | 18155.4 | 21181.3
FR | 3 | 9 | 18 | 21523.6 | 18448.8 | 21523.6
FR | 3 | 9 | 19 | 21729.4 | 18625.2 | 21729.4
FR | 3 | 9 | 20 | 21552.65 | 18473.7 | 21552.65
FR | 3 | 9 | 21 | 21297.15 | 18254.7 | 21297.15
FR | 3 | 9 | 22 | 20343.05 | 17436.9 | 20343.05
FR | 3 | 9 | 23 | 19126.45 | 16394.1 | 19126.45
FR | 3 | 9 | 24 | 18321.45 | 15704.1 | 18321.45
FR | 3 | 10 | 1 | 17798.9 | 15256.2 | 17798.9
FR | 3 | 10 | 2 | 17405.15 | 14918.7 | 17405.15
FR | 3 | 10 | 3 | 17280.55 | 14811.9 | 17280.55
FR | 3 | 10 | 4 | 17371.55 | 14889.9 | 17371.55
FR | 3 | 10 | 5 | 17466.75 | 14971.5 | 17466.75
FR | 3 | 10 | 6 | 17699.15 | 15170.7 | 17699.15
FR | 3 | 10 | 7 | 18931.15 | 16226.7 | 18931.15
FR | 3 | 10 | 8 | 20351.8 | 17444.4 | 20351.8
FR | 3 | 10 | 9 | 21326.55 | 18279.9 | 21326.55
FR | 3 | 10 | 10 | 21934.85 | 18801.3 | 21934.85
FR | 3 | 10 | 11 | 22011.15 | 18866.7 | 22011.15
FR | 3 | 10 | 12 | 21718.55 | 18615.9 | 21718.55
FR | 3 | 10 | 13 | 21537.95 | 18461.1 | 21537.95
FR | 3 | 10 | 14 | 21504.7 | 18432.6 | 21504.7
FR | 3 | 10 | 15 | 21504.7 | 18432.6 | 21504.7
FR | 3 | 10 | 16 | 21612.85 | 18525.3 | 21612.85
FR | 3 | 10 | 17 | 22277.5 | 19095 | 22277.5
FR | 3 | 10 | 18 | 22736 | 19488 | 22736
FR | 3 | 10 | 19 | 22736 | 19488 | 22736
FR | 3 | 10 | 20 | 22325.8 | 19136.4 | 22325.8
FR | 3 | 10 | 21 | 21644 | 18552 | 21644
FR | 3 | 10 | 22 | 20376.65 | 17465.7 | 20376.65
FR | 3 | 10 | 23 | 19182.8 | 16442.4 | 19182.8
FR | 3 | 10 | 24 | 18843.65 | 16151.7 | 18843.65
FR | 3 | 11 | 1 | 18371.15 | 15746.7 | 18371.15
FR | 3 | 11 | 2 | 18088 | 15504 | 18088
FR | 3 | 11 | 3 | 18047.75 | 15469.5 | 18047.75
FR | 3 | 11 | 4 | 18099.2 | 15513.6 | 18099.2
FR | 3 | 11 | 5 | 19106.5 | 16377 | 19106.5
FR | 3 | 11 | 6 | 22458.1 | 19249.8 | 22458.1
FR | 3 | 11 | 7 | 24669.05 | 21144.9 | 24669.05
FR | 3 | 11 | 8 | 25393.9 | 21766.2 | 25393.9
FR | 3 | 11 | 9 | 25872.35 | 22176.3 | 25872.35
FR | 3 | 11 | 10 | 25887.4 | 22189.2 | 25887.4
FR | 3 | 11 | 11 | 25862.9 | 22168.2 | 25862.9
FR | 3 | 11 | 12 | 25862.9 | 22168.2 | 25862.9
FR | 3 | 11 | 13 | 25724.65 | 22049.7 | 25724.65
FR | 3 | 11 | 14 | 25724.65 | 22049.7 | 25724.65
FR | 3 | 11 | 15 | 25706.1 | 22033.8 | 25706.1
FR | 3 | 11 | 16 | 25750.55 | 22071.9 | 25750.55
FR | 3 | 11 | 17 | 25805.5 | 22119 | 25805.5
FR | 3 | 11 | 18 | 25955.3 | 22247.4 | 25955.3
FR | 3 | 11 | 19 | 25912.25 | 22210.5 | 25912.25
FR | 3 | 11 | 20 | 25201.05 | 21600.9 | 25201.05
FR | 3 | 11 | 21 | 22927.1 | 19651.8 | 22927.1
FR | 3 | 11 | 22 | 21688.1 | 18589.8 | 21688.1
FR | 3 | 11 | 23 | 20629.35 | 17682.3 | 20629.35
FR | 3 | 11 | 24 | 18751.25 | 16072.5 | 18751.25
FR | 3 | 12 | 1 | 18400.55 | 15771.9 | 18400.55
FR | 3 | 12 | 2 | 18126.85 | 15537.3 | 18126.85
FR | 3 | 12 | 3 | 18114.95 | 15527.1 | 18114.95
FR | 3 | 12 | 4 | 18114.95 | 15527.1 | 18114.95
FR | 3 | 12 | 5 | 19109.65 | 16379.7 | 19109.65
FR | 3 | 12 | 6 | 22351.35 | 19158.3 | 22351.35
FR | 3 | 12 | 7 | 24645.25 | 21124.5 | 24645.25
FR | 3 | 12 | 8 | 25430.3 | 21797.4 | 25430.3
FR | 3 | 12 | 9 | 25948.3 | 22241.4 | 25948.3
FR | 3 | 12 | 10 | 26159.7 | 22422.6 | 26159.7
FR | 3 | 12 | 11 | 26068.7 | 22344.6 | 26068.7
FR | 3 | 12 | 12 | 26031.6 | 22312.8 | 26031.6
FR | 3 | 12 | 13 | 25958.1 | 22249.8 | 25958.1
FR | 3 | 12 | 14 | 25915.05 | 22212.9 | 25915.05
FR | 3 | 12 | 15 | 25915.05 | 22212.9 | 25915.05
FR | 3 | 12 | 16 | 25979.45 | 22268.1 | 25979.45
FR | 3 | 12 | 17 | 26155.5 | 22419 | 26155.5
FR | 3 | 12 | 18 | 26192.6 | 22450.8 | 26192.6
FR | 3 | 12 | 19 | 26107.9 | 22378.2 | 26107.9
FR | 3 | 12 | 20 | 25212.6 | 21610.8 | 25212.6
FR | 3 | 12 | 21 | 23094.05 | 19794.9 | 23094.05
FR | 3 | 12 | 22 | 21865.9 | 18742.2 | 21865.9
FR | 3 | 12 | 23 | 20842.85 | 17865.3 | 20842.85
FR | 3 | 12 | 24 | 18934.65 | 16229.7 | 18934.65
FR | 3 | 13 | 1 | 18636.45 | 15974.1 | 18636.45
FR | 3 | 13 | 2 | 18489.8 | 15848.4 | 18489.8
FR | 3 | 13 | 3 | 18425.4 | 15793.2 | 18425.4
FR | 3 | 13 | 4 | 18425.4 | 15793.2 | 18425.4
FR | 3 | 13 | 5 | 19363.4 | 16597.2 | 19363.4
FR | 3 | 13 | 6 | 22496.95 | 19283.1 | 22496.95
FR | 3 | 13 | 7 | 24616.9 | 21100.2 | 24616.9
FR | 3 | 13 | 8 | 25375 | 21750 | 25375
FR | 3 | 13 | 9 | 25893 | 22194 | 25893
FR | 3 | 13 | 10 | 26189.8 | 22448.4 | 26189.8
FR | 3 | 13 | 11 | 26196.8 | 22454.4 | 26196.8
FR | 3 | 13 | 12 | 26166 | 22428 | 26166
FR | 3 | 13 | 13 | 26170.9 | 22432.2 | 26170.9
FR | 3 | 13 | 14 | 26087.25 | 22360.5 | 26087.25
FR | 3 | 13 | 15 | 26073.25 | 22348.5 | 26073.25
FR | 3 | 13 | 16 | 26126.45 | 22394.1 | 26126.45
FR | 3 | 13 | 17 | 26192.6 | 22450.8 | 26192.6
FR | 3 | 13 | 18 | 26206.6 | 22462.8 | 26206.6
FR | 3 | 13 | 19 | 26107.2 | 22377.6 | 26107.2
FR | 3 | 13 | 20 | 25212.6 | 21610.8 | 25212.6
FR | 3 | 13 | 21 | 23026.85 | 19737.3 | 23026.85
FR | 3 | 13 | 22 | 21833.35 | 18714.3 | 21833.35
FR | 3 | 13 | 23 | 20842.85 | 17865.3 | 20842.85
FR | 3 | 13 | 24 | 18897.9 | 16198.2 | 18897.9
FR | 3 | 14 | 1 | 18594.45 | 15938.1 | 18594.45
FR | 3 | 14 | 2 | 18489.8 | 15848.4 | 18489.8
FR | 3 | 14 | 3 | 18425.4 | 15793.2 | 18425.4
FR | 3 | 14 | 4 | 18425.4 | 15793.2 | 18425.4
FR | 3 | 14 | 5 | 19363.4 | 16597.2 | 19363.4
FR | 3 | 14 | 6 | 22464.05 | 19254.9 | 22464.05
FR | 3 | 14 | 7 | 24584 | 21072 | 24584
FR | 3 | 14 | 8 | 25375 | 21750 | 25375
FR | 3 | 14 | 9 | 25925.9 | 22222.2 | 25925.9
FR | 3 | 14 | 10 | 26159 | 22422 | 26159
FR | 3 | 14 | 11 | 26082.7 | 22356.6 | 26082.7
FR | 3 | 14 | 12 | 26031.6 | 22312.8 | 26031.6
FR | 3 | 14 | 13 | 25913.3 | 22211.4 | 25913.3
FR | 3 | 14 | 14 | 25867.8 | 22172.4 | 25867.8
FR | 3 | 14 | 15 | 25867.8 | 22172.4 | 25867.8
FR | 3 | 14 | 16 | 25926.25 | 22222.5 | 25926.25
FR | 3 | 14 | 17 | 26000.8 | 22286.4 | 26000.8
FR | 3 | 14 | 18 | 26112.1 | 22381.8 | 26112.1
FR | 3 | 14 | 19 | 26073.95 | 22349.1 | 26073.95
FR | 3 | 14 | 20 | 25212.6 | 21610.8 | 25212.6
FR | 3 | 14 | 21 | 23094.05 | 19794.9 | 23094.05
FR | 3 | 14 | 22 | 21865.9 | 18742.2 | 21865.9
FR | 3 | 14 | 23 | 20842.85 | 17865.3 | 20842.85
FR | 3 | 14 | 24 | 18934.65 | 16229.7 | 18934.65
FR | 3 | 15 | 1 | 18636.45 | 15974.1 | 18636.45
FR | 3 | 15 | 2 | 18489.8 | 15848.4 | 18489.8
FR | 3 | 15 | 3 | 18425.4 | 15793.2 | 18425.4
FR | 3 | 15 | 4 | 18425.4 | 15793.2 | 18425.4
FR | 3 | 15 | 5 | 19363.4 | 16597.2 | 19363.4
FR | 3 | 15 | 6 | 22464.05 | 19254.9 | 22464.05
FR | 3 | 15 | 7 | 24584 | 21072 | 24584
FR | 3 | 15 | 8 | 25375 | 21750 | 25375
FR | 3 | 15 | 9 | 25925.9 | 22222.2 | 25925.9
FR | 3 | 15 | 10 | 26159.7 | 22422.6 | 26159.7
FR | 3 | 15 | 11 | 26031.6 | 22312.8 | 26031.6
FR | 3 | 15 | 12 | 25862.9 | 22168.2 | 25862.9
FR | 3 | 15 | 13 | 25765.25 | 22084.5 | 25765.25
FR | 3 | 15 | 14 | 25706.1 | 22033.8 | 25706.1
FR | 3 | 15 | 15 | 25699.8 | 22028.4 | 25699.8
FR | 3 | 15 | 16 | 25615.8 | 21956.4 | 25615.8
FR | 3 | 15 | 17 | 25684.05 | 22014.9 | 25684.05
FR | 3 | 15 | 18 | 25747.75 | 22069.5 | 25747.75
FR | 3 | 15 | 19 | 25842.95 | 22151.1 | 25842.95
FR | 3 | 15 | 20 | 25102.35 | 21516.3 | 25102.35
FR | 3 | 15 | 21 | 22884.05 | 19614.9 | 22884.05
FR | 3 | 15 | 22 | 21688.1 | 18589.8 | 21688.1
FR | 3 | 15 | 23 | 20611.85 | 17667.3 | 20611.85
FR | 3 | 15 | 24 | 18307.45 | 15692.1 | 18307.45
FR | 3 | 16 | 1 | 17792.6 | 15250.8 | 17792.6
FR | 3 | 16 | 2 | 17580.15 | 15068.7 | 17580.15
FR | 3 | 16 | 3 | 17423.35 | 14934.3 | 17423.35
FR | 3 | 16 | 4 | 17423.35 | 14934.3 | 17423.35
FR | 3 | 16 | 5 | 17557.4 | 15049.2 | 17557.4
FR | 3 | 16 | 6 | 18002.25 | 15430.5 | 18002.25
FR | 3 | 16 | 7 | 19235.3 | 16487.4 | 19235.3
FR | 3 | 16 | 8 | 20563.55 | 17625.9 | 20563.55
FR | 3 | 16 | 9 | 21611.45 | 18524.1 | 21611.45
FR | 3 | 16 | 10 | 22198.75 | 19027.5 | 22198.75
FR | 3 | 16 | 11 | 22069.25 | 18916.5 | 22069.25
FR | 3 | 16 | 12 | 22011.15 | 18866.7 | 22011.15
FR | 3 | 16 | 13 | 21702.45 | 18602.1 | 21702.45
FR | 3 | 16 | 14 | 21504.7 | 18432.6 | 21504.7
FR | 3 | 16 | 15 | 21420.7 | 18360.6 | 21420.7
FR | 3 | 16 | 16 | 21528.85 | 18453.3 | 21528.85
FR | 3 | 16 | 17 | 22120 | 18960 | 22120
FR | 3 | 16 | 18 | 22162.35 | 18996.3 | 22162.35
FR | 3 | 16 | 19 | 22555.75 | 19333.5 | 22555.75
FR | 3 | 16 | 20 | 22358.7 | 19164.6 | 22358.7
FR | 3 | 16 | 21 | 21633.5 | 18543 | 21633.5
FR | 3 | 16 | 22 | 20356.35 | 17448.3 | 20356.35
FR | 3 | 16 | 23 | 19141.15 | 16406.7 | 19141.15
FR | 3 | 16 | 24 | 18264.05 | 15654.9 | 18264.05
FR | 3 | 17 | 1 | 17798.9 | 15256.2 | 17798.9
FR | 3 | 17 | 2 | 17344.95 | 14867.1 | 17344.95
FR | 3 | 17 | 3 | 17215.8 | 14756.4 | 17215.8
FR | 3 | 17 | 4 | 17276 | 14808 | 17276
FR | 3 | 17 | 5 | 17311 | 14838 | 17311
FR | 3 | 17 | 6 | 17515.05 | 15012.9 | 17515.05
FR | 3 | 17 | 7 | 18666.55 | 15999.9 | 18666.55
FR | 3 | 17 | 8 | 20127.8 | 17252.4 | 20127.8
FR | 3 | 17 | 9 | 21124.95 | 18107.1 | 21124.95
FR | 3 | 17 | 10 | 21695.45 | 18596.1 | 21695.45
FR | 3 | 17 | 11 | 21735.7 | 18630.6 | 21735.7
FR | 3 | 17 | 12 | 21554.05 | 18474.9 | 21554.05
FR | 3 | 17 | 13 | 21453.95 | 18389.1 | 21453.95
FR | 3 | 17 | 14 | 21504.7 | 18432.6 | 21504.7
FR | 3 | 17 | 15 | 21355.6 | 18304.8 | 21355.6
FR | 3 | 17 | 16 | 21770.35 | 18660.3 | 21770.35
FR | 3 | 17 | 17 | 22277.5 | 19095 | 22277.5
FR | 3 | 17 | 18 | 22555.75 | 19333.5 | 22555.75
FR | 3 | 17 | 19 | 22736 | 19488 | 22736
FR | 3 | 17 | 20 | 22358.7 | 19164.6 | 22358.7
FR | 3 | 17 | 21 | 21600.6 | 18514.8 | 21600.6
FR | 3 | 17 | 22 | 20323.8 | 17420.4 | 20323.8
FR | 3 | 17 | 23 | 19194.35 | 16452.3 | 19194.35
FR | 3 | 17 | 24 | 18838.05 | 16146.9 | 18838.05
FR | 3 | 18 | 1 | 18371.15 | 15746.7 | 18371.15
FR | 3 | 18 | 2 | 18088 | 15504 | 18088
FR | 3 | 18 | 3 | 18099.2 | 15513.6 | 18099.2
FR | 3 | 18 | 4 | 18062.45 | 15482.1 | 18062.45
FR | 3 | 18 | 5 | 19118.75 | 16387.5 | 19118.75
FR | 3 | 18 | 6 | 22458.1 | 19249.8 | 22458.1
FR | 3 | 18 | 7 | 24643.15 | 21122.7 | 24643.15
FR | 3 | 18 | 8 | 25393.9 | 21766.2 | 25393.9
FR | 3 | 18 | 9 | 25747.05 | 22068.9 | 25747.05
FR | 3 | 18 | 10 | 25716.95 | 22043.1 | 25716.95
FR | 3 | 18 | 11 | 25649.4 | 21985.2 | 25649.4
FR | 3 | 18 | 12 | 25482.45 | 21842.1 | 25482.45
FR | 3 | 18 | 13 | 25466 | 21828 | 25466
FR | 3 | 18 | 14 | 25418.4 | 21787.2 | 25418.4
FR | 3 | 18 | 15 | 25328.8 | 21710.4 | 25328.8
FR | 3 | 18 | 16 | 25411.05 | 21780.9 | 25411.05
FR | 3 | 18 | 17 | 25398.1 | 21769.8 | 25398.1
FR | 3 | 18 | 18 | 25476.15 | 21836.7 | 25476.15
FR | 3 | 18 | 19 | 25538.1 | 21889.8 | 25538.1
FR | 3 | 18 | 20 | 24928.05 | 21366.9 | 24928.05
FR | 3 | 18 | 21 | 22821.75 | 19561.5 | 22821.75
FR | 3 | 18 | 22 | 21521.85 | 18447.3 | 21521.85
FR | 3 | 18 | 23 | 20605.2 | 17661.6 | 20605.2
FR | 3 | 18 | 24 | 18795.7 | 16110.6 | 18795.7
FR | 3 | 19 | 1 | 18327.05 | 15708.9 | 18327.05
FR | 3 | 19 | 2 | 18066.3 | 15485.4 | 18066.3
FR | 3 | 19 | 3 | 18023.95 | 15449.1 | 18023.95
FR | 3 | 19 | 4 | 18023.95 | 15449.1 | 18023.95
FR | 3 | 19 | 5 | 18977.35 | 16266.3 | 18977.35
FR | 3 | 19 | 6 | 22474.55 | 19263.9 | 22474.55
FR | 3 | 19 | 7 | 24717.35 | 21186.3 | 24717.35
FR | 3 | 19 | 8 | 25313.05 | 21696.9 | 25313.05
FR | 3 | 19 | 9 | 25560.85 | 21909.3 | 25560.85
FR | 3 | 19 | 10 | 25520.25 | 21874.5 | 25520.25
FR | 3 | 19 | 11 | 25482.45 | 21842.1 | 25482.45
FR | 3 | 19 | 12 | 25273.15 | 21662.7 | 25273.15
FR | 3 | 19 | 13 | 25066.3 | 21485.4 | 25066.3
FR | 3 | 19 | 14 | 25082.05 | 21498.9 | 25082.05
FR | 3 | 19 | 15 | 24947.3 | 21383.4 | 24947.3
FR | 3 | 19 | 16 | 24947.3 | 21383.4 | 24947.3
FR | 3 | 19 | 17 | 25043.2 | 21465.6 | 25043.2
FR | 3 | 19 | 18 | 25358.55 | 21735.9 | 25358.55
FR | 3 | 19 | 19 | 25476.15 | 21836.7 | 25476.15
FR | 3 | 19 | 20 | 24974.6 | 21406.8 | 24974.6
FR | 3 | 19 | 21 | 22839.95 | 19577.1 | 22839.95
FR | 3 | 19 | 22 | 21521.85 | 18447.3 | 21521.85
FR | 3 | 19 | 23 | 20443.85 | 17523.3 | 20443.85
FR | 3 | 19 | 24 | 18821.6 | 16132.8 | 18821.6
FR | 3 | 20 | 1 | 18333 | 15714 | 18333
FR | 3 | 20 | 2 | 17985.8 | 15416.4 | 17985.8
FR | 3 | 20 | 3 | 17921.4 | 15361.2 | 17921.4
FR | 3 | 20 | 4 | 17921.4 | 15361.2 | 17921.4
FR | 3 | 20 | 5 | 18830.7 | 16140.6 | 18830.7
FR | 3 | 20 | 6 | 21750.4 | 18643.2 | 21750.4
FR | 3 | 20 | 7 | 24228.4 | 20767.2 | 24228.4
FR | 3 | 20 | 8 | 25236.05 | 21630.9 | 25236.05
FR | 3 | 20 | 9 | 25433.45 | 21800.1 | 25433.45
FR | 3 | 20 | 10 | 25520.25 | 21874.5 | 25520.25
FR | 3 | 20 | 11 | 25482.45 | 21842.1 | 25482.45
FR | 3 | 20 | 12 | 25450.6 | 21814.8 | 25450.6
FR | 3 | 20 | 13 | 25385.15 | 21758.7 | 25385.15
FR | 3 | 20 | 14 | 25352.25 | 21730.5 | 25352.25
FR | 3 | 20 | 15 | 25233.6 | 21628.8 | 25233.6
FR | 3 | 20 | 16 | 25177.25 | 21580.5 | 25177.25
FR | 3 | 20 | 17 | 25209.8 | 21608.4 | 25209.8
FR | 3 | 20 | 18 | 25358.55 | 21735.9 | 25358.55
FR | 3 | 20 | 19 | 25538.1 | 21889.8 | 25538.1
FR | 3 | 20 | 20 | 25026.4 | 21451.2 | 25026.4
FR | 3 | 20 | 21 | 23010.4 | 19723.2 | 23010.4
FR | 3 | 20 | 22 | 21675.85 | 18579.3 | 21675.85
FR | 3 | 20 | 23 | 20606.6 | 17662.8 | 20606.6
FR | 3 | 20 | 24 | 18814.6 | 16126.8 | 18814.6
FR | 3 | 21 | 1 | 18418.4 | 15787.2 | 18418.4
FR | 3 | 21 | 2 | 18179 | 15582 | 18179
FR | 3 | 21 | 3 | 18114.95 | 15527.1 | 18114.95
FR | 3 | 21 | 4 | 18114.95 | 15527.1 | 18114.95
FR | 3 | 21 | 5 | 19118.75 | 16387.5 | 19118.75
FR | 3 | 21 | 6 | 22351.35 | 19158.3 | 22351.35
FR | 3 | 21 | 7 | 24645.25 | 21124.5 | 24645.25
FR | 3 | 21 | 8 | 25393.9 | 21766.2 | 25393.9
FR | 3 | 21 | 9 | 25626.3 | 21965.4 | 25626.3
FR | 3 | 21 | 10 | 25593.75 | 21937.5 | 25593.75
FR | 3 | 21 | 11 | 25482.45 | 21842.1 | 25482.45
FR | 3 | 21 | 12 | 25368.7 | 21744.6 | 25368.7
FR | 3 | 21 | 13 | 25115.65 | 21527.7 | 25115.65
FR | 3 | 21 | 14 | 25082.05 | 21498.9 | 25082.05
FR | 3 | 21 | 15 | 24880.1 | 21325.8 | 24880.1
FR | 3 | 21 | 16 | 24880.1 | 21325.8 | 24880.1
FR | 3 | 21 | 17 | 25020.45 | 21446.1 | 25020.45
FR | 3 | 21 | 18 | 25040.05 | 21462.9 | 25040.05
FR | 3 | 21 | 19 | 25358.55 | 21735.9 | 25358.55
FR | 3 | 21 | 20 | 24913 | 21354 | 24913
FR | 3 | 21 | 21 | 22858.85 | 19593.3 | 22858.85
FR | 3 | 21 | 22 | 21610.05 | 18522.9 | 21610.05
FR | 3 | 21 | 23 | 20443.85 | 17523.3 | 20443.85
FR | 3 | 21 | 24 | 18821.6 | 16132.8 | 18821.6
FR | 3 | 22 | 1 | 18307.1 | 15691.8 | 18307.1
FR | 3 | 22 | 2 | 18088 | 15504 | 18088
FR | 3 | 22 | 3 | 18023.95 | 15449.1 | 18023.95
FR | 3 | 22 | 4 | 18047.75 | 15469.5 | 18047.75
FR | 3 | 22 | 5 | 19142.9 | 16408.2 | 19142.9
FR | 3 | 22 | 6 | 22476.65 | 19265.7 | 22476.65
FR | 3 | 22 | 7 | 24643.15 | 21122.7 | 24643.15
FR | 3 | 22 | 8 | 25426.1 | 21793.8 | 25426.1
FR | 3 | 22 | 9 | 25597.6 | 21940.8 | 25597.6
FR | 3 | 22 | 10 | 25458.65 | 21821.7 | 25458.65
FR | 3 | 22 | 11 | 25216.8 | 21614.4 | 25216.8
FR | 3 | 22 | 12 | 24986.15 | 21416.7 | 24986.15
FR | 3 | 22 | 13 | 24532.9 | 21028.2 | 24532.9
FR | 3 | 22 | 14 | 24421.6 | 20932.8 | 24421.6
FR | 3 | 22 | 15 | 23976.4 | 20551.2 | 23976.4
FR | 3 | 22 | 16 | 23907.45 | 20492.1 | 23907.45
FR | 3 | 22 | 17 | 24278.45 | 20810.1 | 24278.45
FR | 3 | 22 | 18 | 24372.25 | 20890.5 | 24372.25
FR | 3 | 22 | 19 | 24476.55 | 20979.9 | 24476.55
FR | 3 | 22 | 20 | 24537.1 | 21031.8 | 24537.1
FR | 3 | 22 | 21 | 22935.5 | 19659 | 22935.5
FR | 3 | 22 | 22 | 21442.05 | 18378.9 | 21442.05
FR | 3 | 22 | 23 | 20288.1 | 17389.8 | 20288.1
FR | 3 | 22 | 24 | 18268.95 | 15659.1 | 18268.95
FR | 3 | 23 | 1 | 17833.9 | 15286.2 | 17833.9
FR | 3 | 23 | 2 | 17379.95 | 14897.1 | 17379.95
FR | 3 | 23 | 3 | 17217.2 | 14757.6 | 17217.2
FR | 3 | 23 | 4 | 17217.2 | 14757.6 | 17217.2
FR | 3 | 23 | 5 | 17297 | 14826 | 17297
FR | 3 | 23 | 6 | 17593.45 | 15080.1 | 17593.45
FR | 3 | 23 | 7 | 18991.7 | 16278.6 | 18991.7
FR | 3 | 23 | 8 | 20305.95 | 17405.1 | 20305.95
FR | 3 | 23 | 9 | 21124.95 | 18107.1 | 21124.95
FR | 3 | 23 | 10 | 21812 | 18696 | 21812
FR | 3 | 23 | 11 | 22011.15 | 18866.7 | 22011.15
FR | 3 | 23 | 12 | 21718.55 | 18615.9 | 21718.55
FR | 3 | 23 | 13 | 21453.95 | 18389.1 | 21453.95
FR | 3 | 23 | 14 | 21355.6 | 18304.8 | 21355.6
FR | 3 | 23 | 15 | 21349.3 | 18299.4 | 21349.3
FR | 3 | 23 | 16 | 21455.7 | 18390.6 | 21455.7
FR | 3 | 23 | 17 | 22036.35 | 18888.3 | 22036.35
FR | 3 | 23 | 18 | 22162.35 | 18996.3 | 22162.35
FR | 3 | 23 | 19 | 22319.85 | 19131.3 | 22319.85
FR | 3 | 23 | 20 | 22358.7 | 19164.6 | 22358.7
FR | 3 | 23 | 21 | 21633.5 | 18543 | 21633.5
FR | 3 | 23 | 22 | 20356.35 | 17448.3 | 20356.35
FR | 3 | 23 | 23 | 19141.15 | 16406.7 | 19141.15
FR | 3 | 23 | 24 | 18316.9 | 15700.2 | 18316.9
FR | 3 | 24 | 1 | 17802.4 | 15259.2 | 17802.4
FR | 3 | 24 | 2 | 17409.7 | 14922.6 | 17409.7
FR | 3 | 24 | 3 | 17349.5 | 14871 | 17349.5
FR | 3 | 24 | 4 | 17349.5 | 14871 | 17349.5
FR | 3 | 24 | 5 | 17455.2 | 14961.6 | 17455.2
FR | 3 | 24 | 6 | 17699.15 | 15170.7 | 17699.15
FR | 3 | 24 | 7 | 18931.15 | 16226.7 | 18931.15
FR | 3 | 24 | 8 | 20351.8 | 17444.4 | 20351.8
FR | 3 | 24 | 9 | 21492.8 | 18422.4 | 21492.8
FR | 3 | 24 | 10 | 22198.75 | 19027.5 | 22198.75
FR | 3 | 24 | 11 | 22202.25 | 19030.5 | 22202.25
FR | 3 | 24 | 12 | 22110.9 | 18952.2 | 22110.9
FR | 3 | 24 | 13 | 22053.15 | 18902.7 | 22053.15
FR | 3 | 24 | 14 | 22019.9 | 18874.2 | 22019.9
FR | 3 | 24 | 15 | 22019.9 | 18874.2 | 22019.9
FR | 3 | 24 | 16 | 22216.25 | 19042.5 | 22216.25
FR | 3 | 24 | 17 | 22805.65 | 19547.7 | 22805.65
FR | 3 | 24 | 18 | 22861.3 | 19595.4 | 22861.3
FR | 3 | 24 | 19 | 22861.3 | 19595.4 | 22861.3
FR | 3 | 24 | 20 | 22325.8 | 19136.4 | 22325.8
FR | 3 | 24 | 21 | 21644 | 18552 | 21644
FR | 3 | 24 | 22 | 20376.65 | 17465.7 | 20376.65
FR | 3 | 24 | 23 | 19182.8 | 16442.4 | 19182.8
FR | 3 | 24 | 24 | 18843.65 | 16151.7 | 18843.65
FR | 3 | 25 | 1 | 18371.15 | 15746.7 | 18371.15
FR | 3 | 25 | 2 | 18088 | 15504 | 18088
FR | 3 | 25 | 3 | 18047.75 | 15469.5 | 18047.75
FR | 3 | 25 | 4 | 18099.2 | 15513.6 | 18099.2
FR | 3 | 25 | 5 | 19137.3 | 16403.4 | 19137.3
FR | 3 | 25 | 6 | 22445.5 | 19239 | 22445.5
FR | 3 | 25 | 7 | 24643.15 | 21122.7 | 24643.15
FR | 3 | 25 | 8 | 25393.9 | 21766.2 | 25393.9
FR | 3 | 25 | 9 | 25872.35 | 22176.3 | 25872.35
FR | 3 | 25 | 10 | 25887.4 | 22189.2 | 25887.4
FR | 3 | 25 | 11 | 25862.9 | 22168.2 | 25862.9
FR | 3 | 25 | 12 | 25740.75 | 22063.5 | 25740.75
FR | 3 | 25 | 13 | 25699.8 | 22028.4 | 25699.8
FR | 3 | 25 | 14 | 25527.95 | 21881.1 | 25527.95
FR | 3 | 25 | 15 | 25442.55 | 21807.9 | 25442.55
FR | 3 | 25 | 16 | 25442.55 | 21807.9 | 25442.55
FR | 3 | 25 | 17 | 25479.3 | 21839.4 | 25479.3
FR | 3 | 25 | 18 | 25538.1 | 21889.8 | 25538.1
FR | 3 | 25 | 19 | 25747.75 | 22069.5 | 25747.75
FR | 3 | 25 | 20 | 25062.8 | 21482.4 | 25062.8
FR | 3 | 25 | 21 | 22965.6 | 19684.8 | 22965.6
FR | 3 | 25 | 22 | 21686 | 18588 | 21686
FR | 3 | 25 | 23 | 20608 | 17664 | 20608
FR | 3 | 25 | 24 | 18843.65 | 16151.7 | 18843.65
FR | 3 | 26 | 1 | 18351.2 | 15729.6 | 18351.2
FR | 3 | 26 | 2 | 18163.25 | 15568.5 | 18163.25
FR | 3 | 26 | 3 | 18062.45 | 15482.1 | 18062.45
FR | 3 | 26 | 4 | 18114.95 | 15527.1 | 18114.95
FR | 3 | 26 | 5 | 19118.75 | 16387.5 | 19118.75
FR | 3 | 26 | 6 | 22470 | 19260 | 22470
FR | 3 | 26 | 7 | 24645.25 | 21124.5 | 24645.25
FR | 3 | 26 | 8 | 25430.3 | 21797.4 | 25430.3
FR | 3 | 26 | 9 | 25872.35 | 22176.3 | 25872.35
FR | 3 | 26 | 10 | 26045.6 | 22324.8 | 26045.6
FR | 3 | 26 | 11 | 25862.9 | 22168.2 | 25862.9
FR | 3 | 26 | 12 | 25781.35 | 22098.3 | 25781.35
FR | 3 | 26 | 13 | 25699.8 | 22028.4 | 25699.8
FR | 3 | 26 | 14 | 25699.8 | 22028.4 | 25699.8
FR | 3 | 26 | 15 | 25632.95 | 21971.1 | 25632.95
FR | 3 | 26 | 16 | 25647.65 | 21983.7 | 25647.65
FR | 3 | 26 | 17 | 25684.05 | 22014.9 | 25684.05
FR | 3 | 26 | 18 | 25747.75 | 22069.5 | 25747.75
FR | 3 | 26 | 19 | 25802.35 | 22116.3 | 25802.35
FR | 3 | 26 | 20 | 25130.7 | 21540.6 | 25130.7
FR | 3 | 26 | 21 | 22914.15 | 19640.7 | 22914.15
FR | 3 | 26 | 22 | 21642.95 | 18551.1 | 21642.95
FR | 3 | 26 | 23 | 20611.85 | 17667.3 | 20611.85
FR | 3 | 26 | 24 | 18751.25 | 16072.5 | 18751.25
FR | 3 | 27 | 1 | 18418.4 | 15787.2 | 18418.4
FR | 3 | 27 | 2 | 18179 | 15582 | 18179
FR | 3 | 27 | 3 | 18067.7 | 15486.6 | 18067.7
FR | 3 | 27 | 4 | 17992.1 | 15421.8 | 17992.1
FR | 3 | 27 | 5 | 19041.75 | 16321.5 | 19041.75
FR | 3 | 27 | 6 | 22311.45 | 19124.1 | 22311.45
FR | 3 | 27 | 7 | 24616.9 | 21100.2 | 24616.9
FR | 3 | 27 | 8 | 25419.1 | 21787.8 | 25419.1
FR | 3 | 27 | 9 | 25872.35 | 22176.3 | 25872.35
FR | 3 | 27 | 10 | 25965.45 | 22256.1 | 25965.45
FR | 3 | 27 | 11 | 25781.35 | 22098.3 | 25781.35
FR | 3 | 27 | 12 | 25715.9 | 22042.2 | 25715.9
FR | 3 | 27 | 13 | 25527.95 | 21881.1 | 25527.95
FR | 3 | 27 | 14 | 25466 | 21828 | 25466
FR | 3 | 27 | 15 | 25442.55 | 21807.9 | 25442.55
FR | 3 | 27 | 16 | 25442.55 | 21807.9 | 25442.55
FR | 3 | 27 | 17 | 25479.3 | 21839.4 | 25479.3
FR | 3 | 27 | 18 | 25476.15 | 21836.7 | 25476.15
FR | 3 | 27 | 19 | 25747.75 | 22069.5 | 25747.75
FR | 3 | 27 | 20 | 25045.65 | 21467.7 | 25045.65
FR | 3 | 27 | 21 | 22914.15 | 19640.7 | 22914.15
FR | 3 | 27 | 22 | 21686 | 18588 | 21686
FR | 3 | 27 | 23 | 20608 | 17664 | 20608
FR | 3 | 27 | 24 | 18843.65 | 16151.7 | 18843.65
FR | 3 | 28 | 1 | 18351.2 | 15729.6 | 18351.2
FR | 3 | 28 | 2 | 18111.8 | 15524.4 | 18111.8
FR | 3 | 28 | 3 | 18047.75 | 15469.5 | 18047.75
FR | 3 | 28 | 4 | 18023.95 | 15449.1 | 18023.95
FR | 3 | 28 | 5 | 18977.35 | 16266.3 | 18977.35
FR | 3 | 28 | 6 | 22474.55 | 19263.9 | 22474.55
FR | 3 | 28 | 7 | 24717.35 | 21186.3 | 24717.35
FR | 3 | 28 | 8 | 25426.1 | 21793.8 | 25426.1
FR | 3 | 28 | 9 | 25701.55 | 22029.9 | 25701.55
FR | 3 | 28 | 10 | 25726.05 | 22050.9 | 25726.05
FR | 3 | 28 | 11 | 25722.2 | 22047.6 | 25722.2
FR | 3 | 28 | 12 | 25649.4 | 21985.2 | 25649.4
FR | 3 | 28 | 13 | 25527.95 | 21881.1 | 25527.95
FR | 3 | 28 | 14 | 25466 | 21828 | 25466
FR | 3 | 28 | 15 | 25442.55 | 21807.9 | 25442.55
FR | 3 | 28 | 16 | 25442.55 | 21807.9 | 25442.55
FR | 3 | 28 | 17 | 25540.9 | 21892.2 | 25540.9
FR | 3 | 28 | 18 | 25680.9 | 22012.2 | 25680.9
FR | 3 | 28 | 19 | 25802.35 | 22116.3 | 25802.35
FR | 3 | 28 | 20 | 25102.35 | 21516.3 | 25102.35
FR | 3 | 28 | 21 | 22959.65 | 19679.7 | 22959.65
FR | 3 | 28 | 22 | 21610.4 | 18523.2 | 21610.4
FR | 3 | 28 | 23 | 20629.35 | 17682.3 | 20629.35
FR | 3 | 28 | 24 | 18769.1 | 16087.8 | 18769.1
FR | 3 | 29 | 1 | 18380.6 | 15754.8 | 18380.6
FR | 3 | 29 | 2 | 18056.15 | 15476.7 | 18056.15
FR | 3 | 29 | 3 | 17998.75 | 15427.5 | 17998.75
FR | 3 | 29 | 4 | 18018 | 15444 | 18018
FR | 3 | 29 | 5 | 19146.75 | 16411.5 | 19146.75
FR | 3 | 29 | 6 | 22324.75 | 19135.5 | 22324.75
FR | 3 | 29 | 7 | 24616.9 | 21100.2 | 24616.9
FR | 3 | 29 | 8 | 25430.3 | 21797.4 | 25430.3
FR | 3 | 29 | 9 | 25872.35 | 22176.3 | 25872.35
FR | 3 | 29 | 10 | 25965.45 | 22256.1 | 25965.45
FR | 3 | 29 | 11 | 25862.9 | 22168.2 | 25862.9
FR | 3 | 29 | 12 | 25781.35 | 22098.3 | 25781.35
FR | 3 | 29 | 13 | 25699.8 | 22028.4 | 25699.8
FR | 3 | 29 | 14 | 25632.95 | 21971.1 | 25632.95
FR | 3 | 29 | 15 | 25504.5 | 21861 | 25504.5
FR | 3 | 29 | 16 | 25504.5 | 21861 | 25504.5
FR | 3 | 29 | 17 | 25540.9 | 21892.2 | 25540.9
FR | 3 | 29 | 18 | 25538.1 | 21889.8 | 25538.1
FR | 3 | 29 | 19 | 25747.75 | 22069.5 | 25747.75
FR | 3 | 29 | 20 | 25045.65 | 21467.7 | 25045.65
FR | 3 | 29 | 21 | 22914.15 | 19640.7 | 22914.15
FR | 3 | 29 | 22 | 21686 | 18588 | 21686
FR | 3 | 29 | 23 | 20608 | 17664 | 20608
FR | 3 | 29 | 24 | 18310.25 | 15694.5 | 18310.25
FR | 3 | 30 | 1 | 17798.55 | 15255.9 | 17798.55
FR | 3 | 30 | 2 | 17572.45 | 15062.1 | 17572.45
FR | 3 | 30 | 3 | 17409.35 | 14922.3 | 17409.35
FR | 3 | 30 | 4 | 17451 | 14958 | 17451
FR | 3 | 30 | 5 | 17546.2 | 15039.6 | 17546.2
FR | 3 | 30 | 6 | 17812.55 | 15267.9 | 17812.55
FR | 3 | 30 | 7 | 19078.5 | 16353 | 19078.5
FR | 3 | 30 | 8 | 20558.65 | 17621.7 | 20558.65
FR | 3 | 30 | 9 | 21611.45 | 18524.1 | 21611.45
FR | 3 | 30 | 10 | 22198.75 | 19027.5 | 22198.75
FR | 3 | 30 | 11 | 22110.9 | 18952.2 | 22110.9
FR | 3 | 30 | 12 | 22069.25 | 18916.5 | 22069.25
FR | 3 | 30 | 13 | 21982.1 | 18841.8 | 21982.1
FR | 3 | 30 | 14 | 21961.8 | 18824.4 | 21961.8
FR | 3 | 30 | 15 | 21961.8 | 18824.4 | 21961.8
FR | 3 | 30 | 16 | 22104.25 | 18946.5 | 22104.25
FR | 3 | 30 | 17 | 22693.65 | 19451.7 | 22693.65
FR | 3 | 30 | 18 | 22736 | 19488 | 22736
FR | 3 | 30 | 19 | 22861.3 | 19595.4 | 22861.3
FR | 3 | 30 | 20 | 22325.8 | 19136.4 | 22325.8
FR | 3 | 30 | 21 | 21587.3 | 18503.4 | 21587.3
FR | 3 | 30 | 22 | 20365.45 | 17456.1 | 20365.45
FR | 3 | 30 | 23 | 19202.05 | 16458.9 | 19202.05
FR | 3 | 30 | 24 | 18292.4 | 15679.2 | 18292.4
FR | 3 | 31 | 1 | 17761.8 | 15224.4 | 17761.8
FR | 3 | 31 | 2 | 17451 | 14958 | 17451
FR | 3 | 31 | 3 | 17423.35 | 14934.3 | 17423.35
FR | 3 | 31 | 4 | 17588.55 | 15075.9 | 17588.55
FR | 3 | 31 | 5 | 18002.25 | 15430.5 | 18002.25
FR | 3 | 31 | 6 | 19224.45 | 16478.1 | 19224.45
FR | 3 | 31 | 7 | 20747.3 | 17783.4 | 20747.3
FR | 3 | 31 | 8 | 21656.6 | 18562.8 | 21656.6
FR | 3 | 31 | 9 | 22330.7 | 19140.6 | 22330.7
FR | 3 | 31 | 10 | 22357.3 | 19163.4 | 22357.3
FR | 3 | 31 | 11 | 22309 | 19122 | 22309
FR | 3 | 31 | 12 | 22186.15 | 19016.7 | 22186.15
FR | 3 | 31 | 13 | 22019.9 | 18874.2 | 22019.9
FR | 3 | 31 | 14 | 22019.9 | 18874.2 | 22019.9
FR | 3 | 31 | 15 | 22216.25 | 19042.5 | 22216.25
FR | 3 | 31 | 16 | 22805.65 | 19547.7 | 22805.65
FR | 3 | 31 | 17 | 22861.3 | 19595.4 | 22861.3
FR | 3 | 31 | 18 | 22861.3 | 19595.4 | 22861.3
FR | 3 | 31 | 19 | 22433.25 | 19228.5 | 22433.25
FR | 3 | 31 | 20 | 21574.7 | 18492.6 | 21574.7
FR | 3 | 31 | 21 | 20421.8 | 17504.4 | 20421.8
FR | 3 | 31 | 22 | 19260.85 | 16509.3 | 19260.85
FR | 3 | 31 | 23 | 18614.4 | 15955.2 | 18614.4
FR | 3 | 31 | 24 | 17944.15 | 15380.7 | 17944.15
FR | 4 | 1 | 1 | 17554.25 | 15046.5 | 17554.25
FR | 4 | 1 | 2 | 17339.35 | 14862.3 | 17339.35
FR | 4 | 1 | 3 | 17521 | 15018 | 17521
FR | 4 | 1 | 4 | 18059.65 | 15479.7 | 18059.65
FR | 4 | 1 | 5 | 19753.3 | 16931.4 | 19753.3
FR | 4 | 1 | 6 | 22195.6 | 19024.8 | 22195.6
FR | 4 | 1 | 7 | 23614.5 | 20241 | 23614.5
FR | 4 | 1 | 8 | 24509.45 | 21008.1 | 24509.45
FR | 4 | 1 | 9 | 24938.55 | 21375.9 | 24938.55
FR | 4 | 1 | 10 | 24774.05 | 21234.9 | 24774.05
FR | 4 | 1 | 11 | 24612.35 | 21096.3 | 24612.35
FR | 4 | 1 | 12 | 24575.25 | 21064.5 | 24575.25
FR | 4 | 1 | 13 | 24543.4 | 21037.2 | 24543.4
FR | 4 | 1 | 14 | 24409 | 20922 | 24409
FR | 4 | 1 | 15 | 24281.95 | 20813.1 | 24281.95
FR | 4 | 1 | 16 | 24278.45 | 20810.1 | 24278.45
FR | 4 | 1 | 17 | 24275.3 | 20807.4 | 24275.3
FR | 4 | 1 | 18 | 24339 | 20862 | 24339
FR | 4 | 1 | 19 | 23994.25 | 20566.5 | 23994.25
FR | 4 | 1 | 20 | 23117.5 | 19815 | 23117.5
FR | 4 | 1 | 21 | 21570.15 | 18488.7 | 21570.15
FR | 4 | 1 | 22 | 20820.1 | 17845.8 | 20820.1
FR | 4 | 1 | 23 | 18817.05 | 16128.9 | 18817.05
FR | 4 | 1 | 24 | 18087.3 | 15503.4 | 18087.3
FR | 4 | 2 | 1 | 17623.2 | 15105.6 | 17623.2
FR | 4 | 2 | 2 | 17440.5 | 14949 | 17440.5
FR | 4 | 2 | 3 | 17456.25 | 14962.5 | 17456.25
FR | 4 | 2 | 4 | 17830.4 | 15283.2 | 17830.4
FR | 4 | 2 | 5 | 19479.25 | 16696.5 | 19479.25
FR | 4 | 2 | 6 | 22059.1 | 18907.8 | 22059.1
FR | 4 | 2 | 7 | 23472.05 | 20118.9 | 23472.05
FR | 4 | 2 | 8 | 24487.4 | 20989.2 | 24487.4
FR | 4 | 2 | 9 | 24736.25 | 21202.5 | 24736.25
FR | 4 | 2 | 10 | 24619 | 21102 | 24619
FR | 4 | 2 | 11 | 24591.35 | 21078.3 | 24591.35
FR | 4 | 2 | 12 | 24461.5 | 20967 | 24461.5
FR | 4 | 2 | 13 | 24341.1 | 20863.8 | 24341.1
FR | 4 | 2 | 14 | 24277.75 | 20809.5 | 24277.75
FR | 4 | 2 | 15 | 24258.85 | 20793.3 | 24258.85
FR | 4 | 2 | 16 | 24195.85 | 20739.3 | 24195.85
FR | 4 | 2 | 17 | 24189.55 | 20733.9 | 24189.55
FR | 4 | 2 | 18 | 24255.7 | 20790.6 | 24255.7
FR | 4 | 2 | 19 | 24036.95 | 20603.1 | 24036.95
FR | 4 | 2 | 20 | 23082.15 | 19784.7 | 23082.15
FR | 4 | 2 | 21 | 21570.15 | 18488.7 | 21570.15
FR | 4 | 2 | 22 | 20820.1 | 17845.8 | 20820.1
FR | 4 | 2 | 23 | 18817.05 | 16128.9 | 18817.05
FR | 4 | 2 | 24 | 18091.15 | 15506.7 | 18091.15
FR | 4 | 3 | 1 | 17572.8 | 15062.4 | 17572.8
FR | 4 | 3 | 2 | 17389.05 | 14904.9 | 17389.05
FR | 4 | 3 | 3 | 17403.75 | 14917.5 | 17403.75
FR | 4 | 3 | 4 | 17818.15 | 15272.7 | 17818.15
FR | 4 | 3 | 5 | 19479.25 | 16696.5 | 19479.25
FR | 4 | 3 | 6 | 22079.4 | 18925.2 | 22079.4
FR | 4 | 3 | 7 | 23472.05 | 20118.9 | 23472.05
FR | 4 | 3 | 8 | 24487.4 | 20989.2 | 24487.4
FR | 4 | 3 | 9 | 24768.45 | 21230.1 | 24768.45
FR | 4 | 3 | 10 | 24619 | 21102 | 24619
FR | 4 | 3 | 11 | 24591.35 | 21078.3 | 24591.35
FR | 4 | 3 | 12 | 24575.25 | 21064.5 | 24575.25
FR | 4 | 3 | 13 | 24432.45 | 20942.1 | 24432.45
FR | 4 | 3 | 14 | 24322.55 | 20847.9 | 24322.55
FR | 4 | 3 | 15 | 24281.95 | 20813.1 | 24281.95
FR | 4 | 3 | 16 | 24278.45 | 20810.1 | 24278.45
FR | 4 | 3 | 17 | 24275.3 | 20807.4 | 24275.3
FR | 4 | 3 | 18 | 24340.4 | 20863.2 | 24340.4
FR | 4 | 3 | 19 | 24025.75 | 20593.5 | 24025.75
FR | 4 | 3 | 20 | 23037 | 19746 | 23037
FR | 4 | 3 | 21 | 21570.15 | 18488.7 | 21570.15
FR | 4 | 3 | 22 | 20659.1 | 17707.8 | 20659.1
FR | 4 | 3 | 23 | 18817.05 | 16128.9 | 18817.05
FR | 4 | 3 | 24 | 18091.15 | 15506.7 | 18091.15
FR | 4 | 4 | 1 | 17572.8 | 15062.4 | 17572.8
FR | 4 | 4 | 2 | 17389.05 | 14904.9 | 17389.05
FR | 4 | 4 | 3 | 17440.5 | 14949 | 17440.5
FR | 4 | 4 | 4 | 17818.15 | 15272.7 | 17818.15
FR | 4 | 4 | 5 | 19655.3 | 16847.4 | 19655.3
FR | 4 | 4 | 6 | 22125.95 | 18965.1 | 22125.95
FR | 4 | 4 | 7 | 23504.95 | 20147.1 | 23504.95
FR | 4 | 4 | 8 | 24450.3 | 20957.4 | 24450.3
FR | 4 | 4 | 9 | 24736.25 | 21202.5 | 24736.25
FR | 4 | 4 | 10 | 24612.35 | 21096.3 | 24612.35
FR | 4 | 4 | 11 | 24591.35 | 21078.3 | 24591.35
FR | 4 | 4 | 12 | 24461.5 | 20967 | 24461.5
FR | 4 | 4 | 13 | 24341.1 | 20863.8 | 24341.1
FR | 4 | 4 | 14 | 24277.75 | 20809.5 | 24277.75
FR | 4 | 4 | 15 | 24241.7 | 20778.6 | 24241.7
FR | 4 | 4 | 16 | 24238.55 | 20775.9 | 24238.55
FR | 4 | 4 | 17 | 24255.7 | 20790.6 | 24255.7
FR | 4 | 4 | 18 | 24253.95 | 20789.1 | 24253.95
FR | 4 | 4 | 19 | 24036.95 | 20603.1 | 24036.95
FR | 4 | 4 | 20 | 23082.15 | 19784.7 | 23082.15
FR | 4 | 4 | 21 | 21623 | 18534 | 21623
FR | 4 | 4 | 22 | 20630.05 | 17682.9 | 20630.05
FR | 4 | 4 | 23 | 18842.95 | 16151.1 | 18842.95
FR | 4 | 4 | 24 | 18097.1 | 15511.8 | 18097.1
FR | 4 | 5 | 1 | 17487.75 | 14989.5 | 17487.75
FR | 4 | 5 | 2 | 17257.8 | 14792.4 | 17257.8
FR | 4 | 5 | 3 | 17257.8 | 14792.4 | 17257.8
FR | 4 | 5 | 4 | 17537.8 | 15032.4 | 17537.8
FR | 4 | 5 | 5 | 19550.3 | 16757.4 | 19550.3
FR | 4 | 5 | 6 | 22173.9 | 19006.2 | 22173.9
FR | 4 | 5 | 7 | 23509.85 | 20151.3 | 23509.85
FR | 4 | 5 | 8 | 24204.6 | 20746.8 | 24204.6
FR | 4 | 5 | 9 | 24574.9 | 21064.2 | 24574.9
FR | 4 | 5 | 10 | 24612.35 | 21096.3 | 24612.35
FR | 4 | 5 | 11 | 24591.35 | 21078.3 | 24591.35
FR | 4 | 5 | 12 | 24575.25 | 21064.5 | 24575.25
FR | 4 | 5 | 13 | 24575.25 | 21064.5 | 24575.25
FR | 4 | 5 | 14 | 24551.8 | 21044.4 | 24551.8
FR | 4 | 5 | 15 | 24516.1 | 21013.8 | 24516.1
FR | 4 | 5 | 16 | 24490.2 | 20991.6 | 24490.2
FR | 4 | 5 | 17 | 24487.4 | 20989.2 | 24487.4
FR | 4 | 5 | 18 | 24487.4 | 20989.2 | 24487.4
FR | 4 | 5 | 19 | 24025.75 | 20593.5 | 24025.75
FR | 4 | 5 | 20 | 23018.8 | 19730.4 | 23018.8
FR | 4 | 5 | 21 | 21731.5 | 18627 | 21731.5
FR | 4 | 5 | 22 | 20819.4 | 17845.2 | 20819.4
FR | 4 | 5 | 23 | 18238.85 | 15633.3 | 18238.85
FR | 4 | 5 | 24 | 17478.3 | 14981.4 | 17478.3
FR | 4 | 6 | 1 | 17016.3 | 14585.4 | 17016.3
FR | 4 | 6 | 2 | 16720.9 | 14332.2 | 16720.9
FR | 4 | 6 | 3 | 16720.9 | 14332.2 | 16720.9
FR | 4 | 6 | 4 | 16763.6 | 14368.8 | 16763.6
FR | 4 | 6 | 5 | 16870 | 14460 | 16870
FR | 4 | 6 | 6 | 17578.75 | 15067.5 | 17578.75
FR | 4 | 6 | 7 | 18467.4 | 15829.2 | 18467.4
FR | 4 | 6 | 8 | 20187.3 | 17303.4 | 20187.3
FR | 4 | 6 | 9 | 21243.95 | 18209.1 | 21243.95
FR | 4 | 6 | 10 | 21257.6 | 18220.8 | 21257.6
FR | 4 | 6 | 11 | 21186.55 | 18159.9 | 21186.55
FR | 4 | 6 | 12 | 21183.4 | 18157.2 | 21183.4
FR | 4 | 6 | 13 | 21150.15 | 18128.7 | 21150.15
FR | 4 | 6 | 14 | 20857.55 | 17877.9 | 20857.55
FR | 4 | 6 | 15 | 20851.95 | 17873.1 | 20851.95
FR | 4 | 6 | 16 | 21090.65 | 18077.7 | 21090.65
FR | 4 | 6 | 17 | 21133 | 18114 | 21133
FR | 4 | 6 | 18 | 21368.9 | 18316.2 | 21368.9
FR | 4 | 6 | 19 | 21273.7 | 18234.6 | 21273.7
FR | 4 | 6 | 20 | 20785.1 | 17815.8 | 20785.1
FR | 4 | 6 | 21 | 20036.45 | 17174.1 | 20036.45
FR | 4 | 6 | 22 | 19148.85 | 16413.3 | 19148.85
FR | 4 | 6 | 23 | 18238.85 | 15633.3 | 18238.85
FR | 4 | 6 | 24 | 17454.5 | 14961 | 17454.5
FR | 4 | 7 | 1 | 17058.3 | 14621.4 | 17058.3
FR | 4 | 7 | 2 | 16753.8 | 14360.4 | 16753.8
FR | 4 | 7 | 3 | 16759.05 | 14364.9 | 16759.05
FR | 4 | 7 | 4 | 16810.15 | 14408.7 | 16810.15
FR | 4 | 7 | 5 | 16902.2 | 14487.6 | 16902.2
FR | 4 | 7 | 6 | 17686.2 | 15159.6 | 17686.2
FR | 4 | 7 | 7 | 18659.2 | 15993.6 | 18659.2
FR | 4 | 7 | 8 | 20305.95 | 17405.1 | 20305.95
FR | 4 | 7 | 9 | 21289.1 | 18247.8 | 21289.1
FR | 4 | 7 | 10 | 21186.55 | 18159.9 | 21186.55
FR | 4 | 7 | 11 | 20906.9 | 17920.2 | 20906.9
FR | 4 | 7 | 12 | 20642.3 | 17693.4 | 20642.3
FR | 4 | 7 | 13 | 20389.25 | 17476.5 | 20389.25
FR | 4 | 7 | 14 | 20371.05 | 17460.9 | 20371.05
FR | 4 | 7 | 15 | 20382.6 | 17470.8 | 20382.6
FR | 4 | 7 | 16 | 20566.35 | 17628.3 | 20566.35
FR | 4 | 7 | 17 | 20614.65 | 17669.7 | 20614.65
FR | 4 | 7 | 18 | 20603.1 | 17659.8 | 20603.1
FR | 4 | 7 | 19 | 20783 | 17814 | 20783
FR | 4 | 7 | 20 | 20785.1 | 17815.8 | 20785.1
FR | 4 | 7 | 21 | 20069.35 | 17202.3 | 20069.35
FR | 4 | 7 | 22 | 19133.8 | 16400.4 | 19133.8
FR | 4 | 7 | 23 | 18842.95 | 16151.1 | 18842.95
FR | 4 | 7 | 24 | 18097.1 | 15511.8 | 18097.1
FR | 4 | 8 | 1 | 17492.3 | 14993.4 | 17492.3
FR | 4 | 8 | 2 | 17277.75 | 14809.5 | 17277.75
FR | 4 | 8 | 3 | 17338.3 | 14861.4 | 17338.3
FR | 4 | 8 | 4 | 17662.05 | 15138.9 | 17662.05
FR | 4 | 8 | 5 | 19644.8 | 16838.4 | 19644.8
FR | 4 | 8 | 6 | 22173.55 | 19005.9 | 22173.55
FR | 4 | 8 | 7 | 23509.85 | 20151.3 | 23509.85
FR | 4 | 8 | 8 | 24186.4 | 20731.2 | 24186.4
FR | 4 | 8 | 9 | 24553.9 | 21046.2 | 24553.9
FR | 4 | 8 | 10 | 24591.35 | 21078.3 | 24591.35
FR | 4 | 8 | 11 | 24477.6 | 20980.8 | 24477.6
FR | 4 | 8 | 12 | 24432.45 | 20942.1 | 24432.45
FR | 4 | 8 | 13 | 24346 | 20868 | 24346
FR | 4 | 8 | 14 | 24298.05 | 20826.9 | 24298.05
FR | 4 | 8 | 15 | 24241.7 | 20778.6 | 24241.7
FR | 4 | 8 | 16 | 24238.55 | 20775.9 | 24238.55
FR | 4 | 8 | 17 | 24146.85 | 20697.3 | 24146.85
FR | 4 | 8 | 18 | 24189.55 | 20733.9 | 24189.55
FR | 4 | 8 | 19 | 24019.1 | 20587.8 | 24019.1
FR | 4 | 8 | 20 | 23272.9 | 19948.2 | 23272.9
FR | 4 | 8 | 21 | 21623 | 18534 | 21623
FR | 4 | 8 | 22 | 20630.05 | 17682.9 | 20630.05
FR | 4 | 8 | 23 | 18842.95 | 16151.1 | 18842.95
FR | 4 | 8 | 24 | 18097.1 | 15511.8 | 18097.1
FR | 4 | 9 | 1 | 17487.75 | 14989.5 | 17487.75
FR | 4 | 9 | 2 | 17257.8 | 14792.4 | 17257.8
FR | 4 | 9 | 3 | 17257.8 | 14792.4 | 17257.8
FR | 4 | 9 | 4 | 17537.8 | 15032.4 | 17537.8
FR | 4 | 9 | 5 | 19483.1 | 16699.8 | 19483.1
FR | 4 | 9 | 6 | 22136.1 | 18973.8 | 22136.1
FR | 4 | 9 | 7 | 23339.75 | 20005.5 | 23339.75
FR | 4 | 9 | 8 | 24158.75 | 20707.5 | 24158.75
FR | 4 | 9 | 9 | 24553.9 | 21046.2 | 24553.9
FR | 4 | 9 | 10 | 24448.55 | 20955.9 | 24448.55
FR | 4 | 9 | 11 | 24357.55 | 20877.9 | 24357.55
FR | 4 | 9 | 12 | 24319.4 | 20845.2 | 24319.4
FR | 4 | 9 | 13 | 24319.4 | 20845.2 | 24319.4
FR | 4 | 9 | 14 | 24165.05 | 20712.9 | 24165.05
FR | 4 | 9 | 15 | 24043.95 | 20609.1 | 24043.95
FR | 4 | 9 | 16 | 23929.85 | 20511.3 | 23929.85
FR | 4 | 9 | 17 | 23921.45 | 20504.1 | 23921.45
FR | 4 | 9 | 18 | 23991.45 | 20564.1 | 23991.45
FR | 4 | 9 | 19 | 23931.6 | 20512.8 | 23931.6
FR | 4 | 9 | 20 | 23304.75 | 19975.5 | 23304.75
FR | 4 | 9 | 21 | 21490.35 | 18420.3 | 21490.35
FR | 4 | 9 | 22 | 20503.35 | 17574.3 | 20503.35
FR | 4 | 9 | 23 | 18752.3 | 16073.4 | 18752.3
FR | 4 | 9 | 24 | 17930.5 | 15369 | 17930.5
FR | 4 | 10 | 1 | 17138.8 | 14690.4 | 17138.8
FR | 4 | 10 | 2 | 16904.3 | 14489.4 | 16904.3
FR | 4 | 10 | 3 | 16910.6 | 14494.8 | 16910.6
FR | 4 | 10 | 4 | 17109.75 | 14665.5 | 17109.75
FR | 4 | 10 | 5 | 18693.5 | 16023 | 18693.5
FR | 4 | 10 | 6 | 21872.55 | 18747.9 | 21872.55
FR | 4 | 10 | 7 | 23223.55 | 19905.9 | 23223.55
FR | 4 | 10 | 8 | 23987.25 | 20560.5 | 23987.25
FR | 4 | 10 | 9 | 24318.35 | 20844.3 | 24318.35
FR | 4 | 10 | 10 | 24335.5 | 20859 | 24335.5
FR | 4 | 10 | 11 | 24259.55 | 20793.9 | 24259.55
FR | 4 | 10 | 12 | 24158.05 | 20706.9 | 24158.05
FR | 4 | 10 | 13 | 24046.75 | 20611.5 | 24046.75
FR | 4 | 10 | 14 | 23968.35 | 20544.3 | 23968.35
FR | 4 | 10 | 15 | 23889.6 | 20476.8 | 23889.6
FR | 4 | 10 | 16 | 23611.35 | 20238.3 | 23611.35
FR | 4 | 10 | 17 | 23695.7 | 20310.6 | 23695.7
FR | 4 | 10 | 18 | 23848.65 | 20441.7 | 23848.65
FR | 4 | 10 | 19 | 23706.2 | 20319.6 | 23706.2
FR | 4 | 10 | 20 | 23188.9 | 19876.2 | 23188.9
FR | 4 | 10 | 21 | 21658.35 | 18564.3 | 21658.35
FR | 4 | 10 | 22 | 20469.75 | 17545.5 | 20469.75
FR | 4 | 10 | 23 | 18785.2 | 16101.6 | 18785.2
FR | 4 | 10 | 24 | 17977.75 | 15409.5 | 17977.75
FR | 4 | 11 | 1 | 17158.05 | 14706.9 | 17158.05
FR | 4 | 11 | 2 | 16980.6 | 14554.8 | 16980.6
FR | 4 | 11 | 3 | 16980.6 | 14554.8 | 16980.6
FR | 4 | 11 | 4 | 17164 | 14712 | 17164
FR | 4 | 11 | 5 | 18653.95 | 15989.1 | 18653.95
FR | 4 | 11 | 6 | 21861.7 | 18738.6 | 21861.7
FR | 4 | 11 | 7 | 23005.15 | 19718.7 | 23005.15
FR | 4 | 11 | 8 | 23721.25 | 20332.5 | 23721.25
FR | 4 | 11 | 9 | 24136.7 | 20688.6 | 24136.7
FR | 4 | 11 | 10 | 24063.2 | 20625.6 | 24063.2
FR | 4 | 11 | 11 | 23910.25 | 20494.5 | 23910.25
FR | 4 | 11 | 12 | 23755.2 | 20361.6 | 23755.2
FR | 4 | 11 | 13 | 23734.55 | 20343.9 | 23734.55
FR | 4 | 11 | 14 | 23623.25 | 20248.5 | 23623.25
FR | 4 | 11 | 15 | 23417.1 | 20071.8 | 23417.1
FR | 4 | 11 | 16 | 23585.8 | 20216.4 | 23585.8
FR | 4 | 11 | 17 | 23536.8 | 20174.4 | 23536.8
FR | 4 | 11 | 18 | 23553.95 | 20189.1 | 23553.95
FR | 4 | 11 | 19 | 23633.4 | 20257.2 | 23633.4
FR | 4 | 11 | 20 | 23078.65 | 19781.7 | 23078.65
FR | 4 | 11 | 21 | 21677.6 | 18580.8 | 21677.6
FR | 4 | 11 | 22 | 20505.1 | 17575.8 | 20505.1
FR | 4 | 11 | 23 | 18767 | 16086 | 18767
FR | 4 | 11 | 24 | 17958.85 | 15393.3 | 17958.85
FR | 4 | 12 | 1 | 17140.2 | 14691.6 | 17140.2
FR | 4 | 12 | 2 | 16904.3 | 14489.4 | 16904.3
FR | 4 | 12 | 3 | 16904.3 | 14489.4 | 16904.3
FR | 4 | 12 | 4 | 17088.05 | 14646.9 | 17088.05
FR | 4 | 12 | 5 | 18616.5 | 15957 | 18616.5
FR | 4 | 12 | 6 | 21791.35 | 18678.3 | 21791.35
FR | 4 | 12 | 7 | 23084.95 | 19787.1 | 23084.95
FR | 4 | 12 | 8 | 23843.05 | 20436.9 | 23843.05
FR | 4 | 12 | 9 | 24222.1 | 20761.8 | 24222.1
FR | 4 | 12 | 10 | 24063.9 | 20626.2 | 24063.9
FR | 4 | 12 | 11 | 23771.3 | 20375.4 | 23771.3
FR | 4 | 12 | 12 | 23737.7 | 20346.6 | 23737.7
FR | 4 | 12 | 13 | 23737.7 | 20346.6 | 23737.7
FR | 4 | 12 | 14 | 23623.25 | 20248.5 | 23623.25
FR | 4 | 12 | 15 | 23571.8 | 20204.4 | 23571.8
FR | 4 | 12 | 16 | 23602.95 | 20231.1 | 23602.95
FR | 4 | 12 | 17 | 23553.95 | 20189.1 | 23553.95
FR | 4 | 12 | 18 | 23880.85 | 20469.3 | 23880.85
FR | 4 | 12 | 19 | 23776.2 | 20379.6 | 23776.2
FR | 4 | 12 | 20 | 23311.4 | 19981.2 | 23311.4
FR | 4 | 12 | 21 | 21546 | 18468 | 21546
FR | 4 | 12 | 22 | 20381.9 | 17470.2 | 20381.9
FR | 4 | 12 | 23 | 18134.55 | 15543.9 | 18134.55
FR | 4 | 12 | 24 | 17319.75 | 14845.5 | 17319.75
FR | 4 | 13 | 1 | 16462.25 | 14110.5 | 16462.25
FR | 4 | 13 | 2 | 16050.3 | 13757.4 | 16050.3
FR | 4 | 13 | 3 | 16171.75 | 13861.5 | 16171.75
FR | 4 | 13 | 4 | 16269.05 | 13944.9 | 16269.05
FR | 4 | 13 | 5 | 16741.2 | 14349.6 | 16741.2
FR | 4 | 13 | 6 | 17061.45 | 14624.1 | 17061.45
FR | 4 | 13 | 7 | 18019.05 | 15444.9 | 18019.05
FR | 4 | 13 | 8 | 19598.25 | 16798.5 | 19598.25
FR | 4 | 13 | 9 | 20106.45 | 17234.1 | 20106.45
FR | 4 | 13 | 10 | 20245.4 | 17353.2 | 20245.4
FR | 4 | 13 | 11 | 19972.4 | 17119.2 | 19972.4
FR | 4 | 13 | 12 | 19922.35 | 17076.3 | 19922.35
FR | 4 | 13 | 13 | 19777.45 | 16952.1 | 19777.45
FR | 4 | 13 | 14 | 19677 | 16866 | 19677
FR | 4 | 13 | 15 | 19579.7 | 16782.6 | 19579.7
FR | 4 | 13 | 16 | 19605.6 | 16804.8 | 19605.6
FR | 4 | 13 | 17 | 19666.15 | 16856.7 | 19666.15
FR | 4 | 13 | 18 | 19680.85 | 16869.3 | 19680.85
FR | 4 | 13 | 19 | 19719.35 | 16902.3 | 19719.35
FR | 4 | 13 | 20 | 19964 | 17112 | 19964
FR | 4 | 13 | 21 | 19610.15 | 16808.7 | 19610.15
FR | 4 | 13 | 22 | 18952.5 | 16245 | 18952.5
FR | 4 | 13 | 23 | 18000.85 | 15429.3 | 18000.85
FR | 4 | 13 | 24 | 17186.4 | 14731.2 | 17186.4
FR | 4 | 14 | 1 | 16260.65 | 13937.7 | 16260.65
FR | 4 | 14 | 2 | 15891.75 | 13621.5 | 15891.75
FR | 4 | 14 | 3 | 15983.45 | 13700.1 | 15983.45
FR | 4 | 14 | 4 | 15993.25 | 13708.5 | 15993.25
FR | 4 | 14 | 5 | 16129.75 | 13825.5 | 16129.75
FR | 4 | 14 | 6 | 16612.4 | 14239.2 | 16612.4
FR | 4 | 14 | 7 | 17631.6 | 15112.8 | 17631.6
FR | 4 | 14 | 8 | 18855.55 | 16161.9 | 18855.55
FR | 4 | 14 | 9 | 19499.9 | 16714.2 | 19499.9
FR | 4 | 14 | 10 | 19744.55 | 16923.9 | 19744.55
FR | 4 | 14 | 11 | 19741.4 | 16921.2 | 19741.4
FR | 4 | 14 | 12 | 19716.9 | 16900.2 | 19716.9
FR | 4 | 14 | 13 | 19627.3 | 16823.4 | 19627.3
FR | 4 | 14 | 14 | 19510.4 | 16723.2 | 19510.4
FR | 4 | 14 | 15 | 19397.7 | 16626.6 | 19397.7
FR | 4 | 14 | 16 | 19397.7 | 16626.6 | 19397.7
FR | 4 | 14 | 17 | 19374.25 | 16606.5 | 19374.25
FR | 4 | 14 | 18 | 19374.25 | 16606.5 | 19374.25
FR | 4 | 14 | 19 | 19453.7 | 16674.6 | 19453.7
FR | 4 | 14 | 20 | 19425.35 | 16650.3 | 19425.35
FR | 4 | 14 | 21 | 19349.05 | 16584.9 | 19349.05
FR | 4 | 14 | 22 | 18789.75 | 16105.5 | 18789.75
FR | 4 | 14 | 23 | 18785.2 | 16101.6 | 18785.2
FR | 4 | 14 | 24 | 17977.75 | 15409.5 | 17977.75
FR | 4 | 15 | 1 | 17158.05 | 14706.9 | 17158.05
FR | 4 | 15 | 2 | 16980.6 | 14554.8 | 16980.6
FR | 4 | 15 | 3 | 16980.6 | 14554.8 | 16980.6
FR | 4 | 15 | 4 | 17164 | 14712 | 17164
FR | 4 | 15 | 5 | 18653.95 | 15989.1 | 18653.95
FR | 4 | 15 | 6 | 21861.7 | 18738.6 | 21861.7
FR | 4 | 15 | 7 | 23004.1 | 19717.8 | 23004.1
FR | 4 | 15 | 8 | 23318.05 | 19986.9 | 23318.05
FR | 4 | 15 | 9 | 23713.2 | 20325.6 | 23713.2
FR | 4 | 15 | 10 | 23615.9 | 20242.2 | 23615.9
FR | 4 | 15 | 11 | 23452.8 | 20102.4 | 23452.8
FR | 4 | 15 | 12 | 23410.8 | 20066.4 | 23410.8
FR | 4 | 15 | 13 | 23348.15 | 20012.7 | 23348.15
FR | 4 | 15 | 14 | 23187.15 | 19874.7 | 23187.15
FR | 4 | 15 | 15 | 23048.2 | 19755.6 | 23048.2
FR | 4 | 15 | 16 | 23060.45 | 19766.1 | 23060.45
FR | 4 | 15 | 17 | 23011.8 | 19724.4 | 23011.8
FR | 4 | 15 | 18 | 23011.8 | 19724.4 | 23011.8
FR | 4 | 15 | 19 | 23001.3 | 19715.4 | 23001.3
FR | 4 | 15 | 20 | 22817.9 | 19558.2 | 22817.9
FR | 4 | 15 | 21 | 21884.45 | 18758.1 | 21884.45
FR | 4 | 15 | 22 | 20852.65 | 17873.7 | 20852.65
FR | 4 | 15 | 23 | 18785.2 | 16101.6 | 18785.2
FR | 4 | 15 | 24 | 17977.75 | 15409.5 | 17977.75
FR | 4 | 16 | 1 | 17158.05 | 14706.9 | 17158.05
FR | 4 | 16 | 2 | 16980.6 | 14554.8 | 16980.6
FR | 4 | 16 | 3 | 16980.6 | 14554.8 | 16980.6
FR | 4 | 16 | 4 | 17164 | 14712 | 17164
FR | 4 | 16 | 5 | 18662 | 15996 | 18662
FR | 4 | 16 | 6 | 21822.85 | 18705.3 | 21822.85
FR | 4 | 16 | 7 | 23005.15 | 19718.7 | 23005.15
FR | 4 | 16 | 8 | 23326.8 | 19994.4 | 23326.8
FR | 4 | 16 | 9 | 23668.4 | 20287.2 | 23668.4
FR | 4 | 16 | 10 | 23510.9 | 20152.2 | 23510.9
FR | 4 | 16 | 11 | 23427.25 | 20080.5 | 23427.25
FR | 4 | 16 | 12 | 23351.3 | 20015.4 | 23351.3
FR | 4 | 16 | 13 | 23348.15 | 20012.7 | 23348.15
FR | 4 | 16 | 14 | 23187.15 | 19874.7 | 23187.15
FR | 4 | 16 | 15 | 23048.2 | 19755.6 | 23048.2
FR | 4 | 16 | 16 | 23060.45 | 19766.1 | 23060.45
FR | 4 | 16 | 17 | 23002 | 19716 | 23002
FR | 4 | 16 | 18 | 23074.45 | 19778.1 | 23074.45
FR | 4 | 16 | 19 | 23026.85 | 19737.3 | 23026.85
FR | 4 | 16 | 20 | 22759.45 | 19508.1 | 22759.45
FR | 4 | 16 | 21 | 21922.25 | 18790.5 | 21922.25
FR | 4 | 16 | 22 | 20852.65 | 17873.7 | 20852.65
FR | 4 | 16 | 23 | 18785.2 | 16101.6 | 18785.2
FR | 4 | 16 | 24 | 17977.75 | 15409.5 | 17977.75
FR | 4 | 17 | 1 | 17158.05 | 14706.9 | 17158.05
FR | 4 | 17 | 2 | 16980.6 | 14554.8 | 16980.6
FR | 4 | 17 | 3 | 16980.6 | 14554.8 | 16980.6
FR | 4 | 17 | 4 | 17164 | 14712 | 17164
FR | 4 | 17 | 5 | 18653.95 | 15989.1 | 18653.95
FR | 4 | 17 | 6 | 21861.7 | 18738.6 | 21861.7
FR | 4 | 17 | 7 | 23004.1 | 19717.8 | 23004.1
FR | 4 | 17 | 8 | 23318.05 | 19986.9 | 23318.05
FR | 4 | 17 | 9 | 23473.45 | 20120.1 | 23473.45
FR | 4 | 17 | 10 | 23427.25 | 20080.5 | 23427.25
FR | 4 | 17 | 11 | 23364.25 | 20026.5 | 23364.25
FR | 4 | 17 | 12 | 23348.15 | 20012.7 | 23348.15
FR | 4 | 17 | 13 | 23315.95 | 19985.1 | 23315.95
FR | 4 | 17 | 14 | 23177.35 | 19866.3 | 23177.35
FR | 4 | 17 | 15 | 22944.95 | 19667.1 | 22944.95
FR | 4 | 17 | 16 | 22889.65 | 19619.7 | 22889.65
FR | 4 | 17 | 17 | 22840.65 | 19577.7 | 22840.65
FR | 4 | 17 | 18 | 22908.55 | 19635.9 | 22908.55
FR | 4 | 17 | 19 | 22942.85 | 19665.3 | 22942.85
FR | 4 | 17 | 20 | 22671.6 | 19432.8 | 22671.6
FR | 4 | 17 | 21 | 21847.35 | 18726.3 | 21847.35
FR | 4 | 17 | 22 | 20792.8 | 17822.4 | 20792.8
FR | 4 | 17 | 23 | 18771.2 | 16089.6 | 18771.2
FR | 4 | 17 | 24 | 17977.75 | 15409.5 | 17977.75
FR | 4 | 18 | 1 | 17158.05 | 14706.9 | 17158.05
FR | 4 | 18 | 2 | 16980.6 | 14554.8 | 16980.6
FR | 4 | 18 | 3 | 16980.6 | 14554.8 | 16980.6
FR | 4 | 18 | 4 | 17164 | 14712 | 17164
FR | 4 | 18 | 5 | 18653.25 | 15988.5 | 18653.25
FR | 4 | 18 | 6 | 21860.65 | 18737.7 | 21860.65
FR | 4 | 18 | 7 | 23004.1 | 19717.8 | 23004.1
FR | 4 | 18 | 8 | 23318.05 | 19986.9 | 23318.05
FR | 4 | 18 | 9 | 23668.4 | 20287.2 | 23668.4
FR | 4 | 18 | 10 | 23619.4 | 20245.2 | 23619.4
FR | 4 | 18 | 11 | 23452.8 | 20102.4 | 23452.8
FR | 4 | 18 | 12 | 23410.8 | 20066.4 | 23410.8
FR | 4 | 18 | 13 | 23410.8 | 20066.4 | 23410.8
FR | 4 | 18 | 14 | 23190.3 | 19877.4 | 23190.3
FR | 4 | 18 | 15 | 23110.85 | 19809.3 | 23110.85
FR | 4 | 18 | 16 | 23123.45 | 19820.1 | 23123.45
FR | 4 | 18 | 17 | 23100 | 19800 | 23100
FR | 4 | 18 | 18 | 23151.8 | 19844.4 | 23151.8
FR | 4 | 18 | 19 | 23175.6 | 19864.8 | 23175.6
FR | 4 | 18 | 20 | 22934.8 | 19658.4 | 22934.8
FR | 4 | 18 | 21 | 21861.35 | 18738.3 | 21861.35
FR | 4 | 18 | 22 | 20545 | 17610 | 20545
FR | 4 | 18 | 23 | 18785.2 | 16101.6 | 18785.2
FR | 4 | 18 | 24 | 17977.75 | 15409.5 | 17977.75
FR | 4 | 19 | 1 | 17139.15 | 14690.7 | 17139.15
FR | 4 | 19 | 2 | 16906.05 | 14490.9 | 16906.05
FR | 4 | 19 | 3 | 16904.3 | 14489.4 | 16904.3
FR | 4 | 19 | 4 | 17088.05 | 14646.9 | 17088.05
FR | 4 | 19 | 5 | 18634.35 | 15972.3 | 18634.35
FR | 4 | 19 | 6 | 21872.55 | 18747.9 | 21872.55
FR | 4 | 19 | 7 | 23180.15 | 19868.7 | 23180.15
FR | 4 | 19 | 8 | 23896.25 | 20482.5 | 23896.25
FR | 4 | 19 | 9 | 24298.05 | 20826.9 | 24298.05
FR | 4 | 19 | 10 | 24329.9 | 20854.2 | 24329.9
FR | 4 | 19 | 11 | 24259.55 | 20793.9 | 24259.55
FR | 4 | 19 | 12 | 24158.05 | 20706.9 | 24158.05
FR | 4 | 19 | 13 | 24158.05 | 20706.9 | 24158.05
FR | 4 | 19 | 14 | 24165.05 | 20712.9 | 24165.05
FR | 4 | 19 | 15 | 24199.35 | 20742.3 | 24199.35
FR | 4 | 19 | 16 | 24195.85 | 20739.3 | 24195.85
FR | 4 | 19 | 17 | 24076.85 | 20637.3 | 24076.85
FR | 4 | 19 | 18 | 24146.85 | 20697.3 | 24146.85
FR | 4 | 19 | 19 | 23956.1 | 20533.8 | 23956.1
FR | 4 | 19 | 20 | 23244.55 | 19923.9 | 23244.55
FR | 4 | 19 | 21 | 21651.7 | 18558.6 | 21651.7
FR | 4 | 19 | 22 | 20594.7 | 17652.6 | 20594.7
FR | 4 | 19 | 23 | 18169.9 | 15574.2 | 18169.9
FR | 4 | 19 | 24 | 17407.6 | 14920.8 | 17407.6
FR | 4 | 20 | 1 | 16808.4 | 14407.2 | 16808.4
FR | 4 | 20 | 2 | 16519.3 | 14159.4 | 16519.3
FR | 4 | 20 | 3 | 16579.85 | 14211.3 | 16579.85
FR | 4 | 20 | 4 | 16589.3 | 14219.4 | 16589.3
FR | 4 | 20 | 5 | 16936.5 | 14517 | 16936.5
FR | 4 | 20 | 6 | 17386.6 | 14902.8 | 17386.6
FR | 4 | 20 | 7 | 18414.55 | 15783.9 | 18414.55
FR | 4 | 20 | 8 | 19948.6 | 17098.8 | 19948.6
FR | 4 | 20 | 9 | 20895.7 | 17910.6 | 20895.7
FR | 4 | 20 | 10 | 21199.5 | 18171 | 21199.5
FR | 4 | 20 | 11 | 20742.4 | 17779.2 | 20742.4
FR | 4 | 20 | 12 | 20491.45 | 17564.1 | 20491.45
FR | 4 | 20 | 13 | 20389.25 | 17476.5 | 20389.25
FR | 4 | 20 | 14 | 20382.6 | 17470.8 | 20382.6
FR | 4 | 20 | 15 | 20343.75 | 17437.5 | 20343.75
FR | 4 | 20 | 16 | 20435.1 | 17515.8 | 20435.1
FR | 4 | 20 | 17 | 20483.05 | 17556.9 | 20483.05
FR | 4 | 20 | 18 | 20575.8 | 17636.4 | 20575.8
FR | 4 | 20 | 19 | 20480.25 | 17554.5 | 20480.25
FR | 4 | 20 | 20 | 20276.55 | 17379.9 | 20276.55
FR | 4 | 20 | 21 | 19992.7 | 17136.6 | 19992.7
FR | 4 | 20 | 22 | 19120.15 | 16388.7 | 19120.15
FR | 4 | 20 | 23 | 18157.3 | 15563.4 | 18157.3
FR | 4 | 20 | 24 | 17407.6 | 14920.8 | 17407.6
FR | 4 | 21 | 1 | 16744.7 | 14352.6 | 16744.7
FR | 4 | 21 | 2 | 16519.3 | 14159.4 | 16519.3
FR | 4 | 21 | 3 | 16579.85 | 14211.3 | 16579.85
FR | 4 | 21 | 4 | 16589.3 | 14219.4 | 16589.3
FR | 4 | 21 | 5 | 16936.5 | 14517 | 16936.5
FR | 4 | 21 | 6 | 17427.55 | 14937.9 | 17427.55
FR | 4 | 21 | 7 | 18414.55 | 15783.9 | 18414.55
FR | 4 | 21 | 8 | 19812.45 | 16982.1 | 19812.45
FR | 4 | 21 | 9 | 20361.6 | 17452.8 | 20361.6
FR | 4 | 21 | 10 | 20438.95 | 17519.1 | 20438.95
FR | 4 | 21 | 11 | 20486.9 | 17560.2 | 20486.9
FR | 4 | 21 | 12 | 20364.05 | 17454.9 | 20364.05
FR | 4 | 21 | 13 | 20053.25 | 17188.5 | 20053.25
FR | 4 | 21 | 14 | 19831.35 | 16998.3 | 19831.35
FR | 4 | 21 | 15 | 19803.7 | 16974.6 | 19803.7
FR | 4 | 21 | 16 | 19805.45 | 16976.1 | 19805.45
FR | 4 | 21 | 17 | 19853.4 | 17017.2 | 19853.4
FR | 4 | 21 | 18 | 19870.9 | 17032.2 | 19870.9
FR | 4 | 21 | 19 | 20097.7 | 17226.6 | 20097.7
FR | 4 | 21 | 20 | 20287.75 | 17389.5 | 20287.75
FR | 4 | 21 | 21 | 19820.5 | 16989 | 19820.5
FR | 4 | 21 | 22 | 19126.45 | 16394.1 | 19126.45
FR | 4 | 21 | 23 | 18817.4 | 16129.2 | 18817.4
FR | 4 | 21 | 24 | 18033.4 | 15457.2 | 18033.4
FR | 4 | 22 | 1 | 17368.4 | 14887.2 | 17368.4
FR | 4 | 22 | 2 | 17252.55 | 14787.9 | 17252.55
FR | 4 | 22 | 3 | 17284.05 | 14814.9 | 17284.05
FR | 4 | 22 | 4 | 17537.8 | 15032.4 | 17537.8
FR | 4 | 22 | 5 | 19550.3 | 16757.4 | 19550.3
FR | 4 | 22 | 6 | 22173.55 | 19005.9 | 22173.55
FR | 4 | 22 | 7 | 23417.45 | 20072.1 | 23417.45
FR | 4 | 22 | 8 | 24099.25 | 20656.5 | 24099.25
FR | 4 | 22 | 9 | 24318.35 | 20844.3 | 24318.35
FR | 4 | 22 | 10 | 24259.55 | 20793.9 | 24259.55
FR | 4 | 22 | 11 | 24063.9 | 20626.2 | 24063.9
FR | 4 | 22 | 12 | 23807.7 | 20406.6 | 23807.7
FR | 4 | 22 | 13 | 23755.2 | 20361.6 | 23755.2
FR | 4 | 22 | 14 | 23676.8 | 20294.4 | 23676.8
FR | 4 | 22 | 15 | 23484.3 | 20129.4 | 23484.3
FR | 4 | 22 | 16 | 23515.45 | 20156.1 | 23515.45
FR | 4 | 22 | 17 | 23466.45 | 20114.1 | 23466.45
FR | 4 | 22 | 18 | 23536.8 | 20174.4 | 23536.8
FR | 4 | 22 | 19 | 23347.1 | 20011.8 | 23347.1
FR | 4 | 22 | 20 | 23188.9 | 19876.2 | 23188.9
FR | 4 | 22 | 21 | 21636.65 | 18545.7 | 21636.65
FR | 4 | 22 | 22 | 20418.3 | 17501.4 | 20418.3
FR | 4 | 22 | 23 | 18753.7 | 16074.6 | 18753.7
FR | 4 | 22 | 24 | 17903.2 | 15345.6 | 17903.2
FR | 4 | 23 | 1 | 17145.1 | 14695.8 | 17145.1
FR | 4 | 23 | 2 | 16997.05 | 14568.9 | 16997.05
FR | 4 | 23 | 3 | 17010.35 | 14580.3 | 17010.35
FR | 4 | 23 | 4 | 17180.45 | 14726.1 | 17180.45
FR | 4 | 23 | 5 | 18868.5 | 16173 | 18868.5
FR | 4 | 23 | 6 | 21972.65 | 18833.7 | 21972.65
FR | 4 | 23 | 7 | 23180.15 | 19868.7 | 23180.15
FR | 4 | 23 | 8 | 23843.05 | 20436.9 | 23843.05
FR | 4 | 23 | 9 | 24136.7 | 20688.6 | 24136.7
FR | 4 | 23 | 10 | 23910.25 | 20494.5 | 23910.25
FR | 4 | 23 | 11 | 23754.15 | 20360.7 | 23754.15
FR | 4 | 23 | 12 | 23619.75 | 20245.5 | 23619.75
FR | 4 | 23 | 13 | 23603.3 | 20231.4 | 23603.3
FR | 4 | 23 | 14 | 23353.75 | 20017.5 | 23353.75
FR | 4 | 23 | 15 | 23136.75 | 19831.5 | 23136.75
FR | 4 | 23 | 16 | 23149 | 19842 | 23149
FR | 4 | 23 | 17 | 23074.45 | 19778.1 | 23074.45
FR | 4 | 23 | 18 | 23100 | 19800 | 23100
FR | 4 | 23 | 19 | 23163.35 | 19854.3 | 23163.35
FR | 4 | 23 | 20 | 22951.95 | 19673.1 | 22951.95
FR | 4 | 23 | 21 | 21677.6 | 18580.8 | 21677.6
FR | 4 | 23 | 22 | 20418.3 | 17501.4 | 20418.3
FR | 4 | 23 | 23 | 18789.05 | 16104.9 | 18789.05
FR | 4 | 23 | 24 | 17903.2 | 15345.6 | 17903.2
FR | 4 | 24 | 1 | 17148.25 | 14698.5 | 17148.25
FR | 4 | 24 | 2 | 16981.3 | 14555.4 | 16981.3
FR | 4 | 24 | 3 | 17174.5 | 14721 | 17174.5
FR | 4 | 24 | 4 | 17494.4 | 14995.2 | 17494.4
FR | 4 | 24 | 5 | 19487.65 | 16703.7 | 19487.65
FR | 4 | 24 | 6 | 22136.1 | 18973.8 | 22136.1
FR | 4 | 24 | 7 | 23198 | 19884 | 23198
FR | 4 | 24 | 8 | 23770.95 | 20375.1 | 23770.95
FR | 4 | 24 | 9 | 23716.35 | 20328.3 | 23716.35
FR | 4 | 24 | 10 | 23510.9 | 20152.2 | 23510.9
FR | 4 | 24 | 11 | 23427.25 | 20080.5 | 23427.25
FR | 4 | 24 | 12 | 23338.35 | 20004.3 | 23338.35
FR | 4 | 24 | 13 | 23348.15 | 20012.7 | 23348.15
FR | 4 | 24 | 14 | 23187.15 | 19874.7 | 23187.15
FR | 4 | 24 | 15 | 23076.9 | 19780.2 | 23076.9
FR | 4 | 24 | 16 | 23089.15 | 19790.7 | 23089.15
FR | 4 | 24 | 17 | 23040.15 | 19748.7 | 23040.15
FR | 4 | 24 | 18 | 23011.8 | 19724.4 | 23011.8
FR | 4 | 24 | 19 | 22938.3 | 19661.4 | 22938.3
FR | 4 | 24 | 20 | 22734.25 | 19486.5 | 22734.25
FR | 4 | 24 | 21 | 21910 | 18780 | 21910
FR | 4 | 24 | 22 | 20852.65 | 17873.7 | 20852.65
FR | 4 | 24 | 23 | 18785.2 | 16101.6 | 18785.2
FR | 4 | 24 | 24 | 17977.75 | 15409.5 | 17977.75
FR | 4 | 25 | 1 | 17158.05 | 14706.9 | 17158.05
FR | 4 | 25 | 2 | 16980.6 | 14554.8 | 16980.6
FR | 4 | 25 | 3 | 16905 | 14490 | 16905
FR | 4 | 25 | 4 | 17089.45 | 14648.1 | 17089.45
FR | 4 | 25 | 5 | 18616.5 | 15957 | 18616.5
FR | 4 | 25 | 6 | 21791.35 | 18678.3 | 21791.35
FR | 4 | 25 | 7 | 23121 | 19818 | 23121
FR | 4 | 25 | 8 | 23318.05 | 19986.9 | 23318.05
FR | 4 | 25 | 9 | 23441.95 | 20093.1 | 23441.95
FR | 4 | 25 | 10 | 23364.25 | 20026.5 | 23364.25
FR | 4 | 25 | 11 | 23356.2 | 20019.6 | 23356.2
FR | 4 | 25 | 12 | 23315.95 | 19985.1 | 23315.95
FR | 4 | 25 | 13 | 23171.4 | 19861.2 | 23171.4
FR | 4 | 25 | 14 | 22977.5 | 19695 | 22977.5
FR | 4 | 25 | 15 | 22852.2 | 19587.6 | 22852.2
FR | 4 | 25 | 16 | 22895.6 | 19624.8 | 22895.6
FR | 4 | 25 | 17 | 22846.6 | 19582.8 | 22846.6
FR | 4 | 25 | 18 | 22840.65 | 19577.7 | 22840.65
FR | 4 | 25 | 19 | 22897.35 | 19626.3 | 22897.35
FR | 4 | 25 | 20 | 22671.6 | 19432.8 | 22671.6
FR | 4 | 25 | 21 | 21910 | 18780 | 21910
FR | 4 | 25 | 22 | 20852.65 | 17873.7 | 20852.65
FR | 4 | 25 | 23 | 18785.2 | 16101.6 | 18785.2
FR | 4 | 25 | 24 | 17977.75 | 15409.5 | 17977.75
FR | 4 | 26 | 1 | 17158.05 | 14706.9 | 17158.05
FR | 4 | 26 | 2 | 16980.6 | 14554.8 | 16980.6
FR | 4 | 26 | 3 | 16980.6 | 14554.8 | 16980.6
FR | 4 | 26 | 4 | 17164 | 14712 | 17164
FR | 4 | 26 | 5 | 18653.25 | 15988.5 | 18653.25
FR | 4 | 26 | 6 | 21860.65 | 18737.7 | 21860.65
FR | 4 | 26 | 7 | 22948.45 | 19670.1 | 22948.45
FR | 4 | 26 | 8 | 23318.05 | 19986.9 | 23318.05
FR | 4 | 26 | 9 | 23645.65 | 20267.7 | 23645.65
FR | 4 | 26 | 10 | 23678.55 | 20295.9 | 23678.55
FR | 4 | 26 | 11 | 23750.65 | 20357.7 | 23750.65
FR | 4 | 26 | 12 | 23737.7 | 20346.6 | 23737.7
FR | 4 | 26 | 13 | 23755.2 | 20361.6 | 23755.2
FR | 4 | 26 | 14 | 23968.35 | 20544.3 | 23968.35
FR | 4 | 26 | 15 | 23973.95 | 20549.1 | 23973.95
FR | 4 | 26 | 16 | 24090.15 | 20648.7 | 24090.15
FR | 4 | 26 | 17 | 24068.8 | 20630.4 | 24068.8
FR | 4 | 26 | 18 | 24076.85 | 20637.3 | 24076.85
FR | 4 | 26 | 19 | 23931.6 | 20512.8 | 23931.6
FR | 4 | 26 | 20 | 23299.85 | 19971.3 | 23299.85
FR | 4 | 26 | 21 | 21546 | 18468 | 21546
FR | 4 | 26 | 22 | 20381.9 | 17470.2 | 20381.9
FR | 4 | 26 | 23 | 18134.55 | 15543.9 | 18134.55
FR | 4 | 26 | 24 | 17319.75 | 14845.5 | 17319.75
FR | 4 | 27 | 1 | 16462.25 | 14110.5 | 16462.25
FR | 4 | 27 | 2 | 16088.45 | 13790.1 | 16088.45
FR | 4 | 27 | 3 | 16259.25 | 13936.5 | 16259.25
FR | 4 | 27 | 4 | 16421.65 | 14075.7 | 16421.65
FR | 4 | 27 | 5 | 16903.25 | 14488.5 | 16903.25
FR | 4 | 27 | 6 | 17455.9 | 14962.2 | 17455.9
FR | 4 | 27 | 7 | 18414.55 | 15783.9 | 18414.55
FR | 4 | 27 | 8 | 19812.45 | 16982.1 | 19812.45
FR | 4 | 27 | 9 | 20895.7 | 17910.6 | 20895.7
FR | 4 | 27 | 10 | 21019.25 | 18016.5 | 21019.25
FR | 4 | 27 | 11 | 20906.9 | 17920.2 | 20906.9
FR | 4 | 27 | 12 | 20726.3 | 17765.4 | 20726.3
FR | 4 | 27 | 13 | 20693.05 | 17736.9 | 20693.05
FR | 4 | 27 | 14 | 20693.05 | 17736.9 | 20693.05
FR | 4 | 27 | 15 | 20694.8 | 17738.4 | 20694.8
FR | 4 | 27 | 16 | 21090.65 | 18077.7 | 21090.65
FR | 4 | 27 | 17 | 21189.7 | 18162.6 | 21189.7
FR | 4 | 27 | 18 | 21368.9 | 18316.2 | 21368.9
FR | 4 | 27 | 19 | 21273.7 | 18234.6 | 21273.7
FR | 4 | 27 | 20 | 20785.1 | 17815.8 | 20785.1
FR | 4 | 27 | 21 | 20069.35 | 17202.3 | 20069.35
FR | 4 | 27 | 22 | 19148.85 | 16413.3 | 19148.85
FR | 4 | 27 | 23 | 18168.85 | 15573.3 | 18168.85
FR | 4 | 27 | 24 | 17433.85 | 14943.3 | 17433.85
FR | 4 | 28 | 1 | 16875.25 | 14464.5 | 16875.25
FR | 4 | 28 | 2 | 16579.85 | 14211.3 | 16579.85
FR | 4 | 28 | 3 | 16637.25 | 14260.5 | 16637.25
FR | 4 | 28 | 4 | 16646.7 | 14268.6 | 16646.7
FR | 4 | 28 | 5 | 16936.5 | 14517 | 16936.5
FR | 4 | 28 | 6 | 17464.3 | 14969.4 | 17464.3
FR | 4 | 28 | 7 | 18467.4 | 15829.2 | 18467.4
FR | 4 | 28 | 8 | 19972.75 | 17119.5 | 19972.75
FR | 4 | 28 | 9 | 20895.7 | 17910.6 | 20895.7
FR | 4 | 28 | 10 | 21019.25 | 18016.5 | 21019.25
FR | 4 | 28 | 11 | 20742.4 | 17779.2 | 20742.4
FR | 4 | 28 | 12 | 20485.85 | 17559.3 | 20485.85
FR | 4 | 28 | 13 | 20389.25 | 17476.5 | 20389.25
FR | 4 | 28 | 14 | 20371.05 | 17460.9 | 20371.05
FR | 4 | 28 | 15 | 20382.6 | 17470.8 | 20382.6
FR | 4 | 28 | 16 | 20566.35 | 17628.3 | 20566.35
FR | 4 | 28 | 17 | 20614.65 | 17669.7 | 20614.65
FR | 4 | 28 | 18 | 20614.65 | 17669.7 | 20614.65
FR | 4 | 28 | 19 | 20468.7 | 17544.6 | 20468.7
FR | 4 | 28 | 20 | 20328.35 | 17424.3 | 20328.35
FR | 4 | 28 | 21 | 20055.7 | 17190.6 | 20055.7
FR | 4 | 28 | 22 | 19133.8 | 16400.4 | 19133.8
FR | 4 | 28 | 23 | 18781.7 | 16098.6 | 18781.7
FR | 4 | 28 | 24 | 18097.1 | 15511.8 | 18097.1
FR | 4 | 29 | 1 | 17492.3 | 14993.4 | 17492.3
FR | 4 | 29 | 2 | 17257.8 | 14792.4 | 17257.8
FR | 4 | 29 | 3 | 17277.75 | 14809.5 | 17277.75
FR | 4 | 29 | 4 | 17596.25 | 15082.5 | 17596.25
FR | 4 | 29 | 5 | 19550.3 | 16757.4 | 19550.3
FR | 4 | 29 | 6 | 22149.4 | 18985.2 | 22149.4
FR | 4 | 29 | 7 | 23339.75 | 20005.5 | 23339.75
FR | 4 | 29 | 8 | 24158.75 | 20707.5 | 24158.75
FR | 4 | 29 | 9 | 24324.3 | 20849.4 | 24324.3
FR | 4 | 29 | 10 | 24335.5 | 20859 | 24335.5
FR | 4 | 29 | 11 | 24259.55 | 20793.9 | 24259.55
FR | 4 | 29 | 12 | 24207.75 | 20749.5 | 24207.75
FR | 4 | 29 | 13 | 24047.8 | 20612.4 | 24047.8
FR | 4 | 29 | 14 | 23968.35 | 20544.3 | 23968.35
FR | 4 | 29 | 15 | 23901.15 | 20486.7 | 23901.15
FR | 4 | 29 | 16 | 23897.65 | 20483.7 | 23897.65
FR | 4 | 29 | 17 | 23848.65 | 20441.7 | 23848.65
FR | 4 | 29 | 18 | 23867.9 | 20458.2 | 23867.9
FR | 4 | 29 | 19 | 23776.2 | 20379.6 | 23776.2
FR | 4 | 29 | 20 | 23275.35 | 19950.3 | 23275.35
FR | 4 | 29 | 21 | 21550.55 | 18471.9 | 21550.55
FR | 4 | 29 | 22 | 20401.5 | 17487 | 20401.5
FR | 4 | 29 | 23 | 18752.3 | 16073.4 | 18752.3
FR | 4 | 29 | 24 | 17934 | 15372 | 17934
FR | 4 | 30 | 1 | 17244.85 | 14781.3 | 17244.85
FR | 4 | 30 | 2 | 16981.3 | 14555.4 | 16981.3
FR | 4 | 30 | 3 | 17134.25 | 14686.5 | 17134.25
FR | 4 | 30 | 4 | 17477.95 | 14981.1 | 17477.95
FR | 4 | 30 | 5 | 19407.5 | 16635 | 19407.5
FR | 4 | 30 | 6 | 21972.65 | 18833.7 | 21972.65
FR | 4 | 30 | 7 | 23217.95 | 19901.1 | 23217.95
FR | 4 | 30 | 8 | 23900.8 | 20486.4 | 23900.8
FR | 4 | 30 | 9 | 24346.35 | 20868.3 | 24346.35
FR | 4 | 30 | 10 | 24224.2 | 20763.6 | 24224.2
FR | 4 | 30 | 11 | 24063.2 | 20625.6 | 24063.2
FR | 4 | 30 | 12 | 23755.2 | 20361.6 | 23755.2
FR | 4 | 30 | 13 | 23734.55 | 20343.9 | 23734.55
FR | 4 | 30 | 14 | 23578.45 | 20210.1 | 23578.45
FR | 4 | 30 | 15 | 23369.5 | 20031 | 23369.5
FR | 4 | 30 | 16 | 23445.8 | 20096.4 | 23445.8
FR | 4 | 30 | 17 | 23466.45 | 20114.1 | 23466.45
FR | 4 | 30 | 18 | 23553.95 | 20189.1 | 23553.95
FR | 4 | 30 | 19 | 23633.4 | 20257.2 | 23633.4
FR | 4 | 30 | 20 | 23119.25 | 19816.5 | 23119.25
FR | 4 | 30 | 21 | 21658.35 | 18564.3 | 21658.35
FR | 4 | 30 | 22 | 20505.1 | 17575.8 | 20505.1
FR | 4 | 30 | 23 | 18654.3 | 15989.4 | 18654.3
FR | 4 | 30 | 24 | 17748.15 | 15212.7 | 17748.15
FR | 5 | 1 | 1 | 16927.75 | 14509.5 | 16927.75
FR | 5 | 1 | 2 | 16664.2 | 14283.6 | 16664.2
FR | 5 | 1 | 3 | 16664.2 | 14283.6 | 16664.2
FR | 5 | 1 | 4 | 16811.55 | 14409.9 | 16811.55
FR | 5 | 1 | 5 | 18036.9 | 15460.2 | 18036.9
FR | 5 | 1 | 6 | 20518.05 | 17586.9 | 20518.05
FR | 5 | 1 | 7 | 22169 | 19002 | 22169
FR | 5 | 1 | 8 | 23204.65 | 19889.7 | 23204.65
FR | 5 | 1 | 9 | 23529.1 | 20167.8 | 23529.1
FR | 5 | 1 | 10 | 23455.6 | 20104.8 | 23455.6
FR | 5 | 1 | 11 | 23393.65 | 20051.7 | 23393.65
FR | 5 | 1 | 12 | 23321.9 | 19990.2 | 23321.9
FR | 5 | 1 | 13 | 23318.4 | 19987.2 | 23318.4
FR | 5 | 1 | 14 | 23092.3 | 19793.4 | 23092.3
FR | 5 | 1 | 15 | 22907.5 | 19635 | 22907.5
FR | 5 | 1 | 16 | 22919.75 | 19645.5 | 22919.75
FR | 5 | 1 | 17 | 22820.7 | 19560.6 | 22820.7
FR | 5 | 1 | 18 | 22896.65 | 19625.7 | 22896.65
FR | 5 | 1 | 19 | 22812.3 | 19553.4 | 22812.3
FR | 5 | 1 | 20 | 22473.15 | 19262.7 | 22473.15
FR | 5 | 1 | 21 | 21319.9 | 18274.2 | 21319.9
FR | 5 | 1 | 22 | 20358.1 | 17449.8 | 20358.1
FR | 5 | 1 | 23 | 18654.3 | 15989.4 | 18654.3
FR | 5 | 1 | 24 | 17747.45 | 15212.1 | 17747.45
FR | 5 | 2 | 1 | 16928.8 | 14510.4 | 16928.8
FR | 5 | 2 | 2 | 16664.2 | 14283.6 | 16664.2
FR | 5 | 2 | 3 | 16662.8 | 14282.4 | 16662.8
FR | 5 | 2 | 4 | 16809.8 | 14408.4 | 16809.8
FR | 5 | 2 | 5 | 18035.5 | 15459 | 18035.5
FR | 5 | 2 | 6 | 20518.05 | 17586.9 | 20518.05
FR | 5 | 2 | 7 | 22170.75 | 19003.5 | 22170.75
FR | 5 | 2 | 8 | 23209.55 | 19893.9 | 23209.55
FR | 5 | 2 | 9 | 23529.1 | 20167.8 | 23529.1
FR | 5 | 2 | 10 | 23455.6 | 20104.8 | 23455.6
FR | 5 | 2 | 11 | 23267.3 | 19943.4 | 23267.3
FR | 5 | 2 | 12 | 23183.65 | 19871.7 | 23183.65
FR | 5 | 2 | 13 | 23110.5 | 19809 | 23110.5
FR | 5 | 2 | 14 | 22918 | 19644 | 22918
FR | 5 | 2 | 15 | 22753.5 | 19503 | 22753.5
FR | 5 | 2 | 16 | 22765.75 | 19513.5 | 22765.75
FR | 5 | 2 | 17 | 22716.75 | 19471.5 | 22716.75
FR | 5 | 2 | 18 | 22742.3 | 19493.4 | 22742.3
FR | 5 | 2 | 19 | 22747.55 | 19497.9 | 22747.55
FR | 5 | 2 | 20 | 22537.9 | 19318.2 | 22537.9
FR | 5 | 2 | 21 | 21494.9 | 18424.2 | 21494.9
FR | 5 | 2 | 22 | 20361.25 | 17452.5 | 20361.25
FR | 5 | 2 | 23 | 18654.3 | 15989.4 | 18654.3
FR | 5 | 2 | 24 | 17766.35 | 15228.3 | 17766.35
FR | 5 | 3 | 1 | 16946.65 | 14525.7 | 16946.65
FR | 5 | 3 | 2 | 16663.85 | 14283.3 | 16663.85
FR | 5 | 3 | 3 | 16663.15 | 14282.7 | 16663.15
FR | 5 | 3 | 4 | 16810.5 | 14409 | 16810.5
FR | 5 | 3 | 5 | 18005.75 | 15433.5 | 18005.75
FR | 5 | 3 | 6 | 20537.3 | 17603.4 | 20537.3
FR | 5 | 3 | 7 | 22137.85 | 18975.3 | 22137.85
FR | 5 | 3 | 8 | 23134.65 | 19829.7 | 23134.65
FR | 5 | 3 | 9 | 23529.1 | 20167.8 | 23529.1
FR | 5 | 3 | 10 | 23455.6 | 20104.8 | 23455.6
FR | 5 | 3 | 11 | 23355.15 | 20018.7 | 23355.15
FR | 5 | 3 | 12 | 23251.2 | 19929.6 | 23251.2
FR | 5 | 3 | 13 | 23183.65 | 19871.7 | 23183.65
FR | 5 | 3 | 14 | 22996.05 | 19710.9 | 22996.05
FR | 5 | 3 | 15 | 22857.45 | 19592.1 | 22857.45
FR | 5 | 3 | 16 | 22869.7 | 19602.6 | 22869.7
FR | 5 | 3 | 17 | 22820.7 | 19560.6 | 22820.7
FR | 5 | 3 | 18 | 22870.75 | 19603.5 | 22870.75
FR | 5 | 3 | 19 | 22804.95 | 19547.1 | 22804.95
FR | 5 | 3 | 20 | 22473.85 | 19263.3 | 22473.85
FR | 5 | 3 | 21 | 21345.1 | 18295.8 | 21345.1
FR | 5 | 3 | 22 | 20346.2 | 17439.6 | 20346.2
FR | 5 | 3 | 23 | 17844.75 | 15295.5 | 17844.75
FR | 5 | 3 | 24 | 16947.35 | 14526.3 | 16947.35
FR | 5 | 4 | 1 | 16231.25 | 13912.5 | 16231.25
FR | 5 | 4 | 2 | 15752.45 | 13502.1 | 15752.45
FR | 5 | 4 | 3 | 15722.7 | 13476.6 | 15722.7
FR | 5 | 4 | 4 | 15770.3 | 13517.4 | 15770.3
FR | 5 | 4 | 5 | 15793.75 | 13537.5 | 15793.75
FR | 5 | 4 | 6 | 16143.05 | 13836.9 | 16143.05
FR | 5 | 4 | 7 | 17058.65 | 14621.7 | 17058.65
FR | 5 | 4 | 8 | 18507.3 | 15863.4 | 18507.3
FR | 5 | 4 | 9 | 19390 | 16620 | 19390
FR | 5 | 4 | 10 | 19684.7 | 16872.6 | 19684.7
FR | 5 | 4 | 11 | 19595.45 | 16796.1 | 19595.45
FR | 5 | 4 | 12 | 19558.7 | 16764.6 | 19558.7
FR | 5 | 4 | 13 | 19426.4 | 16651.2 | 19426.4
FR | 5 | 4 | 14 | 19295.5 | 16539 | 19295.5
FR | 5 | 4 | 15 | 19158.65 | 16421.7 | 19158.65
FR | 5 | 4 | 16 | 19162.85 | 16425.3 | 19162.85
FR | 5 | 4 | 17 | 19272.05 | 16518.9 | 19272.05
FR | 5 | 4 | 18 | 19301.8 | 16544.4 | 19301.8
FR | 5 | 4 | 19 | 19284.3 | 16529.4 | 19284.3
FR | 5 | 4 | 20 | 19342.4 | 16579.2 | 19342.4
FR | 5 | 4 | 21 | 19203.8 | 16460.4 | 19203.8
FR | 5 | 4 | 22 | 18505.9 | 15862.2 | 18505.9
FR | 5 | 4 | 23 | 17866.8 | 15314.4 | 17866.8
FR | 5 | 4 | 24 | 16961.35 | 14538.3 | 16961.35
FR | 5 | 5 | 1 | 16035.6 | 13744.8 | 16035.6
FR | 5 | 5 | 2 | 15570.1 | 13345.8 | 15570.1
FR | 5 | 5 | 3 | 15575.35 | 13350.3 | 15575.35
FR | 5 | 5 | 4 | 15585.15 | 13358.7 | 15585.15
FR | 5 | 5 | 5 | 15800.05 | 13542.9 | 15800.05
FR | 5 | 5 | 6 | 16176.65 | 13865.7 | 16176.65
FR | 5 | 5 | 7 | 17034.5 | 14601 | 17034.5
FR | 5 | 5 | 8 | 18480.35 | 15840.3 | 18480.35
FR | 5 | 5 | 9 | 19254.55 | 16503.9 | 19254.55
FR | 5 | 5 | 10 | 19546.1 | 16753.8 | 19546.1
FR | 5 | 5 | 11 | 19488.7 | 16704.6 | 19488.7
FR | 5 | 5 | 12 | 19402.25 | 16630.5 | 19402.25
FR | 5 | 5 | 13 | 19342.4 | 16579.2 | 19342.4
FR | 5 | 5 | 14 | 19204.85 | 16461.3 | 19204.85
FR | 5 | 5 | 15 | 19126.8 | 16394.4 | 19126.8
FR | 5 | 5 | 16 | 19126.8 | 16394.4 | 19126.8
FR | 5 | 5 | 17 | 19086.55 | 16359.9 | 19086.55
FR | 5 | 5 | 18 | 19086.55 | 16359.9 | 19086.55
FR | 5 | 5 | 19 | 19102.3 | 16373.4 | 19102.3
FR | 5 | 5 | 20 | 19271.7 | 16518.6 | 19271.7
FR | 5 | 5 | 21 | 19186.65 | 16445.7 | 19186.65
FR | 5 | 5 | 22 | 18546.15 | 15896.7 | 18546.15
FR | 5 | 5 | 23 | 18654.3 | 15989.4 | 18654.3
FR | 5 | 5 | 24 | 17766.35 | 15228.3 | 17766.35
FR | 5 | 6 | 1 | 16946.65 | 14525.7 | 16946.65
FR | 5 | 6 | 2 | 16664.2 | 14283.6 | 16664.2
FR | 5 | 6 | 3 | 16662.8 | 14282.4 | 16662.8
FR | 5 | 6 | 4 | 16809.8 | 14408.4 | 16809.8
FR | 5 | 6 | 5 | 18053.35 | 15474.3 | 18053.35
FR | 5 | 6 | 6 | 20535.9 | 17602.2 | 20535.9
FR | 5 | 6 | 7 | 22137.85 | 18975.3 | 22137.85
FR | 5 | 6 | 8 | 22986.95 | 19703.1 | 22986.95
FR | 5 | 6 | 9 | 23297.05 | 19968.9 | 23297.05
FR | 5 | 6 | 10 | 23203.6 | 19888.8 | 23203.6
FR | 5 | 6 | 11 | 23095.1 | 19795.8 | 23095.1
FR | 5 | 6 | 12 | 23053.1 | 19759.8 | 23053.1
FR | 5 | 6 | 13 | 23053.1 | 19759.8 | 23053.1
FR | 5 | 6 | 14 | 22903.3 | 19631.4 | 22903.3
FR | 5 | 6 | 15 | 22764.35 | 19512.3 | 22764.35
FR | 5 | 6 | 16 | 22776.6 | 19522.8 | 22776.6
FR | 5 | 6 | 17 | 22727.95 | 19481.1 | 22727.95
FR | 5 | 6 | 18 | 22711.15 | 19466.7 | 22711.15
FR | 5 | 6 | 19 | 22643.6 | 19408.8 | 22643.6
FR | 5 | 6 | 20 | 22421 | 19218 | 22421
FR | 5 | 6 | 21 | 21609.7 | 18522.6 | 21609.7
FR | 5 | 6 | 22 | 20506.85 | 17577.3 | 20506.85
FR | 5 | 6 | 23 | 18654.3 | 15989.4 | 18654.3
FR | 5 | 6 | 24 | 17766.35 | 15228.3 | 17766.35
FR | 5 | 7 | 1 | 16946.65 | 14525.7 | 16946.65
FR | 5 | 7 | 2 | 16658.25 | 14278.5 | 16658.25
FR | 5 | 7 | 3 | 16664.2 | 14283.6 | 16664.2
FR | 5 | 7 | 4 | 16811.55 | 14409.9 | 16811.55
FR | 5 | 7 | 5 | 18036.9 | 15460.2 | 18036.9
FR | 5 | 7 | 6 | 20505.8 | 17576.4 | 20505.8
FR | 5 | 7 | 7 | 22100.4 | 18943.2 | 22100.4
FR | 5 | 7 | 8 | 22985.9 | 19702.2 | 22985.9
FR | 5 | 7 | 9 | 23284.1 | 19957.8 | 23284.1
FR | 5 | 7 | 10 | 23153.2 | 19845.6 | 23153.2
FR | 5 | 7 | 11 | 23095.1 | 19795.8 | 23095.1
FR | 5 | 7 | 12 | 23053.1 | 19759.8 | 23053.1
FR | 5 | 7 | 13 | 23064.3 | 19769.4 | 23064.3
FR | 5 | 7 | 14 | 22903.3 | 19631.4 | 22903.3
FR | 5 | 7 | 15 | 22764.35 | 19512.3 | 22764.35
FR | 5 | 7 | 16 | 22776.6 | 19522.8 | 22776.6
FR | 5 | 7 | 17 | 22727.95 | 19481.1 | 22727.95
FR | 5 | 7 | 18 | 22727.95 | 19481.1 | 22727.95
FR | 5 | 7 | 19 | 22654.45 | 19418.1 | 22654.45
FR | 5 | 7 | 20 | 22395.8 | 19196.4 | 22395.8
FR | 5 | 7 | 21 | 21555.1 | 18475.8 | 21555.1
FR | 5 | 7 | 22 | 20679.4 | 17725.2 | 20679.4
FR | 5 | 7 | 23 | 18654.3 | 15989.4 | 18654.3
FR | 5 | 7 | 24 | 17766.35 | 15228.3 | 17766.35
FR | 5 | 8 | 1 | 16946.65 | 14525.7 | 16946.65
FR | 5 | 8 | 2 | 16739.1 | 14347.8 | 16739.1
FR | 5 | 8 | 3 | 16663.85 | 14283.3 | 16663.85
FR | 5 | 8 | 4 | 16810.5 | 14409 | 16810.5
FR | 5 | 8 | 5 | 18000.85 | 15429.3 | 18000.85
FR | 5 | 8 | 6 | 20616.4 | 17671.2 | 20616.4
FR | 5 | 8 | 7 | 22099.35 | 18942.3 | 22099.35
FR | 5 | 8 | 8 | 22885.8 | 19616.4 | 22885.8
FR | 5 | 8 | 9 | 23165.8 | 19856.4 | 23165.8
FR | 5 | 8 | 10 | 23126.95 | 19823.1 | 23126.95
FR | 5 | 8 | 11 | 23095.1 | 19795.8 | 23095.1
FR | 5 | 8 | 12 | 23053.1 | 19759.8 | 23053.1
FR | 5 | 8 | 13 | 23064.3 | 19769.4 | 23064.3
FR | 5 | 8 | 14 | 22903.3 | 19631.4 | 22903.3
FR | 5 | 8 | 15 | 22764.35 | 19512.3 | 22764.35
FR | 5 | 8 | 16 | 22776.6 | 19522.8 | 22776.6
FR | 5 | 8 | 17 | 22727.95 | 19481.1 | 22727.95
FR | 5 | 8 | 18 | 22710.1 | 19465.8 | 22710.1
FR | 5 | 8 | 19 | 22643.6 | 19408.8 | 22643.6
FR | 5 | 8 | 20 | 22395.8 | 19196.4 | 22395.8
FR | 5 | 8 | 21 | 21582.75 | 18499.5 | 21582.75
FR | 5 | 8 | 22 | 20679.4 | 17725.2 | 20679.4
FR | 5 | 8 | 23 | 18654.3 | 15989.4 | 18654.3
FR | 5 | 8 | 24 | 17766.35 | 15228.3 | 17766.35
FR | 5 | 9 | 1 | 16946.65 | 14525.7 | 16946.65
FR | 5 | 9 | 2 | 16739.1 | 14347.8 | 16739.1
FR | 5 | 9 | 3 | 16739.1 | 14347.8 | 16739.1
FR | 5 | 9 | 4 | 16886.1 | 14473.8 | 16886.1
FR | 5 | 9 | 5 | 18072.95 | 15491.1 | 18072.95
FR | 5 | 9 | 6 | 20602.4 | 17659.2 | 20602.4
FR | 5 | 9 | 7 | 22100.4 | 18943.2 | 22100.4
FR | 5 | 9 | 8 | 22985.9 | 19702.2 | 22985.9
FR | 5 | 9 | 9 | 23300.2 | 19971.6 | 23300.2
FR | 5 | 9 | 10 | 23290.05 | 19962.9 | 23290.05
FR | 5 | 9 | 11 | 23203.6 | 19888.8 | 23203.6
FR | 5 | 9 | 12 | 23105.6 | 19804.8 | 23105.6
FR | 5 | 9 | 13 | 23079 | 19782 | 23079
FR | 5 | 9 | 14 | 22892.1 | 19621.8 | 22892.1
FR | 5 | 9 | 15 | 22753.5 | 19503 | 22753.5
FR | 5 | 9 | 16 | 22765.75 | 19513.5 | 22765.75
FR | 5 | 9 | 17 | 22742.3 | 19493.4 | 22742.3
FR | 5 | 9 | 18 | 22742.3 | 19493.4 | 22742.3
FR | 5 | 9 | 19 | 22747.55 | 19497.9 | 22747.55
FR | 5 | 9 | 20 | 22467.55 | 19257.9 | 22467.55
FR | 5 | 9 | 21 | 21609.7 | 18522.6 | 21609.7
FR | 5 | 9 | 22 | 20386.1 | 17473.8 | 20386.1
FR | 5 | 9 | 23 | 18654.3 | 15989.4 | 18654.3
FR | 5 | 9 | 24 | 17766.35 | 15228.3 | 17766.35
FR | 5 | 10 | 1 | 16946.65 | 14525.7 | 16946.65
FR | 5 | 10 | 2 | 16739.1 | 14347.8 | 16739.1
FR | 5 | 10 | 3 | 16739.1 | 14347.8 | 16739.1
FR | 5 | 10 | 4 | 16886.1 | 14473.8 | 16886.1
FR | 5 | 10 | 5 | 18006.45 | 15434.1 | 18006.45
FR | 5 | 10 | 6 | 20554.1 | 17617.8 | 20554.1
FR | 5 | 10 | 7 | 22167.95 | 19001.1 | 22167.95
FR | 5 | 10 | 8 | 23134.65 | 19829.7 | 23134.65
FR | 5 | 10 | 9 | 23459.1 | 20107.8 | 23459.1
FR | 5 | 10 | 10 | 23455.6 | 20104.8 | 23455.6
FR | 5 | 10 | 11 | 23425.5 | 20079 | 23425.5
FR | 5 | 10 | 12 | 23339.05 | 20004.9 | 23339.05
FR | 5 | 10 | 13 | 23321.9 | 19990.2 | 23321.9
FR | 5 | 10 | 14 | 23139.9 | 19834.2 | 23139.9
FR | 5 | 10 | 15 | 22998.5 | 19713 | 22998.5
FR | 5 | 10 | 16 | 23029.65 | 19739.7 | 23029.65
FR | 5 | 10 | 17 | 23005.85 | 19719.3 | 23005.85
FR | 5 | 10 | 18 | 22983.1 | 19699.8 | 22983.1
FR | 5 | 10 | 19 | 22905.4 | 19633.2 | 22905.4
FR | 5 | 10 | 20 | 22438.85 | 19233.3 | 22438.85
FR | 5 | 10 | 21 | 21312.55 | 18267.9 | 21312.55
FR | 5 | 10 | 22 | 20346.2 | 17439.6 | 20346.2
FR | 5 | 10 | 23 | 17862.95 | 15311.1 | 17862.95
FR | 5 | 10 | 24 | 16961.35 | 14538.3 | 16961.35
FR | 5 | 11 | 1 | 16017.75 | 13729.5 | 16017.75
FR | 5 | 11 | 2 | 15552.6 | 13330.8 | 15552.6
FR | 5 | 11 | 3 | 15552.6 | 13330.8 | 15552.6
FR | 5 | 11 | 4 | 15567.3 | 13343.4 | 15567.3
FR | 5 | 11 | 5 | 15634.5 | 13401 | 15634.5
FR | 5 | 11 | 6 | 15775.2 | 13521.6 | 15775.2
FR | 5 | 11 | 7 | 17157 | 14706 | 17157
FR | 5 | 11 | 8 | 18480.35 | 15840.3 | 18480.35
FR | 5 | 11 | 9 | 19317.2 | 16557.6 | 19317.2
FR | 5 | 11 | 10 | 19684.7 | 16872.6 | 19684.7
FR | 5 | 11 | 11 | 19578.3 | 16781.4 | 19578.3
FR | 5 | 11 | 12 | 19529.65 | 16739.7 | 19529.65
FR | 5 | 11 | 13 | 19439 | 16662 | 19439
FR | 5 | 11 | 14 | 19350.8 | 16586.4 | 19350.8
FR | 5 | 11 | 15 | 19279.4 | 16525.2 | 19279.4
FR | 5 | 11 | 16 | 19253.85 | 16503.3 | 19253.85
FR | 5 | 11 | 17 | 19327.7 | 16566.6 | 19327.7
FR | 5 | 11 | 18 | 19377.4 | 16609.2 | 19377.4
FR | 5 | 11 | 19 | 19342.4 | 16579.2 | 19342.4
FR | 5 | 11 | 20 | 19465.95 | 16685.1 | 19465.95
FR | 5 | 11 | 21 | 19359.2 | 16593.6 | 19359.2
FR | 5 | 11 | 22 | 18581.85 | 15927.3 | 18581.85
FR | 5 | 11 | 23 | 17862.95 | 15311.1 | 17862.95
FR | 5 | 11 | 24 | 16948.05 | 14526.9 | 16948.05
FR | 5 | 12 | 1 | 16054.15 | 13760.7 | 16054.15
FR | 5 | 12 | 2 | 15575.35 | 13350.3 | 15575.35
FR | 5 | 12 | 3 | 15579.55 | 13353.9 | 15579.55
FR | 5 | 12 | 4 | 15761.9 | 13510.2 | 15761.9
FR | 5 | 12 | 5 | 15800.05 | 13542.9 | 15800.05
FR | 5 | 12 | 6 | 16176.65 | 13865.7 | 16176.65
FR | 5 | 12 | 7 | 17058.65 | 14621.7 | 17058.65
FR | 5 | 12 | 8 | 18419.45 | 15788.1 | 18419.45
FR | 5 | 12 | 9 | 19455.8 | 16676.4 | 19455.8
FR | 5 | 12 | 10 | 19874.05 | 17034.9 | 19874.05
FR | 5 | 12 | 11 | 19684.7 | 16872.6 | 19684.7
FR | 5 | 12 | 12 | 19579.35 | 16782.3 | 19579.35
FR | 5 | 12 | 13 | 19502.35 | 16716.3 | 19502.35
FR | 5 | 12 | 14 | 19447.05 | 16668.9 | 19447.05
FR | 5 | 12 | 15 | 19287.8 | 16532.4 | 19287.8
FR | 5 | 12 | 16 | 19306.7 | 16548.6 | 19306.7
FR | 5 | 12 | 17 | 19354.65 | 16589.7 | 19354.65
FR | 5 | 12 | 18 | 19476.8 | 16694.4 | 19476.8
FR | 5 | 12 | 19 | 19359.55 | 16593.9 | 19359.55
FR | 5 | 12 | 20 | 19518.45 | 16730.1 | 19518.45
FR | 5 | 12 | 21 | 19392.1 | 16621.8 | 19392.1
FR | 5 | 12 | 22 | 18611.6 | 15952.8 | 18611.6
FR | 5 | 12 | 23 | 18635.4 | 15973.2 | 18635.4
FR | 5 | 12 | 24 | 17747.45 | 15212.1 | 17747.45
FR | 5 | 13 | 1 | 16927.75 | 14509.5 | 16927.75
FR | 5 | 13 | 2 | 16663.15 | 14282.7 | 16663.15
FR | 5 | 13 | 3 | 16664.2 | 14283.6 | 16664.2
FR | 5 | 13 | 4 | 16811.55 | 14409.9 | 16811.55
FR | 5 | 13 | 5 | 18036.9 | 15460.2 | 18036.9
FR | 5 | 13 | 6 | 20505.8 | 17576.4 | 20505.8
FR | 5 | 13 | 7 | 22087.8 | 18932.4 | 22087.8
FR | 5 | 13 | 8 | 22986.95 | 19703.1 | 22986.95
FR | 5 | 13 | 9 | 23387.7 | 20046.6 | 23387.7
FR | 5 | 13 | 10 | 23355.15 | 20018.7 | 23355.15
FR | 5 | 13 | 11 | 23334.85 | 20001.3 | 23334.85
FR | 5 | 13 | 12 | 23203.6 | 19888.8 | 23203.6
FR | 5 | 13 | 13 | 23216.2 | 19899.6 | 23216.2
FR | 5 | 13 | 14 | 23072 | 19776 | 23072
FR | 5 | 13 | 15 | 22923.95 | 19649.1 | 22923.95
FR | 5 | 13 | 16 | 22919.75 | 19645.5 | 22919.75
FR | 5 | 13 | 17 | 22870.75 | 19603.5 | 22870.75
FR | 5 | 13 | 18 | 22896.65 | 19625.7 | 22896.65
FR | 5 | 13 | 19 | 22765.05 | 19512.9 | 22765.05
FR | 5 | 13 | 20 | 22555.05 | 19332.9 | 22555.05
FR | 5 | 13 | 21 | 21312.55 | 18267.9 | 21312.55
FR | 5 | 13 | 22 | 20358.1 | 17449.8 | 20358.1
FR | 5 | 13 | 23 | 18654.3 | 15989.4 | 18654.3
FR | 5 | 13 | 24 | 17766.35 | 15228.3 | 17766.35
FR | 5 | 14 | 1 | 16946.65 | 14525.7 | 16946.65
FR | 5 | 14 | 2 | 16663.15 | 14282.7 | 16663.15
FR | 5 | 14 | 3 | 16663.15 | 14282.7 | 16663.15
FR | 5 | 14 | 4 | 16811.55 | 14409.9 | 16811.55
FR | 5 | 14 | 5 | 18036.9 | 15460.2 | 18036.9
FR | 5 | 14 | 6 | 20537.3 | 17603.4 | 20537.3
FR | 5 | 14 | 7 | 22087.8 | 18932.4 | 22087.8
FR | 5 | 14 | 8 | 23097.2 | 19797.6 | 23097.2
FR | 5 | 14 | 9 | 23417.8 | 20072.4 | 23417.8
FR | 5 | 14 | 10 | 23425.5 | 20079 | 23425.5
FR | 5 | 14 | 11 | 23355.15 | 20018.7 | 23355.15
FR | 5 | 14 | 12 | 23318.4 | 19987.2 | 23318.4
FR | 5 | 14 | 13 | 23183.65 | 19871.7 | 23183.65
FR | 5 | 14 | 14 | 23046.45 | 19754.1 | 23046.45
FR | 5 | 14 | 15 | 22857.45 | 19592.1 | 22857.45
FR | 5 | 14 | 16 | 22869.7 | 19602.6 | 22869.7
FR | 5 | 14 | 17 | 22820.7 | 19560.6 | 22820.7
FR | 5 | 14 | 18 | 22820.7 | 19560.6 | 22820.7
FR | 5 | 14 | 19 | 22747.55 | 19497.9 | 22747.55
FR | 5 | 14 | 20 | 22467.55 | 19257.9 | 22467.55
FR | 5 | 14 | 21 | 21609.7 | 18522.6 | 21609.7
FR | 5 | 14 | 22 | 20679.4 | 17725.2 | 20679.4
FR | 5 | 14 | 23 | 18654.3 | 15989.4 | 18654.3
FR | 5 | 14 | 24 | 17766.35 | 15228.3 | 17766.35
FR | 5 | 15 | 1 | 16946.65 | 14525.7 | 16946.65
FR | 5 | 15 | 2 | 16739.1 | 14347.8 | 16739.1
FR | 5 | 15 | 3 | 16739.1 | 14347.8 | 16739.1
FR | 5 | 15 | 4 | 16886.1 | 14473.8 | 16886.1
FR | 5 | 15 | 5 | 18072.95 | 15491.1 | 18072.95
FR | 5 | 15 | 6 | 20559.7 | 17622.6 | 20559.7
FR | 5 | 15 | 7 | 22186.15 | 19016.7 | 22186.15
FR | 5 | 15 | 8 | 23134.65 | 19829.7 | 23134.65
FR | 5 | 15 | 9 | 23529.1 | 20167.8 | 23529.1
FR | 5 | 15 | 10 | 23455.6 | 20104.8 | 23455.6
FR | 5 | 15 | 11 | 23355.15 | 20018.7 | 23355.15
FR | 5 | 15 | 12 | 23321.9 | 19990.2 | 23321.9
FR | 5 | 15 | 13 | 23318.4 | 19987.2 | 23318.4
FR | 5 | 15 | 14 | 23207.1 | 19891.8 | 23207.1
FR | 5 | 15 | 15 | 23023.7 | 19734.6 | 23023.7
FR | 5 | 15 | 16 | 23032.1 | 19741.8 | 23032.1
FR | 5 | 15 | 17 | 23050.3 | 19757.4 | 23050.3
FR | 5 | 15 | 18 | 23137.8 | 19832.4 | 23137.8
FR | 5 | 15 | 19 | 22961.05 | 19680.9 | 22961.05
FR | 5 | 15 | 20 | 22576.05 | 19350.9 | 22576.05
FR | 5 | 15 | 21 | 21334.6 | 18286.8 | 21334.6
FR | 5 | 15 | 22 | 20251 | 17358 | 20251
FR | 5 | 15 | 23 | 18658.15 | 15992.7 | 18658.15
FR | 5 | 15 | 24 | 17693.2 | 15165.6 | 17693.2
FR | 5 | 16 | 1 | 16927.4 | 14509.2 | 16927.4
FR | 5 | 16 | 2 | 16662.8 | 14282.4 | 16662.8
FR | 5 | 16 | 3 | 16662.8 | 14282.4 | 16662.8
FR | 5 | 16 | 4 | 16809.8 | 14408.4 | 16809.8
FR | 5 | 16 | 5 | 18035.5 | 15459 | 18035.5
FR | 5 | 16 | 6 | 20518.05 | 17586.9 | 20518.05
FR | 5 | 16 | 7 | 22236.55 | 19059.9 | 22236.55
FR | 5 | 16 | 8 | 23262.75 | 19939.5 | 23262.75
FR | 5 | 16 | 9 | 23719.5 | 20331 | 23719.5
FR | 5 | 16 | 10 | 23713.2 | 20325.6 | 23713.2
FR | 5 | 16 | 11 | 23616.6 | 20242.8 | 23616.6
FR | 5 | 16 | 12 | 23550.45 | 20186.1 | 23550.45
FR | 5 | 16 | 13 | 23440.2 | 20091.6 | 23440.2
FR | 5 | 16 | 14 | 23402.05 | 20058.9 | 23402.05
FR | 5 | 16 | 15 | 23325.75 | 19993.5 | 23325.75
FR | 5 | 16 | 16 | 23356.9 | 20020.2 | 23356.9
FR | 5 | 16 | 17 | 23307.9 | 19978.2 | 23307.9
FR | 5 | 16 | 18 | 23418.5 | 20073 | 23418.5
FR | 5 | 16 | 19 | 23203.25 | 19888.5 | 23203.25
FR | 5 | 16 | 20 | 22723.4 | 19477.2 | 22723.4
FR | 5 | 16 | 21 | 21229.25 | 18196.5 | 21229.25
FR | 5 | 16 | 22 | 20252.75 | 17359.5 | 20252.75
FR | 5 | 16 | 23 | 18621.4 | 15961.2 | 18621.4
FR | 5 | 16 | 24 | 17691.8 | 15164.4 | 17691.8
FR | 5 | 17 | 1 | 16936.85 | 14517.3 | 16936.85
FR | 5 | 17 | 2 | 16672.25 | 14290.5 | 16672.25
FR | 5 | 17 | 3 | 16672.25 | 14290.5 | 16672.25
FR | 5 | 17 | 4 | 16835 | 14430 | 16835
FR | 5 | 17 | 5 | 18112.5 | 15525 | 18112.5
FR | 5 | 17 | 6 | 20535.9 | 17602.2 | 20535.9
FR | 5 | 17 | 7 | 22150.1 | 18985.8 | 22150.1
FR | 5 | 17 | 8 | 23209.55 | 19893.9 | 23209.55
FR | 5 | 17 | 9 | 23578.8 | 20210.4 | 23578.8
FR | 5 | 17 | 10 | 23456.3 | 20105.4 | 23456.3
FR | 5 | 17 | 11 | 23455.6 | 20104.8 | 23455.6
FR | 5 | 17 | 12 | 23377.55 | 20037.9 | 23377.55
FR | 5 | 17 | 13 | 23339.05 | 20004.9 | 23339.05
FR | 5 | 17 | 14 | 23243.5 | 19923 | 23243.5
FR | 5 | 17 | 15 | 23138.5 | 19833 | 23138.5
FR | 5 | 17 | 16 | 23169.65 | 19859.7 | 23169.65
FR | 5 | 17 | 17 | 23137.8 | 19832.4 | 23137.8
FR | 5 | 17 | 18 | 23294.95 | 19967.1 | 23294.95
FR | 5 | 17 | 19 | 23079.7 | 19782.6 | 23079.7
FR | 5 | 17 | 20 | 22626.8 | 19394.4 | 22626.8
FR | 5 | 17 | 21 | 21224.7 | 18192.6 | 21224.7
FR | 5 | 17 | 22 | 20251 | 17358 | 20251
FR | 5 | 17 | 23 | 17853.15 | 15302.7 | 17853.15
FR | 5 | 17 | 24 | 17088.75 | 14647.5 | 17088.75
FR | 5 | 18 | 1 | 16231.25 | 13912.5 | 16231.25
FR | 5 | 18 | 2 | 15760.85 | 13509.3 | 15760.85
FR | 5 | 18 | 3 | 15844.15 | 13580.7 | 15844.15
FR | 5 | 18 | 4 | 15941.45 | 13664.1 | 15941.45
FR | 5 | 18 | 5 | 16021.25 | 13732.5 | 16021.25
FR | 5 | 18 | 6 | 16272.9 | 13948.2 | 16272.9
FR | 5 | 18 | 7 | 17251.15 | 14786.7 | 17251.15
FR | 5 | 18 | 8 | 18453.75 | 15817.5 | 18453.75
FR | 5 | 18 | 9 | 19455.8 | 16676.4 | 19455.8
FR | 5 | 18 | 10 | 19737.2 | 16917.6 | 19737.2
FR | 5 | 18 | 11 | 19595.45 | 16796.1 | 19595.45
FR | 5 | 18 | 12 | 19561.85 | 16767.3 | 19561.85
FR | 5 | 18 | 13 | 19502.35 | 16716.3 | 19502.35
FR | 5 | 18 | 14 | 19447.05 | 16668.9 | 19447.05
FR | 5 | 18 | 15 | 19339.25 | 16576.5 | 19339.25
FR | 5 | 18 | 16 | 19428.5 | 16653 | 19428.5
FR | 5 | 18 | 17 | 19493.95 | 16709.1 | 19493.95
FR | 5 | 18 | 18 | 19493.95 | 16709.1 | 19493.95
FR | 5 | 18 | 19 | 19371.8 | 16604.4 | 19371.8
FR | 5 | 18 | 20 | 19465.95 | 16685.1 | 19465.95
FR | 5 | 18 | 21 | 19296.9 | 16540.2 | 19296.9
FR | 5 | 18 | 22 | 18610.55 | 15951.9 | 18610.55
FR | 5 | 18 | 23 | 17862.95 | 15311.1 | 17862.95
FR | 5 | 18 | 24 | 16961.35 | 14538.3 | 16961.35
FR | 5 | 19 | 1 | 16017.75 | 13729.5 | 16017.75
FR | 5 | 19 | 2 | 15570.1 | 13345.8 | 15570.1
FR | 5 | 19 | 3 | 15575.35 | 13350.3 | 15575.35
FR | 5 | 19 | 4 | 15585.15 | 13358.7 | 15585.15
FR | 5 | 19 | 5 | 15622.95 | 13391.1 | 15622.95
FR | 5 | 19 | 6 | 15799.35 | 13542.3 | 15799.35
FR | 5 | 19 | 7 | 17034.5 | 14601 | 17034.5
FR | 5 | 19 | 8 | 18507.3 | 15863.4 | 18507.3
FR | 5 | 19 | 9 | 19328.05 | 16566.9 | 19328.05
FR | 5 | 19 | 10 | 19612.25 | 16810.5 | 19612.25
FR | 5 | 19 | 11 | 19578.3 | 16781.4 | 19578.3
FR | 5 | 19 | 12 | 19506.9 | 16720.2 | 19506.9
FR | 5 | 19 | 13 | 19439 | 16662 | 19439
FR | 5 | 19 | 14 | 19360.6 | 16594.8 | 19360.6
FR | 5 | 19 | 15 | 19310.55 | 16551.9 | 19310.55
FR | 5 | 19 | 16 | 19329.45 | 16568.1 | 19329.45
FR | 5 | 19 | 17 | 19406.45 | 16634.1 | 19406.45
FR | 5 | 19 | 18 | 19493.95 | 16709.1 | 19493.95
FR | 5 | 19 | 19 | 19369.35 | 16602.3 | 19369.35
FR | 5 | 19 | 20 | 19518.45 | 16730.1 | 19518.45
FR | 5 | 19 | 21 | 19362.35 | 16596.3 | 19362.35
FR | 5 | 19 | 22 | 18611.6 | 15952.8 | 18611.6
FR | 5 | 19 | 23 | 18635.4 | 15973.2 | 18635.4
FR | 5 | 19 | 24 | 17747.45 | 15212.1 | 17747.45
FR | 5 | 20 | 1 | 16928.8 | 14510.4 | 16928.8
FR | 5 | 20 | 2 | 16664.2 | 14283.6 | 16664.2
FR | 5 | 20 | 3 | 16662.8 | 14282.4 | 16662.8
FR | 5 | 20 | 4 | 16811.55 | 14409.9 | 16811.55
FR | 5 | 20 | 5 | 18036.9 | 15460.2 | 18036.9
FR | 5 | 20 | 6 | 20538.7 | 17604.6 | 20538.7
FR | 5 | 20 | 7 | 22137.85 | 18975.3 | 22137.85
FR | 5 | 20 | 8 | 23134.65 | 19829.7 | 23134.65
FR | 5 | 20 | 9 | 23529.1 | 20167.8 | 23529.1
FR | 5 | 20 | 10 | 23456.3 | 20105.4 | 23456.3
FR | 5 | 20 | 11 | 23455.6 | 20104.8 | 23455.6
FR | 5 | 20 | 12 | 23347.45 | 20012.1 | 23347.45
FR | 5 | 20 | 13 | 23339.05 | 20004.9 | 23339.05
FR | 5 | 20 | 14 | 23260.65 | 19937.7 | 23260.65
FR | 5 | 20 | 15 | 23155.65 | 19847.7 | 23155.65
FR | 5 | 20 | 16 | 23294.6 | 19966.8 | 23294.6
FR | 5 | 20 | 17 | 23275.7 | 19950.6 | 23275.7
FR | 5 | 20 | 18 | 23275.7 | 19950.6 | 23275.7
FR | 5 | 20 | 19 | 23092.65 | 19793.7 | 23092.65
FR | 5 | 20 | 20 | 22646.05 | 19410.9 | 22646.05
FR | 5 | 20 | 21 | 21327.25 | 18280.5 | 21327.25
FR | 5 | 20 | 22 | 20273.05 | 17376.9 | 20273.05
FR | 5 | 20 | 23 | 18654.3 | 15989.4 | 18654.3
FR | 5 | 20 | 24 | 17766.35 | 15228.3 | 17766.35
FR | 5 | 21 | 1 | 16946.65 | 14525.7 | 16946.65
FR | 5 | 21 | 2 | 16739.1 | 14347.8 | 16739.1
FR | 5 | 21 | 3 | 16739.1 | 14347.8 | 16739.1
FR | 5 | 21 | 4 | 16811.2 | 14409.6 | 16811.2
FR | 5 | 21 | 5 | 18000.85 | 15429.3 | 18000.85
FR | 5 | 21 | 6 | 20559.7 | 17622.6 | 20559.7
FR | 5 | 21 | 7 | 22128.75 | 18967.5 | 22128.75
FR | 5 | 21 | 8 | 23134.65 | 19829.7 | 23134.65
FR | 5 | 21 | 9 | 23605.4 | 20233.2 | 23605.4
FR | 5 | 21 | 10 | 23566.9 | 20200.2 | 23566.9
FR | 5 | 21 | 11 | 23566.9 | 20200.2 | 23566.9
FR | 5 | 21 | 12 | 23550.45 | 20186.1 | 23550.45
FR | 5 | 21 | 13 | 23480.8 | 20126.4 | 23480.8
FR | 5 | 21 | 14 | 23361.8 | 20024.4 | 23361.8
FR | 5 | 21 | 15 | 23325.75 | 19993.5 | 23325.75
FR | 5 | 21 | 16 | 23356.9 | 20020.2 | 23356.9
FR | 5 | 21 | 17 | 23307.9 | 19978.2 | 23307.9
FR | 5 | 21 | 18 | 23307.9 | 19978.2 | 23307.9
FR | 5 | 21 | 19 | 23203.25 | 19888.5 | 23203.25
FR | 5 | 21 | 20 | 22646.05 | 19410.9 | 22646.05
FR | 5 | 21 | 21 | 21308 | 18264 | 21308
FR | 5 | 21 | 22 | 20299.65 | 17399.7 | 20299.65
FR | 5 | 21 | 23 | 18654.3 | 15989.4 | 18654.3
FR | 5 | 21 | 24 | 17766.35 | 15228.3 | 17766.35
FR | 5 | 22 | 1 | 16922.85 | 14505.3 | 16922.85
FR | 5 | 22 | 2 | 16663.15 | 14282.7 | 16663.15
FR | 5 | 22 | 3 | 16664.2 | 14283.6 | 16664.2
FR | 5 | 22 | 4 | 16811.55 | 14409.9 | 16811.55
FR | 5 | 22 | 5 | 18036.9 | 15460.2 | 18036.9
FR | 5 | 22 | 6 | 20538.7 | 17604.6 | 20538.7
FR | 5 | 22 | 7 | 22169 | 19002 | 22169
FR | 5 | 22 | 8 | 23209.55 | 19893.9 | 23209.55
FR | 5 | 22 | 9 | 23675.4 | 20293.2 | 23675.4
FR | 5 | 22 | 10 | 23616.6 | 20242.8 | 23616.6
FR | 5 | 22 | 11 | 23456.3 | 20105.4 | 23456.3
FR | 5 | 22 | 12 | 23439.15 | 20090.7 | 23439.15
FR | 5 | 22 | 13 | 23347.45 | 20012.1 | 23347.45
FR | 5 | 22 | 14 | 23260.65 | 19937.7 | 23260.65
FR | 5 | 22 | 15 | 23155.65 | 19847.7 | 23155.65
FR | 5 | 22 | 16 | 23186.8 | 19874.4 | 23186.8
FR | 5 | 22 | 17 | 23137.8 | 19832.4 | 23137.8
FR | 5 | 22 | 18 | 23176.3 | 19865.4 | 23176.3
FR | 5 | 22 | 19 | 23060.45 | 19766.1 | 23060.45
FR | 5 | 22 | 20 | 22646.05 | 19410.9 | 22646.05
FR | 5 | 22 | 21 | 21334.6 | 18286.8 | 21334.6
FR | 5 | 22 | 22 | 20251 | 17358 | 20251
FR | 5 | 22 | 23 | 18635.4 | 15973.2 | 18635.4
FR | 5 | 22 | 24 | 17728.55 | 15195.9 | 17728.55
FR | 5 | 23 | 1 | 16928.8 | 14510.4 | 16928.8
FR | 5 | 23 | 2 | 16664.2 | 14283.6 | 16664.2
FR | 5 | 23 | 3 | 16662.8 | 14282.4 | 16662.8
FR | 5 | 23 | 4 | 16809.8 | 14408.4 | 16809.8
FR | 5 | 23 | 5 | 18112.5 | 15525 | 18112.5
FR | 5 | 23 | 6 | 20561.45 | 17624.1 | 20561.45
FR | 5 | 23 | 7 | 22236.55 | 19059.9 | 22236.55
FR | 5 | 23 | 8 | 23262.75 | 19939.5 | 23262.75
FR | 5 | 23 | 9 | 23719.5 | 20331 | 23719.5
FR | 5 | 23 | 10 | 23723.35 | 20334.3 | 23723.35
FR | 5 | 23 | 11 | 23643.2 | 20265.6 | 23643.2
FR | 5 | 23 | 12 | 23626.75 | 20251.5 | 23626.75
FR | 5 | 23 | 13 | 23600.15 | 20228.7 | 23600.15
FR | 5 | 23 | 14 | 23548.35 | 20184.3 | 23548.35
FR | 5 | 23 | 15 | 23512.65 | 20153.7 | 23512.65
FR | 5 | 23 | 16 | 23694.65 | 20309.7 | 23694.65
FR | 5 | 23 | 17 | 23645.65 | 20267.7 | 23645.65
FR | 5 | 23 | 18 | 23645.65 | 20267.7 | 23645.65
FR | 5 | 23 | 19 | 23418.5 | 20073 | 23418.5
FR | 5 | 23 | 20 | 22773.1 | 19519.8 | 22773.1
FR | 5 | 23 | 21 | 21402.5 | 18345 | 21402.5
FR | 5 | 23 | 22 | 20522.95 | 17591.1 | 20522.95
FR | 5 | 23 | 23 | 18743.55 | 16065.9 | 18743.55
FR | 5 | 23 | 24 | 17916.85 | 15357.3 | 17916.85
FR | 5 | 24 | 1 | 17343.9 | 14866.2 | 17343.9
FR | 5 | 24 | 2 | 17099.25 | 14656.5 | 17099.25
FR | 5 | 24 | 3 | 17099.25 | 14656.5 | 17099.25
FR | 5 | 24 | 4 | 17410.75 | 14923.5 | 17410.75
FR | 5 | 24 | 5 | 19068 | 16344 | 19068
FR | 5 | 24 | 6 | 21121.8 | 18104.4 | 21121.8
FR | 5 | 24 | 7 | 22715 | 19470 | 22715
FR | 5 | 24 | 8 | 23626.05 | 20250.9 | 23626.05
FR | 5 | 24 | 9 | 24044.65 | 20609.7 | 24044.65
FR | 5 | 24 | 10 | 23959.6 | 20536.8 | 23959.6
FR | 5 | 24 | 11 | 23959.6 | 20536.8 | 23959.6
FR | 5 | 24 | 12 | 23853.9 | 20446.2 | 23853.9
FR | 5 | 24 | 13 | 23853.9 | 20446.2 | 23853.9
FR | 5 | 24 | 14 | 23829.4 | 20425.2 | 23829.4
FR | 5 | 24 | 15 | 23793.35 | 20394.3 | 23793.35
FR | 5 | 24 | 16 | 23799.65 | 20399.7 | 23799.65
FR | 5 | 24 | 17 | 23796.5 | 20397 | 23796.5
FR | 5 | 24 | 18 | 23796.5 | 20397 | 23796.5
FR | 5 | 24 | 19 | 23493.05 | 20136.9 | 23493.05
FR | 5 | 24 | 20 | 22710.45 | 19466.1 | 22710.45
FR | 5 | 24 | 21 | 21402.5 | 18345 | 21402.5
FR | 5 | 24 | 22 | 20522.95 | 17591.1 | 20522.95
FR | 5 | 24 | 23 | 18013.45 | 15440.1 | 18013.45
FR | 5 | 24 | 24 | 17181.15 | 14726.7 | 17181.15
FR | 5 | 25 | 1 | 16561.65 | 14195.7 | 16561.65
FR | 5 | 25 | 2 | 16252.25 | 13930.5 | 16252.25
FR | 5 | 25 | 3 | 16252.25 | 13930.5 | 16252.25
FR | 5 | 25 | 4 | 16261.7 | 13938.6 | 16261.7
FR | 5 | 25 | 5 | 16493.05 | 14136.9 | 16493.05
FR | 5 | 25 | 6 | 16769.55 | 14373.9 | 16769.55
FR | 5 | 25 | 7 | 17599.05 | 15084.9 | 17599.05
FR | 5 | 25 | 8 | 19067.65 | 16343.7 | 19067.65
FR | 5 | 25 | 9 | 19671.4 | 16861.2 | 19671.4
FR | 5 | 25 | 10 | 19979.4 | 17125.2 | 19979.4
FR | 5 | 25 | 11 | 19979.4 | 17125.2 | 19979.4
FR | 5 | 25 | 12 | 19857.95 | 17021.1 | 19857.95
FR | 5 | 25 | 13 | 19661.25 | 16852.5 | 19661.25
FR | 5 | 25 | 14 | 19553.8 | 16760.4 | 19553.8
FR | 5 | 25 | 15 | 19553.8 | 16760.4 | 19553.8
FR | 5 | 25 | 16 | 19572.35 | 16776.3 | 19572.35
FR | 5 | 25 | 17 | 19620.65 | 16817.7 | 19620.65
FR | 5 | 25 | 18 | 19871.6 | 17032.8 | 19871.6
FR | 5 | 25 | 19 | 19805.8 | 16976.4 | 19805.8
FR | 5 | 25 | 20 | 19715.5 | 16899 | 19715.5
FR | 5 | 25 | 21 | 19596.85 | 16797.3 | 19596.85
FR | 5 | 25 | 22 | 18827.2 | 16137.6 | 18827.2
FR | 5 | 25 | 23 | 17997.7 | 15426.6 | 17997.7
FR | 5 | 25 | 24 | 17160.85 | 14709.3 | 17160.85
FR | 5 | 26 | 1 | 16345 | 14010 | 16345
FR | 5 | 26 | 2 | 16084.6 | 13786.8 | 16084.6
FR | 5 | 26 | 3 | 16084.6 | 13786.8 | 16084.6
FR | 5 | 26 | 4 | 16094.05 | 13794.9 | 16094.05
FR | 5 | 26 | 5 | 16331.35 | 13998.3 | 16331.35
FR | 5 | 26 | 6 | 16375.1 | 14035.8 | 16375.1
FR | 5 | 26 | 7 | 17268.3 | 14801.4 | 17268.3
FR | 5 | 26 | 8 | 18511.15 | 15866.7 | 18511.15
FR | 5 | 26 | 9 | 19455.8 | 16676.4 | 19455.8
FR | 5 | 26 | 10 | 19935.65 | 17087.7 | 19935.65
FR | 5 | 26 | 11 | 19684.7 | 16872.6 | 19684.7
FR | 5 | 26 | 12 | 19579.35 | 16782.3 | 19579.35
FR | 5 | 26 | 13 | 19502.35 | 16716.3 | 19502.35
FR | 5 | 26 | 14 | 19381.95 | 16613.1 | 19381.95
FR | 5 | 26 | 15 | 19279.4 | 16525.2 | 19279.4
FR | 5 | 26 | 16 | 19279.4 | 16525.2 | 19279.4
FR | 5 | 26 | 17 | 19327.7 | 16566.6 | 19327.7
FR | 5 | 26 | 18 | 19334 | 16572 | 19334
FR | 5 | 26 | 19 | 19260.15 | 16508.7 | 19260.15
FR | 5 | 26 | 20 | 19359.55 | 16593.9 | 19359.55
FR | 5 | 26 | 21 | 19423.25 | 16648.5 | 19423.25
FR | 5 | 26 | 22 | 18600.4 | 15943.2 | 18600.4
FR | 5 | 26 | 23 | 18621.4 | 15961.2 | 18621.4
FR | 5 | 26 | 24 | 17805.9 | 15262.2 | 17805.9
FR | 5 | 27 | 1 | 17035.55 | 14601.9 | 17035.55
FR | 5 | 27 | 2 | 17042.2 | 14607.6 | 17042.2
FR | 5 | 27 | 3 | 17043.25 | 14608.5 | 17043.25
FR | 5 | 27 | 4 | 17322.55 | 14847.9 | 17322.55
FR | 5 | 27 | 5 | 19068 | 16344 | 19068
FR | 5 | 27 | 6 | 20974.1 | 17977.8 | 20974.1
FR | 5 | 27 | 7 | 22235.15 | 19058.7 | 22235.15
FR | 5 | 27 | 8 | 23134.65 | 19829.7 | 23134.65
FR | 5 | 27 | 9 | 23317.7 | 19986.6 | 23317.7
FR | 5 | 27 | 10 | 23290.05 | 19962.9 | 23290.05
FR | 5 | 27 | 11 | 23153.2 | 19845.6 | 23153.2
FR | 5 | 27 | 12 | 23079 | 19782 | 23079
FR | 5 | 27 | 13 | 23053.1 | 19759.8 | 23053.1
FR | 5 | 27 | 14 | 22892.1 | 19621.8 | 22892.1
FR | 5 | 27 | 15 | 22746.85 | 19497.3 | 22746.85
FR | 5 | 27 | 16 | 22759.1 | 19507.8 | 22759.1
FR | 5 | 27 | 17 | 22711.15 | 19466.7 | 22711.15
FR | 5 | 27 | 18 | 22716.75 | 19471.5 | 22716.75
FR | 5 | 27 | 19 | 22643.6 | 19408.8 | 22643.6
FR | 5 | 27 | 20 | 22421 | 19218 | 22421
FR | 5 | 27 | 21 | 21603.75 | 18517.5 | 21603.75
FR | 5 | 27 | 22 | 20679.4 | 17725.2 | 20679.4
FR | 5 | 27 | 23 | 18654.3 | 15989.4 | 18654.3
FR | 5 | 27 | 24 | 17766.35 | 15228.3 | 17766.35
FR | 5 | 28 | 1 | 16946.65 | 14525.7 | 16946.65
FR | 5 | 28 | 2 | 16739.1 | 14347.8 | 16739.1
FR | 5 | 28 | 3 | 16739.1 | 14347.8 | 16739.1
FR | 5 | 28 | 4 | 16886.1 | 14473.8 | 16886.1
FR | 5 | 28 | 5 | 18006.45 | 15434.1 | 18006.45
FR | 5 | 28 | 6 | 20602.4 | 17659.2 | 20602.4
FR | 5 | 28 | 7 | 22099.35 | 18942.3 | 22099.35
FR | 5 | 28 | 8 | 22885.8 | 19616.4 | 22885.8
FR | 5 | 28 | 9 | 23297.05 | 19968.9 | 23297.05
FR | 5 | 28 | 10 | 23220.05 | 19902.9 | 23220.05
FR | 5 | 28 | 11 | 23290.05 | 19962.9 | 23290.05
FR | 5 | 28 | 12 | 23183.65 | 19871.7 | 23183.65
FR | 5 | 28 | 13 | 23318.4 | 19987.2 | 23318.4
FR | 5 | 28 | 14 | 23139.9 | 19834.2 | 23139.9
FR | 5 | 28 | 15 | 23138.5 | 19833 | 23138.5
FR | 5 | 28 | 16 | 23186.8 | 19874.4 | 23186.8
FR | 5 | 28 | 17 | 23176.3 | 19865.4 | 23176.3
FR | 5 | 28 | 18 | 23275.7 | 19950.6 | 23275.7
FR | 5 | 28 | 19 | 23060.45 | 19766.1 | 23060.45
FR | 5 | 28 | 20 | 22646.05 | 19410.9 | 22646.05
FR | 5 | 28 | 21 | 21276.85 | 18237.3 | 21276.85
FR | 5 | 28 | 22 | 20251 | 17358 | 20251
FR | 5 | 28 | 23 | 18622.8 | 15962.4 | 18622.8
FR | 5 | 28 | 24 | 17691.8 | 15164.4 | 17691.8
FR | 5 | 29 | 1 | 16933.7 | 14514.6 | 16933.7
FR | 5 | 29 | 2 | 16672.25 | 14290.5 | 16672.25
FR | 5 | 29 | 3 | 16768.85 | 14373.3 | 16768.85
FR | 5 | 29 | 4 | 16934.05 | 14514.9 | 16934.05
FR | 5 | 29 | 5 | 18628.75 | 15967.5 | 18628.75
FR | 5 | 29 | 6 | 20730.85 | 17769.3 | 20730.85
FR | 5 | 29 | 7 | 22236.55 | 19059.9 | 22236.55
FR | 5 | 29 | 8 | 23209.55 | 19893.9 | 23209.55
FR | 5 | 29 | 9 | 23529.1 | 20167.8 | 23529.1
FR | 5 | 29 | 10 | 23455.6 | 20104.8 | 23455.6
FR | 5 | 29 | 11 | 23455.6 | 20104.8 | 23455.6
FR | 5 | 29 | 12 | 23339.05 | 20004.9 | 23339.05
FR | 5 | 29 | 13 | 23339.05 | 20004.9 | 23339.05
FR | 5 | 29 | 14 | 23260.65 | 19937.7 | 23260.65
FR | 5 | 29 | 15 | 23155.65 | 19847.7 | 23155.65
FR | 5 | 29 | 16 | 23186.8 | 19874.4 | 23186.8
FR | 5 | 29 | 17 | 23245.6 | 19924.8 | 23245.6
FR | 5 | 29 | 18 | 23275.7 | 19950.6 | 23275.7
FR | 5 | 29 | 19 | 23092.65 | 19793.7 | 23092.65
FR | 5 | 29 | 20 | 22653.4 | 19417.2 | 22653.4
FR | 5 | 29 | 21 | 21224.7 | 18192.6 | 21224.7
FR | 5 | 29 | 22 | 20251 | 17358 | 20251
FR | 5 | 29 | 23 | 18658.15 | 15992.7 | 18658.15
FR | 5 | 29 | 24 | 17728.55 | 15195.9 | 17728.55
FR | 5 | 30 | 1 | 16928.8 | 14510.4 | 16928.8
FR | 5 | 30 | 2 | 16664.2 | 14283.6 | 16664.2
FR | 5 | 30 | 3 | 16664.2 | 14283.6 | 16664.2
FR | 5 | 30 | 4 | 16811.55 | 14409.9 | 16811.55
FR | 5 | 30 | 5 | 18036.9 | 15460.2 | 18036.9
FR | 5 | 30 | 6 | 20537.3 | 17603.4 | 20537.3
FR | 5 | 30 | 7 | 22186.15 | 19016.7 | 22186.15
FR | 5 | 30 | 8 | 23134.65 | 19829.7 | 23134.65
FR | 5 | 30 | 9 | 23529.1 | 20167.8 | 23529.1
FR | 5 | 30 | 10 | 23443.35 | 20094.3 | 23443.35
FR | 5 | 30 | 11 | 23455.6 | 20104.8 | 23455.6
FR | 5 | 30 | 12 | 23409.05 | 20064.9 | 23409.05
FR | 5 | 30 | 13 | 23339.05 | 20004.9 | 23339.05
FR | 5 | 30 | 14 | 23243.5 | 19923 | 23243.5
FR | 5 | 30 | 15 | 23068.15 | 19772.7 | 23068.15
FR | 5 | 30 | 16 | 23169.65 | 19859.7 | 23169.65
FR | 5 | 30 | 17 | 23120.65 | 19817.7 | 23120.65
FR | 5 | 30 | 18 | 23137.8 | 19832.4 | 23137.8
FR | 5 | 30 | 19 | 22931.3 | 19655.4 | 22931.3
FR | 5 | 30 | 20 | 22503.25 | 19288.5 | 22503.25
FR | 5 | 30 | 21 | 21345.1 | 18295.8 | 21345.1
FR | 5 | 30 | 22 | 20346.2 | 17439.6 | 20346.2
FR | 5 | 30 | 23 | 18654.3 | 15989.4 | 18654.3
FR | 5 | 30 | 24 | 17766.35 | 15228.3 | 17766.35
FR | 5 | 31 | 1 | 16946.65 | 14525.7 | 16946.65
FR | 5 | 31 | 2 | 16663.85 | 14283.3 | 16663.85
FR | 5 | 31 | 3 | 16663.85 | 14283.3 | 16663.85
FR | 5 | 31 | 4 | 16805.6 | 14404.8 | 16805.6
FR | 5 | 31 | 5 | 18006.45 | 15434.1 | 18006.45
FR | 5 | 31 | 6 | 20624.1 | 17677.8 | 20624.1
FR | 5 | 31 | 7 | 22087.8 | 18932.4 | 22087.8
FR | 5 | 31 | 8 | 23097.2 | 19797.6 | 23097.2
FR | 5 | 31 | 9 | 23418.85 | 20073.3 | 23418.85
FR | 5 | 31 | 10 | 23455.6 | 20104.8 | 23455.6
FR | 5 | 31 | 11 | 23355.15 | 20018.7 | 23355.15
FR | 5 | 31 | 12 | 23321.9 | 19990.2 | 23321.9
FR | 5 | 31 | 13 | 23321.9 | 19990.2 | 23321.9
FR | 5 | 31 | 14 | 23139.9 | 19834.2 | 23139.9
FR | 5 | 31 | 15 | 22953.35 | 19674.3 | 22953.35
FR | 5 | 31 | 16 | 22945.65 | 19667.7 | 22945.65
FR | 5 | 31 | 17 | 22896.65 | 19625.7 | 22896.65
FR | 5 | 31 | 18 | 22896.65 | 19625.7 | 22896.65
FR | 5 | 31 | 19 | 22835.05 | 19572.9 | 22835.05
FR | 5 | 31 | 20 | 22531.95 | 19313.1 | 22531.95
FR | 5 | 31 | 21 | 21627.2 | 18537.6 | 21627.2
FR | 5 | 31 | 22 | 20506.85 | 17577.3 | 20506.85
FR | 5 | 31 | 23 | 17641.75 | 15121.5 | 17641.75
FR | 5 | 31 | 24 | 16420.6 | 14074.8 | 16420.6
FR | 6 | 1 | 1 | 15554.7 | 13332.6 | 15554.7
FR | 6 | 1 | 2 | 15159.9 | 12994.2 | 15159.9
FR | 6 | 1 | 3 | 15159.9 | 12994.2 | 15159.9
FR | 6 | 1 | 4 | 15224.65 | 13049.7 | 15224.65
FR | 6 | 1 | 5 | 15251.25 | 13072.5 | 15251.25
FR | 6 | 1 | 6 | 15606.15 | 13376.7 | 15606.15
FR | 6 | 1 | 7 | 16309.65 | 13979.7 | 16309.65
FR | 6 | 1 | 8 | 17464.65 | 14969.7 | 17464.65
FR | 6 | 1 | 9 | 18749.5 | 16071 | 18749.5
FR | 6 | 1 | 10 | 19116.65 | 16385.7 | 19116.65
FR | 6 | 1 | 11 | 19110 | 16380 | 19110
FR | 6 | 1 | 12 | 19004.65 | 16289.7 | 19004.65
FR | 6 | 1 | 13 | 18973.15 | 16262.7 | 18973.15
FR | 6 | 1 | 14 | 18852.75 | 16159.5 | 18852.75
FR | 6 | 1 | 15 | 18781 | 16098 | 18781
FR | 6 | 1 | 16 | 18753 | 16074 | 18753
FR | 6 | 1 | 17 | 18830.7 | 16140.6 | 18830.7
FR | 6 | 1 | 18 | 18872.35 | 16176.3 | 18872.35
FR | 6 | 1 | 19 | 18872 | 16176 | 18872
FR | 6 | 1 | 20 | 18769.8 | 16088.4 | 18769.8
FR | 6 | 1 | 21 | 18693.5 | 16023 | 18693.5
FR | 6 | 1 | 22 | 18070.15 | 15488.7 | 18070.15
FR | 6 | 1 | 23 | 17641.75 | 15121.5 | 17641.75
FR | 6 | 1 | 24 | 16420.6 | 14074.8 | 16420.6
FR | 6 | 2 | 1 | 15550.5 | 13329 | 15550.5
FR | 6 | 2 | 2 | 15197.35 | 13026.3 | 15197.35
FR | 6 | 2 | 3 | 15122.45 | 12962.1 | 15122.45
FR | 6 | 2 | 4 | 15154.3 | 12989.4 | 15154.3
FR | 6 | 2 | 5 | 15148.35 | 12984.3 | 15148.35
FR | 6 | 2 | 6 | 15517.6 | 13300.8 | 15517.6
FR | 6 | 2 | 7 | 16464.7 | 14112.6 | 16464.7
FR | 6 | 2 | 8 | 17435.95 | 14945.1 | 17435.95
FR | 6 | 2 | 9 | 18753 | 16074 | 18753
FR | 6 | 2 | 10 | 19108.25 | 16378.5 | 19108.25
FR | 6 | 2 | 11 | 19120.5 | 16389 | 19120.5
FR | 6 | 2 | 12 | 19014.1 | 16297.8 | 19014.1
FR | 6 | 2 | 13 | 18945.15 | 16238.7 | 18945.15
FR | 6 | 2 | 14 | 18852.75 | 16159.5 | 18852.75
FR | 6 | 2 | 15 | 18781 | 16098 | 18781
FR | 6 | 2 | 16 | 18781 | 16098 | 18781
FR | 6 | 2 | 17 | 18740.75 | 16063.5 | 18740.75
FR | 6 | 2 | 18 | 18740.75 | 16063.5 | 18740.75
FR | 6 | 2 | 19 | 18769.45 | 16088.1 | 18769.45
FR | 6 | 2 | 20 | 18825.45 | 16136.1 | 18825.45
FR | 6 | 2 | 21 | 18693.5 | 16023 | 18693.5
FR | 6 | 2 | 22 | 18014.85 | 15441.3 | 18014.85
FR | 6 | 2 | 23 | 18452.35 | 15816.3 | 18452.35
FR | 6 | 2 | 24 | 17244.85 | 14781.3 | 17244.85
FR | 6 | 3 | 1 | 16445.45 | 14096.1 | 16445.45
FR | 6 | 3 | 2 | 16236.5 | 13917 | 16236.5
FR | 6 | 3 | 3 | 16236.5 | 13917 | 16236.5
FR | 6 | 3 | 4 | 16353.4 | 14017.2 | 16353.4
FR | 6 | 3 | 5 | 17295.95 | 14825.1 | 17295.95
FR | 6 | 3 | 6 | 19345.55 | 16581.9 | 19345.55
FR | 6 | 3 | 7 | 21093.8 | 18080.4 | 21093.8
FR | 6 | 3 | 8 | 22411.9 | 19210.2 | 22411.9
FR | 6 | 3 | 9 | 23070.95 | 19775.1 | 23070.95
FR | 6 | 3 | 10 | 23083.9 | 19786.2 | 23083.9
FR | 6 | 3 | 11 | 23010.75 | 19723.5 | 23010.75
FR | 6 | 3 | 12 | 22934.45 | 19658.1 | 22934.45
FR | 6 | 3 | 13 | 22953.7 | 19674.6 | 22953.7
FR | 6 | 3 | 14 | 22813 | 19554 | 22813
FR | 6 | 3 | 15 | 22595.65 | 19367.7 | 22595.65
FR | 6 | 3 | 16 | 22544.9 | 19324.2 | 22544.9
FR | 6 | 3 | 17 | 22522.5 | 19305 | 22522.5
FR | 6 | 3 | 18 | 22554.7 | 19332.6 | 22554.7
FR | 6 | 3 | 19 | 22477.7 | 19266.6 | 22477.7
FR | 6 | 3 | 20 | 22105.65 | 18947.7 | 22105.65
FR | 6 | 3 | 21 | 21000.7 | 18000.6 | 21000.7
FR | 6 | 3 | 22 | 19811.05 | 16980.9 | 19811.05
FR | 6 | 3 | 23 | 18452.35 | 15816.3 | 18452.35
FR | 6 | 3 | 24 | 17226.65 | 14765.7 | 17226.65
FR | 6 | 4 | 1 | 16446.5 | 14097 | 16446.5
FR | 6 | 4 | 2 | 16236.5 | 13917 | 16236.5
FR | 6 | 4 | 3 | 16235.1 | 13915.8 | 16235.1
FR | 6 | 4 | 4 | 16353.4 | 14017.2 | 16353.4
FR | 6 | 4 | 5 | 17295.95 | 14825.1 | 17295.95
FR | 6 | 4 | 6 | 19325.25 | 16564.5 | 19325.25
FR | 6 | 4 | 7 | 20982.85 | 17985.3 | 20982.85
FR | 6 | 4 | 8 | 22427.65 | 19223.7 | 22427.65
FR | 6 | 4 | 9 | 23132.55 | 19827.9 | 23132.55
FR | 6 | 4 | 10 | 23104.2 | 19803.6 | 23104.2
FR | 6 | 4 | 11 | 23016.35 | 19728.3 | 23016.35
FR | 6 | 4 | 12 | 22930.6 | 19654.8 | 22930.6
FR | 6 | 4 | 13 | 22895.6 | 19624.8 | 22895.6
FR | 6 | 4 | 14 | 22737.05 | 19488.9 | 22737.05
FR | 6 | 4 | 15 | 22598.1 | 19369.8 | 22598.1
FR | 6 | 4 | 16 | 22547 | 19326 | 22547
FR | 6 | 4 | 17 | 22498.35 | 19284.3 | 22498.35
FR | 6 | 4 | 18 | 22498.35 | 19284.3 | 22498.35
FR | 6 | 4 | 19 | 22409.1 | 19207.8 | 22409.1
FR | 6 | 4 | 20 | 22054.9 | 18904.2 | 22054.9
FR | 6 | 4 | 21 | 21124.95 | 18107.1 | 21124.95
FR | 6 | 4 | 22 | 20303.85 | 17403.3 | 20303.85
FR | 6 | 4 | 23 | 18452.35 | 15816.3 | 18452.35
FR | 6 | 4 | 24 | 17244.85 | 14781.3 | 17244.85
FR | 6 | 5 | 1 | 16464.35 | 14112.3 | 16464.35
FR | 6 | 5 | 2 | 16235.45 | 13916.1 | 16235.45
FR | 6 | 5 | 3 | 16235.45 | 13916.1 | 16235.45
FR | 6 | 5 | 4 | 16354.8 | 14018.4 | 16354.8
FR | 6 | 5 | 5 | 17297.35 | 14826.3 | 17297.35
FR | 6 | 5 | 6 | 19313 | 16554 | 19313
FR | 6 | 5 | 7 | 21073.5 | 18063 | 21073.5
FR | 6 | 5 | 8 | 22227.1 | 19051.8 | 22227.1
FR | 6 | 5 | 9 | 22885.1 | 19615.8 | 22885.1
FR | 6 | 5 | 10 | 22932.7 | 19656.6 | 22932.7
FR | 6 | 5 | 11 | 22948.1 | 19669.8 | 22948.1
FR | 6 | 5 | 12 | 22932.7 | 19656.6 | 22932.7
FR | 6 | 5 | 13 | 22966.3 | 19685.4 | 22966.3
FR | 6 | 5 | 14 | 22845.2 | 19581.6 | 22845.2
FR | 6 | 5 | 15 | 22752.8 | 19502.4 | 22752.8
FR | 6 | 5 | 16 | 22702.05 | 19458.9 | 22702.05
FR | 6 | 5 | 17 | 22653.05 | 19416.9 | 22653.05
FR | 6 | 5 | 18 | 22582.35 | 19356.3 | 22582.35
FR | 6 | 5 | 19 | 22480.5 | 19269 | 22480.5
FR | 6 | 5 | 20 | 22129.1 | 18967.8 | 22129.1
FR | 6 | 5 | 21 | 21293.3 | 18251.4 | 21293.3
FR | 6 | 5 | 22 | 20346.55 | 17439.9 | 20346.55
FR | 6 | 5 | 23 | 18452.35 | 15816.3 | 18452.35
FR | 6 | 5 | 24 | 17244.85 | 14781.3 | 17244.85
FR | 6 | 6 | 1 | 16464.35 | 14112.3 | 16464.35
FR | 6 | 6 | 2 | 16311.4 | 13981.2 | 16311.4
FR | 6 | 6 | 3 | 16311.4 | 13981.2 | 16311.4
FR | 6 | 6 | 4 | 16429.35 | 14082.3 | 16429.35
FR | 6 | 6 | 5 | 17333.4 | 14857.2 | 17333.4
FR | 6 | 6 | 6 | 19451.6 | 16672.8 | 19451.6
FR | 6 | 6 | 7 | 21017.85 | 18015.3 | 21017.85
FR | 6 | 6 | 8 | 22247.4 | 19069.2 | 22247.4
FR | 6 | 6 | 9 | 22852.9 | 19588.2 | 22852.9
FR | 6 | 6 | 10 | 22967.35 | 19686.3 | 22967.35
FR | 6 | 6 | 11 | 23004.8 | 19718.4 | 23004.8
FR | 6 | 6 | 12 | 23102.45 | 19802.1 | 23102.45
FR | 6 | 6 | 13 | 23197.65 | 19883.7 | 23197.65
FR | 6 | 6 | 14 | 23136.75 | 19831.5 | 23136.75
FR | 6 | 6 | 15 | 22996.05 | 19710.9 | 22996.05
FR | 6 | 6 | 16 | 22945.3 | 19667.4 | 22945.3
FR | 6 | 6 | 17 | 22825.25 | 19564.5 | 22825.25
FR | 6 | 6 | 18 | 22711.5 | 19467 | 22711.5
FR | 6 | 6 | 19 | 22563.8 | 19340.4 | 22563.8
FR | 6 | 6 | 20 | 22178.1 | 19009.8 | 22178.1
FR | 6 | 6 | 21 | 21285.25 | 18244.5 | 21285.25
FR | 6 | 6 | 22 | 20398 | 17484 | 20398
FR | 6 | 6 | 23 | 18660.95 | 15995.1 | 18660.95
FR | 6 | 6 | 24 | 17292.45 | 14822.1 | 17292.45
FR | 6 | 7 | 1 | 16464.35 | 14112.3 | 16464.35
FR | 6 | 7 | 2 | 16311.4 | 13981.2 | 16311.4
FR | 6 | 7 | 3 | 16311.4 | 13981.2 | 16311.4
FR | 6 | 7 | 4 | 16429.35 | 14082.3 | 16429.35
FR | 6 | 7 | 5 | 17358.95 | 14879.1 | 17358.95
FR | 6 | 7 | 6 | 19451.6 | 16672.8 | 19451.6
FR | 6 | 7 | 7 | 21096.25 | 18082.5 | 21096.25
FR | 6 | 7 | 8 | 22221.15 | 19046.7 | 22221.15
FR | 6 | 7 | 9 | 22895.6 | 19624.8 | 22895.6
FR | 6 | 7 | 10 | 23014.6 | 19726.8 | 23014.6
FR | 6 | 7 | 11 | 23180.15 | 19868.7 | 23180.15
FR | 6 | 7 | 12 | 23302.3 | 19973.4 | 23302.3
FR | 6 | 7 | 13 | 23302.3 | 19973.4 | 23302.3
FR | 6 | 7 | 14 | 23400.3 | 20057.4 | 23400.3
FR | 6 | 7 | 15 | 23188.55 | 19875.9 | 23188.55
FR | 6 | 7 | 16 | 22874.25 | 19606.5 | 22874.25
FR | 6 | 7 | 17 | 22825.25 | 19564.5 | 22825.25
FR | 6 | 7 | 18 | 22825.25 | 19564.5 | 22825.25
FR | 6 | 7 | 19 | 22578.85 | 19353.3 | 22578.85
FR | 6 | 7 | 20 | 22183.7 | 19014.6 | 22183.7
FR | 6 | 7 | 21 | 21316.05 | 18270.9 | 21316.05
FR | 6 | 7 | 22 | 20445.25 | 17524.5 | 20445.25
FR | 6 | 7 | 23 | 17778.95 | 15239.1 | 17778.95
FR | 6 | 7 | 24 | 16468.2 | 14115.6 | 16468.2
FR | 6 | 8 | 1 | 15554.7 | 13332.6 | 15554.7
FR | 6 | 8 | 2 | 15159.9 | 12994.2 | 15159.9
FR | 6 | 8 | 3 | 15159.9 | 12994.2 | 15159.9
FR | 6 | 8 | 4 | 15186.85 | 13017.3 | 15186.85
FR | 6 | 8 | 5 | 15213.8 | 13040.4 | 15213.8
FR | 6 | 8 | 6 | 15555.75 | 13333.5 | 15555.75
FR | 6 | 8 | 7 | 16309.65 | 13979.7 | 16309.65
FR | 6 | 8 | 8 | 17393.95 | 14909.1 | 17393.95
FR | 6 | 8 | 9 | 18727.1 | 16051.8 | 18727.1
FR | 6 | 8 | 10 | 19091.1 | 16363.8 | 19091.1
FR | 6 | 8 | 11 | 19083.05 | 16356.9 | 19083.05
FR | 6 | 8 | 12 | 19048.05 | 16326.9 | 19048.05
FR | 6 | 8 | 13 | 18988.2 | 16275.6 | 18988.2
FR | 6 | 8 | 14 | 18890.9 | 16192.2 | 18890.9
FR | 6 | 8 | 15 | 18819.5 | 16131 | 18819.5
FR | 6 | 8 | 16 | 18833.15 | 16142.7 | 18833.15
FR | 6 | 8 | 17 | 18792.55 | 16107.9 | 18792.55
FR | 6 | 8 | 18 | 18764.2 | 16083.6 | 18764.2
FR | 6 | 8 | 19 | 18750.2 | 16071.6 | 18750.2
FR | 6 | 8 | 20 | 18750.2 | 16071.6 | 18750.2
FR | 6 | 8 | 21 | 18697.7 | 16026.6 | 18697.7
FR | 6 | 8 | 22 | 18166.75 | 15571.5 | 18166.75
FR | 6 | 8 | 23 | 17641.75 | 15121.5 | 17641.75
FR | 6 | 8 | 24 | 16420.6 | 14074.8 | 16420.6
FR | 6 | 9 | 1 | 15554.7 | 13332.6 | 15554.7
FR | 6 | 9 | 2 | 15159.9 | 12994.2 | 15159.9
FR | 6 | 9 | 3 | 15159.9 | 12994.2 | 15159.9
FR | 6 | 9 | 4 | 15186.85 | 13017.3 | 15186.85
FR | 6 | 9 | 5 | 15213.8 | 13040.4 | 15213.8
FR | 6 | 9 | 6 | 15555.75 | 13333.5 | 15555.75
FR | 6 | 9 | 7 | 16309.65 | 13979.7 | 16309.65
FR | 6 | 9 | 8 | 17464.65 | 14969.7 | 17464.65
FR | 6 | 9 | 9 | 18753 | 16074 | 18753
FR | 6 | 9 | 10 | 19104.4 | 16375.2 | 19104.4
FR | 6 | 9 | 11 | 19090.75 | 16363.5 | 19090.75
FR | 6 | 9 | 12 | 19004.65 | 16289.7 | 19004.65
FR | 6 | 9 | 13 | 18973.15 | 16262.7 | 18973.15
FR | 6 | 9 | 14 | 18852.75 | 16159.5 | 18852.75
FR | 6 | 9 | 15 | 18781 | 16098 | 18781
FR | 6 | 9 | 16 | 18753 | 16074 | 18753
FR | 6 | 9 | 17 | 18760 | 16080 | 18760
FR | 6 | 9 | 18 | 18872.35 | 16176.3 | 18872.35
FR | 6 | 9 | 19 | 18872 | 16176 | 18872
FR | 6 | 9 | 20 | 18841.2 | 16149.6 | 18841.2
FR | 6 | 9 | 21 | 18676 | 16008 | 18676
FR | 6 | 9 | 22 | 18167.8 | 15572.4 | 18167.8
FR | 6 | 9 | 23 | 18452.35 | 15816.3 | 18452.35
FR | 6 | 9 | 24 | 17244.85 | 14781.3 | 17244.85
FR | 6 | 10 | 1 | 16464.35 | 14112.3 | 16464.35
FR | 6 | 10 | 2 | 16311.4 | 13981.2 | 16311.4
FR | 6 | 10 | 3 | 16311.4 | 13981.2 | 16311.4
FR | 6 | 10 | 4 | 16429.35 | 14082.3 | 16429.35
FR | 6 | 10 | 5 | 17333.4 | 14857.2 | 17333.4
FR | 6 | 10 | 6 | 19426.4 | 16651.2 | 19426.4
FR | 6 | 10 | 7 | 21048.3 | 18041.4 | 21048.3
FR | 6 | 10 | 8 | 22297.1 | 19111.8 | 22297.1
FR | 6 | 10 | 9 | 23014.95 | 19727.1 | 23014.95
FR | 6 | 10 | 10 | 23030.7 | 19740.6 | 23030.7
FR | 6 | 10 | 11 | 22969.45 | 19688.1 | 22969.45
FR | 6 | 10 | 12 | 22895.6 | 19624.8 | 22895.6
FR | 6 | 10 | 13 | 22923.6 | 19648.8 | 22923.6
FR | 6 | 10 | 14 | 22737.05 | 19488.9 | 22737.05
FR | 6 | 10 | 15 | 22598.1 | 19369.8 | 22598.1
FR | 6 | 10 | 16 | 22547 | 19326 | 22547
FR | 6 | 10 | 17 | 22498.35 | 19284.3 | 22498.35
FR | 6 | 10 | 18 | 22498.35 | 19284.3 | 22498.35
FR | 6 | 10 | 19 | 22409.1 | 19207.8 | 22409.1
FR | 6 | 10 | 20 | 22106.35 | 18948.3 | 22106.35
FR | 6 | 10 | 21 | 21211.75 | 18181.5 | 21211.75
FR | 6 | 10 | 22 | 20303.85 | 17403.3 | 20303.85
FR | 6 | 10 | 23 | 18452.35 | 15816.3 | 18452.35
FR | 6 | 10 | 24 | 17244.85 | 14781.3 | 17244.85
FR | 6 | 11 | 1 | 16464.35 | 14112.3 | 16464.35
FR | 6 | 11 | 2 | 16311.4 | 13981.2 | 16311.4
FR | 6 | 11 | 3 | 16311.4 | 13981.2 | 16311.4
FR | 6 | 11 | 4 | 16429.35 | 14082.3 | 16429.35
FR | 6 | 11 | 5 | 17333.4 | 14857.2 | 17333.4
FR | 6 | 11 | 6 | 19451.6 | 16672.8 | 19451.6
FR | 6 | 11 | 7 | 21017.85 | 18015.3 | 21017.85
FR | 6 | 11 | 8 | 22169 | 19002 | 22169
FR | 6 | 11 | 9 | 22886.5 | 19617 | 22886.5
FR | 6 | 11 | 10 | 22932.7 | 19656.6 | 22932.7
FR | 6 | 11 | 11 | 22932.7 | 19656.6 | 22932.7
FR | 6 | 11 | 12 | 22913.45 | 19640.1 | 22913.45
FR | 6 | 11 | 13 | 22920.45 | 19646.1 | 22920.45
FR | 6 | 11 | 14 | 22771.7 | 19518.6 | 22771.7
FR | 6 | 11 | 15 | 22631.35 | 19398.3 | 22631.35
FR | 6 | 11 | 16 | 22618.75 | 19387.5 | 22618.75
FR | 6 | 11 | 17 | 22533 | 19314 | 22533
FR | 6 | 11 | 18 | 22533 | 19314 | 22533
FR | 6 | 11 | 19 | 22431.5 | 19227 | 22431.5
FR | 6 | 11 | 20 | 22106.35 | 18948.3 | 22106.35
FR | 6 | 11 | 21 | 21293.3 | 18251.4 | 21293.3
FR | 6 | 11 | 22 | 20398 | 17484 | 20398
FR | 6 | 11 | 23 | 18660.95 | 15995.1 | 18660.95
FR | 6 | 11 | 24 | 17292.45 | 14822.1 | 17292.45
FR | 6 | 12 | 1 | 16511.95 | 14153.1 | 16511.95
FR | 6 | 12 | 2 | 16311.4 | 13981.2 | 16311.4
FR | 6 | 12 | 3 | 16311.4 | 13981.2 | 16311.4
FR | 6 | 12 | 4 | 16429.35 | 14082.3 | 16429.35
FR | 6 | 12 | 5 | 17358.95 | 14879.1 | 17358.95
FR | 6 | 12 | 6 | 19451.6 | 16672.8 | 19451.6
FR | 6 | 12 | 7 | 21065.1 | 18055.8 | 21065.1
FR | 6 | 12 | 8 | 22319.15 | 19130.7 | 22319.15
FR | 6 | 12 | 9 | 22860.95 | 19595.1 | 22860.95
FR | 6 | 12 | 10 | 22924.65 | 19649.7 | 22924.65
FR | 6 | 12 | 11 | 22955.45 | 19676.1 | 22955.45
FR | 6 | 12 | 12 | 22932.7 | 19656.6 | 22932.7
FR | 6 | 12 | 13 | 22932.7 | 19656.6 | 22932.7
FR | 6 | 12 | 14 | 22808.45 | 19550.1 | 22808.45
FR | 6 | 12 | 15 | 22669.5 | 19431 | 22669.5
FR | 6 | 12 | 16 | 22652.35 | 19416.3 | 22652.35
FR | 6 | 12 | 17 | 22603.35 | 19374.3 | 22603.35
FR | 6 | 12 | 18 | 22603.35 | 19374.3 | 22603.35
FR | 6 | 12 | 19 | 22486.1 | 19273.8 | 22486.1
FR | 6 | 12 | 20 | 22141 | 18978 | 22141
FR | 6 | 12 | 21 | 21308.7 | 18264.6 | 21308.7
FR | 6 | 12 | 22 | 20445.25 | 17524.5 | 20445.25
FR | 6 | 12 | 23 | 18807.25 | 16120.5 | 18807.25
FR | 6 | 12 | 24 | 17580.15 | 15068.7 | 17580.15
FR | 6 | 13 | 1 | 16658.95 | 14279.1 | 16658.95
FR | 6 | 13 | 2 | 16520 | 14160 | 16520
FR | 6 | 13 | 3 | 16448.25 | 14098.5 | 16448.25
FR | 6 | 13 | 4 | 16477.3 | 14123.4 | 16477.3
FR | 6 | 13 | 5 | 17378.2 | 14895.6 | 17378.2
FR | 6 | 13 | 6 | 19470.85 | 16689.3 | 19470.85
FR | 6 | 13 | 7 | 21154.35 | 18132.3 | 21154.35
FR | 6 | 13 | 8 | 22221.15 | 19046.7 | 22221.15
FR | 6 | 13 | 9 | 22852.9 | 19588.2 | 22852.9
FR | 6 | 13 | 10 | 22955.45 | 19676.1 | 22955.45
FR | 6 | 13 | 11 | 22955.45 | 19676.1 | 22955.45
FR | 6 | 13 | 12 | 22920.45 | 19646.1 | 22920.45
FR | 6 | 13 | 13 | 22890 | 19620 | 22890
FR | 6 | 13 | 14 | 22737.05 | 19488.9 | 22737.05
FR | 6 | 13 | 15 | 22598.1 | 19369.8 | 22598.1
FR | 6 | 13 | 16 | 22547 | 19326 | 22547
FR | 6 | 13 | 17 | 22523.9 | 19306.2 | 22523.9
FR | 6 | 13 | 18 | 22522.5 | 19305 | 22522.5
FR | 6 | 13 | 19 | 22465.45 | 19256.1 | 22465.45
FR | 6 | 13 | 20 | 22050 | 18900 | 22050
FR | 6 | 13 | 21 | 21177.45 | 18152.1 | 21177.45
FR | 6 | 13 | 22 | 20303.85 | 17403.3 | 20303.85
FR | 6 | 13 | 23 | 18452.35 | 15816.3 | 18452.35
FR | 6 | 13 | 24 | 17244.85 | 14781.3 | 17244.85
FR | 6 | 14 | 1 | 16464.35 | 14112.3 | 16464.35
FR | 6 | 14 | 2 | 16311.4 | 13981.2 | 16311.4
FR | 6 | 14 | 3 | 16311.4 | 13981.2 | 16311.4
FR | 6 | 14 | 4 | 16354.45 | 14018.1 | 16354.45
FR | 6 | 14 | 5 | 17266.2 | 14799.6 | 17266.2
FR | 6 | 14 | 6 | 19430.95 | 16655.1 | 19430.95
FR | 6 | 14 | 7 | 21073.5 | 18063 | 21073.5
FR | 6 | 14 | 8 | 22227.1 | 19051.8 | 22227.1
FR | 6 | 14 | 9 | 22958.95 | 19679.1 | 22958.95
FR | 6 | 14 | 10 | 22969.45 | 19688.1 | 22969.45
FR | 6 | 14 | 11 | 22930.6 | 19654.8 | 22930.6
FR | 6 | 14 | 12 | 22898.05 | 19626.9 | 22898.05
FR | 6 | 14 | 13 | 22898.05 | 19626.9 | 22898.05
FR | 6 | 14 | 14 | 22737.05 | 19488.9 | 22737.05
FR | 6 | 14 | 15 | 22590.05 | 19362.9 | 22590.05
FR | 6 | 14 | 16 | 22562.4 | 19339.2 | 22562.4
FR | 6 | 14 | 17 | 22520.75 | 19303.5 | 22520.75
FR | 6 | 14 | 18 | 22513.75 | 19297.5 | 22513.75
FR | 6 | 14 | 19 | 22401.05 | 19200.9 | 22401.05
FR | 6 | 14 | 20 | 22106.35 | 18948.3 | 22106.35
FR | 6 | 14 | 21 | 21293.3 | 18251.4 | 21293.3
FR | 6 | 14 | 22 | 20303.85 | 17403.3 | 20303.85
FR | 6 | 14 | 23 | 17641.75 | 15121.5 | 17641.75
FR | 6 | 14 | 24 | 16420.6 | 14074.8 | 16420.6
FR | 6 | 15 | 1 | 15554.7 | 13332.6 | 15554.7
FR | 6 | 15 | 2 | 15159.9 | 12994.2 | 15159.9
FR | 6 | 15 | 3 | 15159.9 | 12994.2 | 15159.9
FR | 6 | 15 | 4 | 15186.85 | 13017.3 | 15186.85
FR | 6 | 15 | 5 | 15213.8 | 13040.4 | 15213.8
FR | 6 | 15 | 6 | 15555.75 | 13333.5 | 15555.75
FR | 6 | 15 | 7 | 16309.65 | 13979.7 | 16309.65
FR | 6 | 15 | 8 | 17453.1 | 14959.8 | 17453.1
FR | 6 | 15 | 9 | 18727.1 | 16051.8 | 18727.1
FR | 6 | 15 | 10 | 19067.65 | 16343.7 | 19067.65
FR | 6 | 15 | 11 | 19091.1 | 16363.8 | 19091.1
FR | 6 | 15 | 12 | 19056.45 | 16334.1 | 19056.45
FR | 6 | 15 | 13 | 18988.2 | 16275.6 | 18988.2
FR | 6 | 15 | 14 | 18904.55 | 16203.9 | 18904.55
FR | 6 | 15 | 15 | 18833.15 | 16142.7 | 18833.15
FR | 6 | 15 | 16 | 18833.15 | 16142.7 | 18833.15
FR | 6 | 15 | 17 | 18792.55 | 16107.9 | 18792.55
FR | 6 | 15 | 18 | 18792.55 | 16107.9 | 18792.55
FR | 6 | 15 | 19 | 18773.65 | 16091.7 | 18773.65
FR | 6 | 15 | 20 | 18750.2 | 16071.6 | 18750.2
FR | 6 | 15 | 21 | 18706.1 | 16033.8 | 18706.1
FR | 6 | 15 | 22 | 18123 | 15534 | 18123
FR | 6 | 15 | 23 | 17641.75 | 15121.5 | 17641.75
FR | 6 | 15 | 24 | 16420.6 | 14074.8 | 16420.6
FR | 6 | 16 | 1 | 15554.7 | 13332.6 | 15554.7
FR | 6 | 16 | 2 | 15159.9 | 12994.2 | 15159.9
FR | 6 | 16 | 3 | 15159.9 | 12994.2 | 15159.9
FR | 6 | 16 | 4 | 15186.85 | 13017.3 | 15186.85
FR | 6 | 16 | 5 | 15213.8 | 13040.4 | 15213.8
FR | 6 | 16 | 6 | 15555.75 | 13333.5 | 15555.75
FR | 6 | 16 | 7 | 16309.65 | 13979.7 | 16309.65
FR | 6 | 16 | 8 | 17393.95 | 14909.1 | 17393.95
FR | 6 | 16 | 9 | 18727.1 | 16051.8 | 18727.1
FR | 6 | 16 | 10 | 19067.65 | 16343.7 | 19067.65
FR | 6 | 16 | 11 | 19091.1 | 16363.8 | 19091.1
FR | 6 | 16 | 12 | 19048.05 | 16326.9 | 19048.05
FR | 6 | 16 | 13 | 18991.7 | 16278.6 | 18991.7
FR | 6 | 16 | 14 | 18904.9 | 16204.2 | 18904.9
FR | 6 | 16 | 15 | 18786.25 | 16102.5 | 18786.25
FR | 6 | 16 | 16 | 18786.25 | 16102.5 | 18786.25
FR | 6 | 16 | 17 | 18746 | 16068 | 18746
FR | 6 | 16 | 18 | 18768.75 | 16087.5 | 18768.75
FR | 6 | 16 | 19 | 18802 | 16116 | 18802
FR | 6 | 16 | 20 | 18802 | 16116 | 18802
FR | 6 | 16 | 21 | 18729.55 | 16053.9 | 18729.55
FR | 6 | 16 | 22 | 18174.8 | 15578.4 | 18174.8
FR | 6 | 16 | 23 | 18646.95 | 15983.1 | 18646.95
FR | 6 | 16 | 24 | 17453.45 | 14960.1 | 17453.45
FR | 6 | 17 | 1 | 16511.95 | 14153.1 | 16511.95
FR | 6 | 17 | 2 | 16359 | 14022 | 16359
FR | 6 | 17 | 3 | 16359 | 14022 | 16359
FR | 6 | 17 | 4 | 16429.35 | 14082.3 | 16429.35
FR | 6 | 17 | 5 | 17358.95 | 14879.1 | 17358.95
FR | 6 | 17 | 6 | 19470.85 | 16689.3 | 19470.85
FR | 6 | 17 | 7 | 21154.35 | 18132.3 | 21154.35
FR | 6 | 17 | 8 | 22228.85 | 19053.3 | 22228.85
FR | 6 | 17 | 9 | 22852.9 | 19588.2 | 22852.9
FR | 6 | 17 | 10 | 22967.35 | 19686.3 | 22967.35
FR | 6 | 17 | 11 | 22967.7 | 19686.6 | 22967.7
FR | 6 | 17 | 12 | 22957.2 | 19677.6 | 22957.2
FR | 6 | 17 | 13 | 23145.15 | 19838.7 | 23145.15
FR | 6 | 17 | 14 | 23136.75 | 19831.5 | 23136.75
FR | 6 | 17 | 15 | 22996.05 | 19710.9 | 22996.05
FR | 6 | 17 | 16 | 23037.35 | 19746.3 | 23037.35
FR | 6 | 17 | 17 | 22825.25 | 19564.5 | 22825.25
FR | 6 | 17 | 18 | 22766.45 | 19514.1 | 22766.45
FR | 6 | 17 | 19 | 22578.85 | 19353.3 | 22578.85
FR | 6 | 17 | 20 | 22232 | 19056 | 22232
FR | 6 | 17 | 21 | 21352.45 | 18302.1 | 21352.45
FR | 6 | 17 | 22 | 20736.8 | 17774.4 | 20736.8
FR | 6 | 17 | 23 | 19345.55 | 16581.9 | 19345.55
FR | 6 | 17 | 24 | 18240.6 | 15634.8 | 18240.6
FR | 6 | 18 | 1 | 17396.4 | 14911.2 | 17396.4
FR | 6 | 18 | 2 | 17161.9 | 14710.2 | 17161.9
FR | 6 | 18 | 3 | 16738.05 | 14346.9 | 16738.05
FR | 6 | 18 | 4 | 16637.95 | 14261.1 | 16637.95
FR | 6 | 18 | 5 | 17437.35 | 14946.3 | 17437.35
FR | 6 | 18 | 6 | 19461.05 | 16680.9 | 19461.05
FR | 6 | 18 | 7 | 20958 | 17964 | 20958
FR | 6 | 18 | 8 | 22416.45 | 19214.1 | 22416.45
FR | 6 | 18 | 9 | 23065.35 | 19770.3 | 23065.35
FR | 6 | 18 | 10 | 23337.3 | 20003.4 | 23337.3
FR | 6 | 18 | 11 | 23408.35 | 20064.3 | 23408.35
FR | 6 | 18 | 12 | 23632.35 | 20256.3 | 23632.35
FR | 6 | 18 | 13 | 23632.35 | 20256.3 | 23632.35
FR | 6 | 18 | 14 | 23583.7 | 20214.6 | 23583.7
FR | 6 | 18 | 15 | 23371.95 | 20033.1 | 23371.95
FR | 6 | 18 | 16 | 23320.85 | 19989.3 | 23320.85
FR | 6 | 18 | 17 | 23200.1 | 19885.8 | 23200.1
FR | 6 | 18 | 18 | 23271.85 | 19947.3 | 23271.85
FR | 6 | 18 | 19 | 23065.7 | 19770.6 | 23065.7
FR | 6 | 18 | 20 | 22433.6 | 19228.8 | 22433.6
FR | 6 | 18 | 21 | 21404.95 | 18347.1 | 21404.95
FR | 6 | 18 | 22 | 20789.65 | 17819.7 | 20789.65
FR | 6 | 18 | 23 | 19502 | 16716 | 19502
FR | 6 | 18 | 24 | 18252.85 | 15645.3 | 18252.85
FR | 6 | 19 | 1 | 17338.3 | 14861.4 | 17338.3
FR | 6 | 19 | 2 | 16986.2 | 14559.6 | 16986.2
FR | 6 | 19 | 3 | 16754.15 | 14360.7 | 16754.15
FR | 6 | 19 | 4 | 16700.25 | 14314.5 | 16700.25
FR | 6 | 19 | 5 | 17392.55 | 14907.9 | 17392.55
FR | 6 | 19 | 6 | 19461.05 | 16680.9 | 19461.05
FR | 6 | 19 | 7 | 20925.8 | 17936.4 | 20925.8
FR | 6 | 19 | 8 | 22247.75 | 19069.5 | 22247.75
FR | 6 | 19 | 9 | 22895.6 | 19624.8 | 22895.6
FR | 6 | 19 | 10 | 23001.3 | 19715.4 | 23001.3
FR | 6 | 19 | 11 | 23001.3 | 19715.4 | 23001.3
FR | 6 | 19 | 12 | 23019.15 | 19730.7 | 23019.15
FR | 6 | 19 | 13 | 23122.05 | 19818.9 | 23122.05
FR | 6 | 19 | 14 | 23003.05 | 19716.9 | 23003.05
FR | 6 | 19 | 15 | 22866.2 | 19599.6 | 22866.2
FR | 6 | 19 | 16 | 22740.55 | 19491.9 | 22740.55
FR | 6 | 19 | 17 | 22691.55 | 19449.9 | 22691.55
FR | 6 | 19 | 18 | 22653.05 | 19416.9 | 22653.05
FR | 6 | 19 | 19 | 22514.1 | 19297.8 | 22514.1
FR | 6 | 19 | 20 | 22178.1 | 19009.8 | 22178.1
FR | 6 | 19 | 21 | 21327.95 | 18281.1 | 21327.95
FR | 6 | 19 | 22 | 20598.55 | 17655.9 | 20598.55
FR | 6 | 19 | 23 | 19126.45 | 16394.1 | 19126.45
FR | 6 | 19 | 24 | 17662.05 | 15138.9 | 17662.05
FR | 6 | 20 | 1 | 16891 | 14478 | 16891
FR | 6 | 20 | 2 | 16622.55 | 14247.9 | 16622.55
FR | 6 | 20 | 3 | 16506 | 14148 | 16506
FR | 6 | 20 | 4 | 16624.3 | 14249.4 | 16624.3
FR | 6 | 20 | 5 | 17509.1 | 15007.8 | 17509.1
FR | 6 | 20 | 6 | 19601.75 | 16801.5 | 19601.75
FR | 6 | 20 | 7 | 21154.35 | 18132.3 | 21154.35
FR | 6 | 20 | 8 | 22221.15 | 19046.7 | 22221.15
FR | 6 | 20 | 9 | 22852.9 | 19588.2 | 22852.9
FR | 6 | 20 | 10 | 22955.45 | 19676.1 | 22955.45
FR | 6 | 20 | 11 | 22967.35 | 19686.3 | 22967.35
FR | 6 | 20 | 12 | 22932.7 | 19656.6 | 22932.7
FR | 6 | 20 | 13 | 22969.8 | 19688.4 | 22969.8
FR | 6 | 20 | 14 | 22845.2 | 19581.6 | 22845.2
FR | 6 | 20 | 15 | 22675.1 | 19435.8 | 22675.1
FR | 6 | 20 | 16 | 22618.75 | 19387.5 | 22618.75
FR | 6 | 20 | 17 | 22569.75 | 19345.5 | 22569.75
FR | 6 | 20 | 18 | 22533 | 19314 | 22533
FR | 6 | 20 | 19 | 22443.75 | 19237.5 | 22443.75
FR | 6 | 20 | 20 | 22098.3 | 18941.4 | 22098.3
FR | 6 | 20 | 21 | 21293.3 | 18251.4 | 21293.3
FR | 6 | 20 | 22 | 20398 | 17484 | 20398
FR | 6 | 20 | 23 | 18499.95 | 15857.1 | 18499.95
FR | 6 | 20 | 24 | 17244.85 | 14781.3 | 17244.85
FR | 6 | 21 | 1 | 16464.35 | 14112.3 | 16464.35
FR | 6 | 21 | 2 | 16311.4 | 13981.2 | 16311.4
FR | 6 | 21 | 3 | 16311.4 | 13981.2 | 16311.4
FR | 6 | 21 | 4 | 16429.35 | 14082.3 | 16429.35
FR | 6 | 21 | 5 | 17358.95 | 14879.1 | 17358.95
FR | 6 | 21 | 6 | 19451.6 | 16672.8 | 19451.6
FR | 6 | 21 | 7 | 21017.85 | 18015.3 | 21017.85
FR | 6 | 21 | 8 | 22188.25 | 19018.5 | 22188.25
FR | 6 | 21 | 9 | 22858.5 | 19593 | 22858.5
FR | 6 | 21 | 10 | 22958.6 | 19678.8 | 22958.6
FR | 6 | 21 | 11 | 22932.7 | 19656.6 | 22932.7
FR | 6 | 21 | 12 | 22898.05 | 19626.9 | 22898.05
FR | 6 | 21 | 13 | 22898.05 | 19626.9 | 22898.05
FR | 6 | 21 | 14 | 22737.05 | 19488.9 | 22737.05
FR | 6 | 21 | 15 | 22590.05 | 19362.9 | 22590.05
FR | 6 | 21 | 16 | 22562.4 | 19339.2 | 22562.4
FR | 6 | 21 | 17 | 22520.75 | 19303.5 | 22520.75
FR | 6 | 21 | 18 | 22513.75 | 19297.5 | 22513.75
FR | 6 | 21 | 19 | 22401.05 | 19200.9 | 22401.05
FR | 6 | 21 | 20 | 22106.35 | 18948.3 | 22106.35
FR | 6 | 21 | 21 | 21293.3 | 18251.4 | 21293.3
FR | 6 | 21 | 22 | 20398 | 17484 | 20398
FR | 6 | 21 | 23 | 17689.35 | 15162.3 | 17689.35
FR | 6 | 21 | 24 | 16468.2 | 14115.6 | 16468.2
FR | 6 | 22 | 1 | 15554.7 | 13332.6 | 15554.7
FR | 6 | 22 | 2 | 15159.9 | 12994.2 | 15159.9
FR | 6 | 22 | 3 | 15159.9 | 12994.2 | 15159.9
FR | 6 | 22 | 4 | 15186.85 | 13017.3 | 15186.85
FR | 6 | 22 | 5 | 15213.8 | 13040.4 | 15213.8
FR | 6 | 22 | 6 | 15555.75 | 13333.5 | 15555.75
FR | 6 | 22 | 7 | 16328.9 | 13996.2 | 16328.9
FR | 6 | 22 | 8 | 17421.95 | 14933.1 | 17421.95
FR | 6 | 22 | 9 | 18727.1 | 16051.8 | 18727.1
FR | 6 | 22 | 10 | 19067.65 | 16343.7 | 19067.65
FR | 6 | 22 | 11 | 19067.65 | 16343.7 | 19067.65
FR | 6 | 22 | 12 | 19033 | 16314 | 19033
FR | 6 | 22 | 13 | 18973.15 | 16262.7 | 18973.15
FR | 6 | 22 | 14 | 18852.75 | 16159.5 | 18852.75
FR | 6 | 22 | 15 | 18781 | 16098 | 18781
FR | 6 | 22 | 16 | 18781 | 16098 | 18781
FR | 6 | 22 | 17 | 18740.75 | 16063.5 | 18740.75
FR | 6 | 22 | 18 | 18740.75 | 16063.5 | 18740.75
FR | 6 | 22 | 19 | 18750.2 | 16071.6 | 18750.2
FR | 6 | 22 | 20 | 18750.2 | 16071.6 | 18750.2
FR | 6 | 22 | 21 | 18706.1 | 16033.8 | 18706.1
FR | 6 | 22 | 22 | 18123 | 15534 | 18123
FR | 6 | 22 | 23 | 17689.35 | 15162.3 | 17689.35
FR | 6 | 22 | 24 | 16420.6 | 14074.8 | 16420.6
FR | 6 | 23 | 1 | 15554.7 | 13332.6 | 15554.7
FR | 6 | 23 | 2 | 15159.9 | 12994.2 | 15159.9
FR | 6 | 23 | 3 | 15159.9 | 12994.2 | 15159.9
FR | 6 | 23 | 4 | 15186.85 | 13017.3 | 15186.85
FR | 6 | 23 | 5 | 15213.8 | 13040.4 | 15213.8
FR | 6 | 23 | 6 | 15555.75 | 13333.5 | 15555.75
FR | 6 | 23 | 7 | 16309.65 | 13979.7 | 16309.65
FR | 6 | 23 | 8 | 17442.25 | 14950.5 | 17442.25
FR | 6 | 23 | 9 | 18761.05 | 16080.9 | 18761.05
FR | 6 | 23 | 10 | 19090.75 | 16363.5 | 19090.75
FR | 6 | 23 | 11 | 19044.9 | 16324.2 | 19044.9
FR | 6 | 23 | 12 | 19033 | 16314 | 19033
FR | 6 | 23 | 13 | 18973.15 | 16262.7 | 18973.15
FR | 6 | 23 | 14 | 18852.75 | 16159.5 | 18852.75
FR | 6 | 23 | 15 | 18781 | 16098 | 18781
FR | 6 | 23 | 16 | 18781 | 16098 | 18781
FR | 6 | 23 | 17 | 18740.75 | 16063.5 | 18740.75
FR | 6 | 23 | 18 | 18740.75 | 16063.5 | 18740.75
FR | 6 | 23 | 19 | 18744.25 | 16066.5 | 18744.25
FR | 6 | 23 | 20 | 18813.2 | 16125.6 | 18813.2
FR | 6 | 23 | 21 | 18721.15 | 16046.7 | 18721.15
FR | 6 | 23 | 22 | 18166.75 | 15571.5 | 18166.75
FR | 6 | 23 | 23 | 18452.35 | 15816.3 | 18452.35
FR | 6 | 23 | 24 | 17244.85 | 14781.3 | 17244.85
FR | 6 | 24 | 1 | 16464.35 | 14112.3 | 16464.35
FR | 6 | 24 | 2 | 16311.4 | 13981.2 | 16311.4
FR | 6 | 24 | 3 | 16311.4 | 13981.2 | 16311.4
FR | 6 | 24 | 4 | 16429.35 | 14082.3 | 16429.35
FR | 6 | 24 | 5 | 17358.95 | 14879.1 | 17358.95
FR | 6 | 24 | 6 | 19451.6 | 16672.8 | 19451.6
FR | 6 | 24 | 7 | 21073.5 | 18063 | 21073.5
FR | 6 | 24 | 8 | 22227.1 | 19051.8 | 22227.1
FR | 6 | 24 | 9 | 23014.95 | 19727.1 | 23014.95
FR | 6 | 24 | 10 | 23016.35 | 19728.3 | 23016.35
FR | 6 | 24 | 11 | 23030.7 | 19740.6 | 23030.7
FR | 6 | 24 | 12 | 22930.6 | 19654.8 | 22930.6
FR | 6 | 24 | 13 | 22934.45 | 19658.1 | 22934.45
FR | 6 | 24 | 14 | 22813 | 19554 | 22813
FR | 6 | 24 | 15 | 22674.05 | 19434.9 | 22674.05
FR | 6 | 24 | 16 | 22622.95 | 19391.1 | 22622.95
FR | 6 | 24 | 17 | 22574.3 | 19349.4 | 22574.3
FR | 6 | 24 | 18 | 22554.7 | 19332.6 | 22554.7
FR | 6 | 24 | 19 | 22477.7 | 19266.6 | 22477.7
FR | 6 | 24 | 20 | 22084.3 | 18929.4 | 22084.3
FR | 6 | 24 | 21 | 21177.45 | 18152.1 | 21177.45
FR | 6 | 24 | 22 | 20153 | 17274 | 20153
FR | 6 | 24 | 23 | 18452.35 | 15816.3 | 18452.35
FR | 6 | 24 | 24 | 17244.85 | 14781.3 | 17244.85
FR | 6 | 25 | 1 | 16464.35 | 14112.3 | 16464.35
FR | 6 | 25 | 2 | 16311.4 | 13981.2 | 16311.4
FR | 6 | 25 | 3 | 16311.4 | 13981.2 | 16311.4
FR | 6 | 25 | 4 | 16429.35 | 14082.3 | 16429.35
FR | 6 | 25 | 5 | 17261.3 | 14795.4 | 17261.3
FR | 6 | 25 | 6 | 19430.95 | 16655.1 | 19430.95
FR | 6 | 25 | 7 | 21073.5 | 18063 | 21073.5
FR | 6 | 25 | 8 | 22227.1 | 19051.8 | 22227.1
FR | 6 | 25 | 9 | 22893.5 | 19623 | 22893.5
FR | 6 | 25 | 10 | 22988.7 | 19704.6 | 22988.7
FR | 6 | 25 | 11 | 22958.6 | 19678.8 | 22958.6
FR | 6 | 25 | 12 | 22898.05 | 19626.9 | 22898.05
FR | 6 | 25 | 13 | 22898.05 | 19626.9 | 22898.05
FR | 6 | 25 | 14 | 22737.05 | 19488.9 | 22737.05
FR | 6 | 25 | 15 | 22598.1 | 19369.8 | 22598.1
FR | 6 | 25 | 16 | 22547 | 19326 | 22547
FR | 6 | 25 | 17 | 22498.35 | 19284.3 | 22498.35
FR | 6 | 25 | 18 | 22498.35 | 19284.3 | 22498.35
FR | 6 | 25 | 19 | 22409.1 | 19207.8 | 22409.1
FR | 6 | 25 | 20 | 22080.1 | 18925.8 | 22080.1
FR | 6 | 25 | 21 | 21124.95 | 18107.1 | 21124.95
FR | 6 | 25 | 22 | 20153 | 17274 | 20153
FR | 6 | 25 | 23 | 18452.35 | 15816.3 | 18452.35
FR | 6 | 25 | 24 | 17244.85 | 14781.3 | 17244.85
FR | 6 | 26 | 1 | 16440.55 | 14091.9 | 16440.55
FR | 6 | 26 | 2 | 16235.45 | 13916.1 | 16235.45
FR | 6 | 26 | 3 | 16236.5 | 13917 | 16236.5
FR | 6 | 26 | 4 | 16353.4 | 14017.2 | 16353.4
FR | 6 | 26 | 5 | 17295.95 | 14825.1 | 17295.95
FR | 6 | 26 | 6 | 19344.15 | 16580.7 | 19344.15
FR | 6 | 26 | 7 | 21048.3 | 18041.4 | 21048.3
FR | 6 | 26 | 8 | 22227.1 | 19051.8 | 22227.1
FR | 6 | 26 | 9 | 22916.6 | 19642.8 | 22916.6
FR | 6 | 26 | 10 | 22932.7 | 19656.6 | 22932.7
FR | 6 | 26 | 11 | 22932.7 | 19656.6 | 22932.7
FR | 6 | 26 | 12 | 22898.05 | 19626.9 | 22898.05
FR | 6 | 26 | 13 | 22890 | 19620 | 22890
FR | 6 | 26 | 14 | 22729 | 19482 | 22729
FR | 6 | 26 | 15 | 22613.5 | 19383 | 22613.5
FR | 6 | 26 | 16 | 22562.4 | 19339.2 | 22562.4
FR | 6 | 26 | 17 | 22490.3 | 19277.4 | 22490.3
FR | 6 | 26 | 18 | 22498.35 | 19284.3 | 22498.35
FR | 6 | 26 | 19 | 22409.1 | 19207.8 | 22409.1
FR | 6 | 26 | 20 | 22106.35 | 18948.3 | 22106.35
FR | 6 | 26 | 21 | 21199.5 | 18171 | 21199.5
FR | 6 | 26 | 22 | 20303.85 | 17403.3 | 20303.85
FR | 6 | 26 | 23 | 18452.35 | 15816.3 | 18452.35
FR | 6 | 26 | 24 | 17244.85 | 14781.3 | 17244.85
FR | 6 | 27 | 1 | 16464.35 | 14112.3 | 16464.35
FR | 6 | 27 | 2 | 16311.4 | 13981.2 | 16311.4
FR | 6 | 27 | 3 | 16311.4 | 13981.2 | 16311.4
FR | 6 | 27 | 4 | 16429.35 | 14082.3 | 16429.35
FR | 6 | 27 | 5 | 17341.45 | 14864.1 | 17341.45
FR | 6 | 27 | 6 | 19426.4 | 16651.2 | 19426.4
FR | 6 | 27 | 7 | 21048.3 | 18041.4 | 21048.3
FR | 6 | 27 | 8 | 22297.1 | 19111.8 | 22297.1
FR | 6 | 27 | 9 | 23014.95 | 19727.1 | 23014.95
FR | 6 | 27 | 10 | 22965.6 | 19684.8 | 22965.6
FR | 6 | 27 | 11 | 22930.6 | 19654.8 | 22930.6
FR | 6 | 27 | 12 | 22898.05 | 19626.9 | 22898.05
FR | 6 | 27 | 13 | 22898.05 | 19626.9 | 22898.05
FR | 6 | 27 | 14 | 22737.05 | 19488.9 | 22737.05
FR | 6 | 27 | 15 | 22598.1 | 19369.8 | 22598.1
FR | 6 | 27 | 16 | 22547 | 19326 | 22547
FR | 6 | 27 | 17 | 22498.35 | 19284.3 | 22498.35
FR | 6 | 27 | 18 | 22498.35 | 19284.3 | 22498.35
FR | 6 | 27 | 19 | 22409.1 | 19207.8 | 22409.1
FR | 6 | 27 | 20 | 22054.9 | 18904.2 | 22054.9
FR | 6 | 27 | 21 | 21211.75 | 18181.5 | 21211.75
FR | 6 | 27 | 22 | 20303.85 | 17403.3 | 20303.85
FR | 6 | 27 | 23 | 18452.35 | 15816.3 | 18452.35
FR | 6 | 27 | 24 | 17244.85 | 14781.3 | 17244.85
FR | 6 | 28 | 1 | 16464.35 | 14112.3 | 16464.35
FR | 6 | 28 | 2 | 16311.4 | 13981.2 | 16311.4
FR | 6 | 28 | 3 | 16311.4 | 13981.2 | 16311.4
FR | 6 | 28 | 4 | 16429.35 | 14082.3 | 16429.35
FR | 6 | 28 | 5 | 17333.4 | 14857.2 | 17333.4
FR | 6 | 28 | 6 | 19451.6 | 16672.8 | 19451.6
FR | 6 | 28 | 7 | 21073.5 | 18063 | 21073.5
FR | 6 | 28 | 8 | 22227.1 | 19051.8 | 22227.1
FR | 6 | 28 | 9 | 23011.8 | 19724.4 | 23011.8
FR | 6 | 28 | 10 | 23010.75 | 19723.5 | 23010.75
FR | 6 | 28 | 11 | 22965.6 | 19684.8 | 22965.6
FR | 6 | 28 | 12 | 22934.45 | 19658.1 | 22934.45
FR | 6 | 28 | 13 | 22922.2 | 19647.6 | 22922.2
FR | 6 | 28 | 14 | 22734.6 | 19486.8 | 22734.6
FR | 6 | 28 | 15 | 22623.65 | 19391.7 | 22623.65
FR | 6 | 28 | 16 | 22544.9 | 19324.2 | 22544.9
FR | 6 | 28 | 17 | 22495.9 | 19282.2 | 22495.9
FR | 6 | 28 | 18 | 22522.5 | 19305 | 22522.5
FR | 6 | 28 | 19 | 22485.05 | 19272.9 | 22485.05
FR | 6 | 28 | 20 | 22037.75 | 18889.5 | 22037.75
FR | 6 | 28 | 21 | 21211.75 | 18181.5 | 21211.75
FR | 6 | 28 | 22 | 20303.85 | 17403.3 | 20303.85
FR | 6 | 28 | 23 | 17641.75 | 15121.5 | 17641.75
FR | 6 | 28 | 24 | 16420.6 | 14074.8 | 16420.6
FR | 6 | 29 | 1 | 15554.7 | 13332.6 | 15554.7
FR | 6 | 29 | 2 | 15159.9 | 12994.2 | 15159.9
FR | 6 | 29 | 3 | 15159.9 | 12994.2 | 15159.9
FR | 6 | 29 | 4 | 15186.85 | 13017.3 | 15186.85
FR | 6 | 29 | 5 | 15213.8 | 13040.4 | 15213.8
FR | 6 | 29 | 6 | 15555.75 | 13333.5 | 15555.75
FR | 6 | 29 | 7 | 16309.65 | 13979.7 | 16309.65
FR | 6 | 29 | 8 | 17442.25 | 14950.5 | 17442.25
FR | 6 | 29 | 9 | 18757.2 | 16077.6 | 18757.2
FR | 6 | 29 | 10 | 19090.75 | 16363.5 | 19090.75
FR | 6 | 29 | 11 | 19039.65 | 16319.7 | 19039.65
FR | 6 | 29 | 12 | 19033 | 16314 | 19033
FR | 6 | 29 | 13 | 18973.15 | 16262.7 | 18973.15
FR | 6 | 29 | 14 | 18852.75 | 16159.5 | 18852.75
FR | 6 | 29 | 15 | 18781 | 16098 | 18781
FR | 6 | 29 | 16 | 18781 | 16098 | 18781
FR | 6 | 29 | 17 | 18740.75 | 16063.5 | 18740.75
FR | 6 | 29 | 18 | 18740.75 | 16063.5 | 18740.75
FR | 6 | 29 | 19 | 18750.2 | 16071.6 | 18750.2
FR | 6 | 29 | 20 | 18750.2 | 16071.6 | 18750.2
FR | 6 | 29 | 21 | 18739.7 | 16062.6 | 18739.7
FR | 6 | 29 | 22 | 18167.8 | 15572.4 | 18167.8
FR | 6 | 29 | 23 | 17641.75 | 15121.5 | 17641.75
FR | 6 | 29 | 24 | 16420.6 | 14074.8 | 16420.6
FR | 6 | 30 | 1 | 15554.7 | 13332.6 | 15554.7
FR | 6 | 30 | 2 | 15159.9 | 12994.2 | 15159.9
FR | 6 | 30 | 3 | 15159.9 | 12994.2 | 15159.9
FR | 6 | 30 | 4 | 15186.85 | 13017.3 | 15186.85
FR | 6 | 30 | 5 | 15213.8 | 13040.4 | 15213.8
FR | 6 | 30 | 6 | 15555.75 | 13333.5 | 15555.75
FR | 6 | 30 | 7 | 16309.65 | 13979.7 | 16309.65
FR | 6 | 30 | 8 | 17412.15 | 14924.7 | 17412.15
FR | 6 | 30 | 9 | 18727.1 | 16051.8 | 18727.1
FR | 6 | 30 | 10 | 19067.65 | 16343.7 | 19067.65
FR | 6 | 30 | 11 | 19091.1 | 16363.8 | 19091.1
FR | 6 | 30 | 12 | 19056.45 | 16334.1 | 19056.45
FR | 6 | 30 | 13 | 18988.2 | 16275.6 | 18988.2
FR | 6 | 30 | 14 | 18904.55 | 16203.9 | 18904.55
FR | 6 | 30 | 15 | 18833.15 | 16142.7 | 18833.15
FR | 6 | 30 | 16 | 18805.15 | 16118.7 | 18805.15
FR | 6 | 30 | 17 | 18764.55 | 16083.9 | 18764.55
FR | 6 | 30 | 18 | 18792.55 | 16107.9 | 18792.55
FR | 6 | 30 | 19 | 18802 | 16116 | 18802
FR | 6 | 30 | 20 | 18773.65 | 16091.7 | 18773.65
FR | 6 | 30 | 21 | 18706.1 | 16033.8 | 18706.1
FR | 6 | 30 | 22 | 18123 | 15534 | 18123
FR | 6 | 30 | 23 | 18352.25 | 15730.5 | 18352.25
FR | 6 | 30 | 24 | 17134.25 | 14686.5 | 17134.25
FR | 7 | 1 | 1 | 16353.75 | 14017.5 | 16353.75
FR | 7 | 1 | 2 | 16200.8 | 13886.4 | 16200.8
FR | 7 | 1 | 3 | 16200.8 | 13886.4 | 16200.8
FR | 7 | 1 | 4 | 16284.8 | 13958.4 | 16284.8
FR | 7 | 1 | 5 | 17190.95 | 14735.1 | 17190.95
FR | 7 | 1 | 6 | 19282.55 | 16527.9 | 19282.55
FR | 7 | 1 | 7 | 20848.8 | 17870.4 | 20848.8
FR | 7 | 1 | 8 | 21933.45 | 18800.1 | 21933.45
FR | 7 | 1 | 9 | 22725.15 | 19478.7 | 22725.15
FR | 7 | 1 | 10 | 22788.15 | 19532.7 | 22788.15
FR | 7 | 1 | 11 | 22802.15 | 19544.7 | 22802.15
FR | 7 | 1 | 12 | 22827.7 | 19566.6 | 22827.7
FR | 7 | 1 | 13 | 22807.05 | 19548.9 | 22807.05
FR | 7 | 1 | 14 | 22737.05 | 19488.9 | 22737.05
FR | 7 | 1 | 15 | 22570.1 | 19345.8 | 22570.1
FR | 7 | 1 | 16 | 22526.35 | 19308.3 | 22526.35
FR | 7 | 1 | 17 | 22477.35 | 19266.3 | 22477.35
FR | 7 | 1 | 18 | 22470.35 | 19260.3 | 22470.35
FR | 7 | 1 | 19 | 22354.85 | 19161.3 | 22354.85
FR | 7 | 1 | 20 | 22024.1 | 18877.8 | 22024.1
FR | 7 | 1 | 21 | 21135.45 | 18116.1 | 21135.45
FR | 7 | 1 | 22 | 20226.5 | 17337 | 20226.5
FR | 7 | 1 | 23 | 18352.25 | 15730.5 | 18352.25
FR | 7 | 1 | 24 | 17134.25 | 14686.5 | 17134.25
FR | 7 | 2 | 1 | 16353.75 | 14017.5 | 16353.75
FR | 7 | 2 | 2 | 16200.8 | 13886.4 | 16200.8
FR | 7 | 2 | 3 | 16200.8 | 13886.4 | 16200.8
FR | 7 | 2 | 4 | 16284.8 | 13958.4 | 16284.8
FR | 7 | 2 | 5 | 17216.15 | 14756.7 | 17216.15
FR | 7 | 2 | 6 | 19282.55 | 16527.9 | 19282.55
FR | 7 | 2 | 7 | 20848.8 | 17870.4 | 20848.8
FR | 7 | 2 | 8 | 21952.7 | 18816.6 | 21952.7
FR | 7 | 2 | 9 | 22699.6 | 19456.8 | 22699.6
FR | 7 | 2 | 10 | 22862.35 | 19596.3 | 22862.35
FR | 7 | 2 | 11 | 22895.95 | 19625.1 | 22895.95
FR | 7 | 2 | 12 | 22914.15 | 19640.7 | 22914.15
FR | 7 | 2 | 13 | 23061.15 | 19766.7 | 23061.15
FR | 7 | 2 | 14 | 22950.9 | 19672.2 | 22950.9
FR | 7 | 2 | 15 | 22613.5 | 19383 | 22613.5
FR | 7 | 2 | 16 | 22668.45 | 19430.1 | 22668.45
FR | 7 | 2 | 17 | 22584.1 | 19357.8 | 22584.1
FR | 7 | 2 | 18 | 22547.7 | 19326.6 | 22547.7
FR | 7 | 2 | 19 | 22432.2 | 19227.6 | 22432.2
FR | 7 | 2 | 20 | 22052.45 | 18902.1 | 22052.45
FR | 7 | 2 | 21 | 21210 | 18180 | 21210
FR | 7 | 2 | 22 | 20500.55 | 17571.9 | 20500.55
FR | 7 | 2 | 23 | 19804.4 | 16975.2 | 19804.4
FR | 7 | 2 | 24 | 18436.95 | 15803.1 | 18436.95
FR | 7 | 3 | 1 | 16991.1 | 14563.8 | 16991.1
FR | 7 | 3 | 2 | 16409.4 | 14065.2 | 16409.4
FR | 7 | 3 | 3 | 16248.4 | 13927.2 | 16248.4
FR | 7 | 3 | 4 | 16332.4 | 13999.2 | 16332.4
FR | 7 | 3 | 5 | 17216.15 | 14756.7 | 17216.15
FR | 7 | 3 | 6 | 19282.55 | 16527.9 | 19282.55
FR | 7 | 3 | 7 | 20848.8 | 17870.4 | 20848.8
FR | 7 | 3 | 8 | 21952.7 | 18816.6 | 21952.7
FR | 7 | 3 | 9 | 22697.15 | 19454.7 | 22697.15
FR | 7 | 3 | 10 | 22788.15 | 19532.7 | 22788.15
FR | 7 | 3 | 11 | 22788.15 | 19532.7 | 22788.15
FR | 7 | 3 | 12 | 22753.15 | 19502.7 | 22753.15
FR | 7 | 3 | 13 | 22767.15 | 19514.7 | 22767.15
FR | 7 | 3 | 14 | 22629.6 | 19396.8 | 22629.6
FR | 7 | 3 | 15 | 22515.5 | 19299 | 22515.5
FR | 7 | 3 | 16 | 22439.9 | 19234.2 | 22439.9
FR | 7 | 3 | 17 | 22367.45 | 19172.1 | 22367.45
FR | 7 | 3 | 18 | 22353.45 | 19160.1 | 22353.45
FR | 7 | 3 | 19 | 22264.2 | 19083.6 | 22264.2
FR | 7 | 3 | 20 | 21961.8 | 18824.4 | 21961.8
FR | 7 | 3 | 21 | 21135.45 | 18116.1 | 21135.45
FR | 7 | 3 | 22 | 20226.5 | 17337 | 20226.5
FR | 7 | 3 | 23 | 18399.85 | 15771.3 | 18399.85
FR | 7 | 3 | 24 | 17134.25 | 14686.5 | 17134.25
FR | 7 | 4 | 1 | 16353.75 | 14017.5 | 16353.75
FR | 7 | 4 | 2 | 16200.8 | 13886.4 | 16200.8
FR | 7 | 4 | 3 | 16200.8 | 13886.4 | 16200.8
FR | 7 | 4 | 4 | 16284.8 | 13958.4 | 16284.8
FR | 7 | 4 | 5 | 17216.15 | 14756.7 | 17216.15
FR | 7 | 4 | 6 | 19282.55 | 16527.9 | 19282.55
FR | 7 | 4 | 7 | 20848.8 | 17870.4 | 20848.8
FR | 7 | 4 | 8 | 21952.7 | 18816.6 | 21952.7
FR | 7 | 4 | 9 | 22699.6 | 19456.8 | 22699.6
FR | 7 | 4 | 10 | 22788.15 | 19532.7 | 22788.15
FR | 7 | 4 | 11 | 22788.15 | 19532.7 | 22788.15
FR | 7 | 4 | 12 | 22767.15 | 19514.7 | 22767.15
FR | 7 | 4 | 13 | 22790.6 | 19534.8 | 22790.6
FR | 7 | 4 | 14 | 22654.45 | 19418.1 | 22654.45
FR | 7 | 4 | 15 | 22527.75 | 19309.5 | 22527.75
FR | 7 | 4 | 16 | 22476.65 | 19265.7 | 22476.65
FR | 7 | 4 | 17 | 22428 | 19224 | 22428
FR | 7 | 4 | 18 | 22415.75 | 19213.5 | 22415.75
FR | 7 | 4 | 19 | 22301.65 | 19115.7 | 22301.65
FR | 7 | 4 | 20 | 21975.8 | 18836.4 | 21975.8
FR | 7 | 4 | 21 | 21135.45 | 18116.1 | 21135.45
FR | 7 | 4 | 22 | 20277.95 | 17381.1 | 20277.95
FR | 7 | 4 | 23 | 18399.85 | 15771.3 | 18399.85
FR | 7 | 4 | 24 | 17181.85 | 14727.3 | 17181.85
FR | 7 | 5 | 1 | 16353.75 | 14017.5 | 16353.75
FR | 7 | 5 | 2 | 16200.8 | 13886.4 | 16200.8
FR | 7 | 5 | 3 | 16200.8 | 13886.4 | 16200.8
FR | 7 | 5 | 4 | 16284.8 | 13958.4 | 16284.8
FR | 7 | 5 | 5 | 17216.15 | 14756.7 | 17216.15
FR | 7 | 5 | 6 | 19282.55 | 16527.9 | 19282.55
FR | 7 | 5 | 7 | 20868.05 | 17886.9 | 20868.05
FR | 7 | 5 | 8 | 22083.25 | 18928.5 | 22083.25
FR | 7 | 5 | 9 | 22699.6 | 19456.8 | 22699.6
FR | 7 | 5 | 10 | 22788.15 | 19532.7 | 22788.15
FR | 7 | 5 | 11 | 22850.45 | 19586.1 | 22850.45
FR | 7 | 5 | 12 | 22827.7 | 19566.6 | 22827.7
FR | 7 | 5 | 13 | 22807.05 | 19548.9 | 22807.05
FR | 7 | 5 | 14 | 22723.4 | 19477.2 | 22723.4
FR | 7 | 5 | 15 | 22647.8 | 19412.4 | 22647.8
FR | 7 | 5 | 16 | 22596.7 | 19368.6 | 22596.7
FR | 7 | 5 | 17 | 22547.7 | 19326.6 | 22547.7
FR | 7 | 5 | 18 | 22547.7 | 19326.6 | 22547.7
FR | 7 | 5 | 19 | 22395.45 | 19196.1 | 22395.45
FR | 7 | 5 | 20 | 22052.45 | 18902.1 | 22052.45
FR | 7 | 5 | 21 | 21149.45 | 18128.1 | 21149.45
FR | 7 | 5 | 22 | 20277.95 | 17381.1 | 20277.95
FR | 7 | 5 | 23 | 17691.8 | 15164.4 | 17691.8
FR | 7 | 5 | 24 | 16370.9 | 14032.2 | 16370.9
FR | 7 | 6 | 1 | 15457.4 | 13249.2 | 15457.4
FR | 7 | 6 | 2 | 15062.6 | 12910.8 | 15062.6
FR | 7 | 6 | 3 | 15062.6 | 12910.8 | 15062.6
FR | 7 | 6 | 4 | 15055.25 | 12904.5 | 15055.25
FR | 7 | 6 | 5 | 15130.15 | 12968.7 | 15130.15
FR | 7 | 6 | 6 | 15471.75 | 13261.5 | 15471.75
FR | 7 | 6 | 7 | 16244.9 | 13924.2 | 16244.9
FR | 7 | 6 | 8 | 17505.6 | 15004.8 | 17505.6
FR | 7 | 6 | 9 | 18746.35 | 16068.3 | 18746.35
FR | 7 | 6 | 10 | 19074.65 | 16349.7 | 19074.65
FR | 7 | 6 | 11 | 19079.9 | 16354.2 | 19079.9
FR | 7 | 6 | 12 | 19081.65 | 16355.7 | 19081.65
FR | 7 | 6 | 13 | 19266.8 | 16514.4 | 19266.8
FR | 7 | 6 | 14 | 19124.35 | 16392.3 | 19124.35
FR | 7 | 6 | 15 | 19028.8 | 16310.4 | 19028.8
FR | 7 | 6 | 16 | 19028.8 | 16310.4 | 19028.8
FR | 7 | 6 | 17 | 18988.2 | 16275.6 | 18988.2
FR | 7 | 6 | 18 | 18988.2 | 16275.6 | 18988.2
FR | 7 | 6 | 19 | 18997.65 | 16283.7 | 18997.65
FR | 7 | 6 | 20 | 18736.2 | 16059.6 | 18736.2
FR | 7 | 6 | 21 | 18702.6 | 16030.8 | 18702.6
FR | 7 | 6 | 22 | 18536 | 15888 | 18536
FR | 7 | 6 | 23 | 18938.5 | 16233 | 18938.5
FR | 7 | 6 | 24 | 17813.6 | 15268.8 | 17813.6
FR | 7 | 7 | 1 | 16650.55 | 14271.9 | 16650.55
FR | 7 | 7 | 2 | 15743.7 | 13494.6 | 15743.7
FR | 7 | 7 | 3 | 15564.85 | 13341.3 | 15564.85
FR | 7 | 7 | 4 | 15192.45 | 13022.1 | 15192.45
FR | 7 | 7 | 5 | 15149.4 | 12985.2 | 15149.4
FR | 7 | 7 | 6 | 15550.15 | 13328.7 | 15550.15
FR | 7 | 7 | 7 | 16645.3 | 14267.4 | 16645.3
FR | 7 | 7 | 8 | 17558.8 | 15050.4 | 17558.8
FR | 7 | 7 | 9 | 18730.6 | 16054.8 | 18730.6
FR | 7 | 7 | 10 | 19099.85 | 16371.3 | 19099.85
FR | 7 | 7 | 11 | 19361.3 | 16595.4 | 19361.3
FR | 7 | 7 | 12 | 19326.3 | 16565.4 | 19326.3
FR | 7 | 7 | 13 | 19266.8 | 16514.4 | 19266.8
FR | 7 | 7 | 14 | 19175.45 | 16436.1 | 19175.45
FR | 7 | 7 | 15 | 19079.55 | 16353.9 | 19079.55
FR | 7 | 7 | 16 | 19079.55 | 16353.9 | 19079.55
FR | 7 | 7 | 17 | 19039.3 | 16319.4 | 19039.3
FR | 7 | 7 | 18 | 18988.2 | 16275.6 | 18988.2
FR | 7 | 7 | 19 | 18997.65 | 16283.7 | 18997.65
FR | 7 | 7 | 20 | 18887.4 | 16189.2 | 18887.4
FR | 7 | 7 | 21 | 18709.6 | 16036.8 | 18709.6
FR | 7 | 7 | 22 | 18563.65 | 15911.7 | 18563.65
FR | 7 | 7 | 23 | 19903.8 | 17060.4 | 19903.8
FR | 7 | 7 | 24 | 18791.85 | 16107.3 | 18791.85
FR | 7 | 8 | 1 | 17285.45 | 14816.1 | 17285.45
FR | 7 | 8 | 2 | 16509.5 | 14151 | 16509.5
FR | 7 | 8 | 3 | 16409.4 | 14065.2 | 16409.4
FR | 7 | 8 | 4 | 16332.4 | 13999.2 | 16332.4
FR | 7 | 8 | 5 | 17235.4 | 14773.2 | 17235.4
FR | 7 | 8 | 6 | 19301.8 | 16544.4 | 19301.8
FR | 7 | 8 | 7 | 21155.05 | 18132.9 | 21155.05
FR | 7 | 8 | 8 | 22311.45 | 19124.1 | 22311.45
FR | 7 | 8 | 9 | 22753.5 | 19503 | 22753.5
FR | 7 | 8 | 10 | 22949.15 | 19670.7 | 22949.15
FR | 7 | 8 | 11 | 23111.55 | 19809.9 | 23111.55
FR | 7 | 8 | 12 | 23206.75 | 19891.5 | 23206.75
FR | 7 | 8 | 13 | 23465.4 | 20113.2 | 23465.4
FR | 7 | 8 | 14 | 23299.85 | 19971.3 | 23299.85
FR | 7 | 8 | 15 | 23205 | 19890 | 23205
FR | 7 | 8 | 16 | 23153.9 | 19846.2 | 23153.9
FR | 7 | 8 | 17 | 23105.25 | 19804.5 | 23105.25
FR | 7 | 8 | 18 | 22988.35 | 19704.3 | 22988.35
FR | 7 | 8 | 19 | 22569.05 | 19344.9 | 22569.05
FR | 7 | 8 | 20 | 22211 | 19038 | 22211
FR | 7 | 8 | 21 | 21213.5 | 18183 | 21213.5
FR | 7 | 8 | 22 | 20636 | 17688 | 20636
FR | 7 | 8 | 23 | 19916.05 | 17070.9 | 19916.05
FR | 7 | 8 | 24 | 18866.05 | 16170.9 | 18866.05
FR | 7 | 9 | 1 | 17933.3 | 15371.4 | 17933.3
FR | 7 | 9 | 2 | 17108.35 | 14664.3 | 17108.35
FR | 7 | 9 | 3 | 16616.95 | 14243.1 | 16616.95
FR | 7 | 9 | 4 | 16493.4 | 14137.2 | 16493.4
FR | 7 | 9 | 5 | 17235.4 | 14773.2 | 17235.4
FR | 7 | 9 | 6 | 19432.7 | 16656.6 | 19432.7
FR | 7 | 9 | 7 | 21272.65 | 18233.7 | 21272.65
FR | 7 | 9 | 8 | 22311.45 | 19124.1 | 22311.45
FR | 7 | 9 | 9 | 22753.5 | 19503 | 22753.5
FR | 7 | 9 | 10 | 22949.15 | 19670.7 | 22949.15
FR | 7 | 9 | 11 | 23111.55 | 19809.9 | 23111.55
FR | 7 | 9 | 12 | 23206.75 | 19891.5 | 23206.75
FR | 7 | 9 | 13 | 23465.4 | 20113.2 | 23465.4
FR | 7 | 9 | 14 | 23299.85 | 19971.3 | 23299.85
FR | 7 | 9 | 15 | 23088.1 | 19789.8 | 23088.1
FR | 7 | 9 | 16 | 23037.35 | 19746.3 | 23037.35
FR | 7 | 9 | 17 | 22921.85 | 19647.3 | 22921.85
FR | 7 | 9 | 18 | 22658.3 | 19421.4 | 22658.3
FR | 7 | 9 | 19 | 22513.75 | 19297.5 | 22513.75
FR | 7 | 9 | 20 | 22126.65 | 18965.7 | 22126.65
FR | 7 | 9 | 21 | 21179.9 | 18154.2 | 21179.9
FR | 7 | 9 | 22 | 20569.15 | 17630.7 | 20569.15
FR | 7 | 9 | 23 | 19657.05 | 16848.9 | 19657.05
FR | 7 | 9 | 24 | 17869.95 | 15317.1 | 17869.95
FR | 7 | 10 | 1 | 16562.35 | 14196.3 | 16562.35
FR | 7 | 10 | 2 | 16306.5 | 13977 | 16306.5
FR | 7 | 10 | 3 | 16248.4 | 13927.2 | 16248.4
FR | 7 | 10 | 4 | 16332.4 | 13999.2 | 16332.4
FR | 7 | 10 | 5 | 17216.15 | 14756.7 | 17216.15
FR | 7 | 10 | 6 | 19301.8 | 16544.4 | 19301.8
FR | 7 | 10 | 7 | 21003.85 | 18003.3 | 21003.85
FR | 7 | 10 | 8 | 22263.15 | 19082.7 | 22263.15
FR | 7 | 10 | 9 | 22753.5 | 19503 | 22753.5
FR | 7 | 10 | 10 | 22909.25 | 19636.5 | 22909.25
FR | 7 | 10 | 11 | 23053.45 | 19760.1 | 23053.45
FR | 7 | 10 | 12 | 23031.05 | 19740.9 | 23031.05
FR | 7 | 10 | 13 | 23135.7 | 19830.6 | 23135.7
FR | 7 | 10 | 14 | 22970.15 | 19688.7 | 22970.15
FR | 7 | 10 | 15 | 22758.4 | 19507.2 | 22758.4
FR | 7 | 10 | 16 | 22648.5 | 19413 | 22648.5
FR | 7 | 10 | 17 | 22561 | 19338 | 22561
FR | 7 | 10 | 18 | 22518.65 | 19301.7 | 22518.65
FR | 7 | 10 | 19 | 22409.1 | 19207.8 | 22409.1
FR | 7 | 10 | 20 | 22036.35 | 18888.3 | 22036.35
FR | 7 | 10 | 21 | 21135.45 | 18116.1 | 21135.45
FR | 7 | 10 | 22 | 20277.95 | 17381.1 | 20277.95
FR | 7 | 10 | 23 | 18489.45 | 15848.1 | 18489.45
FR | 7 | 10 | 24 | 17181.85 | 14727.3 | 17181.85
FR | 7 | 11 | 1 | 16353.75 | 14017.5 | 16353.75
FR | 7 | 11 | 2 | 16200.8 | 13886.4 | 16200.8
FR | 7 | 11 | 3 | 16200.8 | 13886.4 | 16200.8
FR | 7 | 11 | 4 | 16284.8 | 13958.4 | 16284.8
FR | 7 | 11 | 5 | 17216.15 | 14756.7 | 17216.15
FR | 7 | 11 | 6 | 19282.55 | 16527.9 | 19282.55
FR | 7 | 11 | 7 | 20848.8 | 17870.4 | 20848.8
FR | 7 | 11 | 8 | 21952.7 | 18816.6 | 21952.7
FR | 7 | 11 | 9 | 22699.6 | 19456.8 | 22699.6
FR | 7 | 11 | 10 | 22788.15 | 19532.7 | 22788.15
FR | 7 | 11 | 11 | 22825.6 | 19564.8 | 22825.6
FR | 7 | 11 | 12 | 22827.7 | 19566.6 | 22827.7
FR | 7 | 11 | 13 | 22807.05 | 19548.9 | 22807.05
FR | 7 | 11 | 14 | 22737.05 | 19488.9 | 22737.05
FR | 7 | 11 | 15 | 22570.1 | 19345.8 | 22570.1
FR | 7 | 11 | 16 | 22570.45 | 19346.1 | 22570.45
FR | 7 | 11 | 17 | 22518.65 | 19301.7 | 22518.65
FR | 7 | 11 | 18 | 22498.35 | 19284.3 | 22498.35
FR | 7 | 11 | 19 | 22354.85 | 19161.3 | 22354.85
FR | 7 | 11 | 20 | 22024.1 | 18877.8 | 22024.1
FR | 7 | 11 | 21 | 21135.45 | 18116.1 | 21135.45
FR | 7 | 11 | 22 | 20277.95 | 17381.1 | 20277.95
FR | 7 | 11 | 23 | 18399.85 | 15771.3 | 18399.85
FR | 7 | 11 | 24 | 17134.25 | 14686.5 | 17134.25
FR | 7 | 12 | 1 | 16353.75 | 14017.5 | 16353.75
FR | 7 | 12 | 2 | 16200.8 | 13886.4 | 16200.8
FR | 7 | 12 | 3 | 16200.8 | 13886.4 | 16200.8
FR | 7 | 12 | 4 | 16284.8 | 13958.4 | 16284.8
FR | 7 | 12 | 5 | 17216.15 | 14756.7 | 17216.15
FR | 7 | 12 | 6 | 19282.55 | 16527.9 | 19282.55
FR | 7 | 12 | 7 | 20848.8 | 17870.4 | 20848.8
FR | 7 | 12 | 8 | 21952.7 | 18816.6 | 21952.7
FR | 7 | 12 | 9 | 22699.6 | 19456.8 | 22699.6
FR | 7 | 12 | 10 | 22802.15 | 19544.7 | 22802.15
FR | 7 | 12 | 11 | 22862.35 | 19596.3 | 22862.35
FR | 7 | 12 | 12 | 22807.05 | 19548.9 | 22807.05
FR | 7 | 12 | 13 | 22861.3 | 19595.4 | 22861.3
FR | 7 | 12 | 14 | 22779.05 | 19524.9 | 22779.05
FR | 7 | 12 | 15 | 22671.95 | 19433.1 | 22671.95
FR | 7 | 12 | 16 | 22610 | 19380 | 22610
FR | 7 | 12 | 17 | 22571.85 | 19347.3 | 22571.85
FR | 7 | 12 | 18 | 22547.7 | 19326.6 | 22547.7
FR | 7 | 12 | 19 | 22409.1 | 19207.8 | 22409.1
FR | 7 | 12 | 20 | 22036.35 | 18888.3 | 22036.35
FR | 7 | 12 | 21 | 21135.45 | 18116.1 | 21135.45
FR | 7 | 12 | 22 | 20277.95 | 17381.1 | 20277.95
FR | 7 | 12 | 23 | 17602.55 | 15087.9 | 17602.55
FR | 7 | 12 | 24 | 16323.3 | 13991.4 | 16323.3
FR | 7 | 13 | 1 | 15457.4 | 13249.2 | 15457.4
FR | 7 | 13 | 2 | 15062.6 | 12910.8 | 15062.6
FR | 7 | 13 | 3 | 15062.6 | 12910.8 | 15062.6
FR | 7 | 13 | 4 | 15055.25 | 12904.5 | 15055.25
FR | 7 | 13 | 5 | 15130.15 | 12968.7 | 15130.15
FR | 7 | 13 | 6 | 15471.75 | 13261.5 | 15471.75
FR | 7 | 13 | 7 | 16225.65 | 13907.7 | 16225.65
FR | 7 | 13 | 8 | 17339 | 14862 | 17339
FR | 7 | 13 | 9 | 18722.9 | 16048.2 | 18722.9
FR | 7 | 13 | 10 | 19103.7 | 16374.6 | 19103.7
FR | 7 | 13 | 11 | 19103.7 | 16374.6 | 19103.7
FR | 7 | 13 | 12 | 19039.65 | 16319.7 | 19039.65
FR | 7 | 13 | 13 | 18970.7 | 16260.6 | 18970.7
FR | 7 | 13 | 14 | 18873.75 | 16177.5 | 18873.75
FR | 7 | 13 | 15 | 18767 | 16086 | 18767
FR | 7 | 13 | 16 | 18767 | 16086 | 18767
FR | 7 | 13 | 17 | 18726.75 | 16051.5 | 18726.75
FR | 7 | 13 | 18 | 18726.75 | 16051.5 | 18726.75
FR | 7 | 13 | 19 | 18769.1 | 16087.8 | 18769.1
FR | 7 | 13 | 20 | 18793.6 | 16108.8 | 18793.6
FR | 7 | 13 | 21 | 18728.85 | 16053.3 | 18728.85
FR | 7 | 13 | 22 | 18199.3 | 15599.4 | 18199.3
FR | 7 | 13 | 23 | 17792.25 | 15250.5 | 17792.25
FR | 7 | 13 | 24 | 16370.9 | 14032.2 | 16370.9
FR | 7 | 14 | 1 | 15457.4 | 13249.2 | 15457.4
FR | 7 | 14 | 2 | 15062.6 | 12910.8 | 15062.6
FR | 7 | 14 | 3 | 15062.6 | 12910.8 | 15062.6
FR | 7 | 14 | 4 | 15055.25 | 12904.5 | 15055.25
FR | 7 | 14 | 5 | 15130.15 | 12968.7 | 15130.15
FR | 7 | 14 | 6 | 15471.75 | 13261.5 | 15471.75
FR | 7 | 14 | 7 | 16225.65 | 13907.7 | 16225.65
FR | 7 | 14 | 8 | 17420.2 | 14931.6 | 17420.2
FR | 7 | 14 | 9 | 18746.35 | 16068.3 | 18746.35
FR | 7 | 14 | 10 | 19074.65 | 16349.7 | 19074.65
FR | 7 | 14 | 11 | 19079.9 | 16354.2 | 19079.9
FR | 7 | 14 | 12 | 19216.05 | 16470.9 | 19216.05
FR | 7 | 14 | 13 | 19266.8 | 16514.4 | 19266.8
FR | 7 | 14 | 14 | 19124.35 | 16392.3 | 19124.35
FR | 7 | 14 | 15 | 19028.8 | 16310.4 | 19028.8
FR | 7 | 14 | 16 | 19079.55 | 16353.9 | 19079.55
FR | 7 | 14 | 17 | 19039.3 | 16319.4 | 19039.3
FR | 7 | 14 | 18 | 18988.2 | 16275.6 | 18988.2
FR | 7 | 14 | 19 | 18997.65 | 16283.7 | 18997.65
FR | 7 | 14 | 20 | 18736.2 | 16059.6 | 18736.2
FR | 7 | 14 | 21 | 18702.6 | 16030.8 | 18702.6
FR | 7 | 14 | 22 | 18536 | 15888 | 18536
FR | 7 | 14 | 23 | 19903.8 | 17060.4 | 19903.8
FR | 7 | 14 | 24 | 18495.75 | 15853.5 | 18495.75
FR | 7 | 15 | 1 | 17085.95 | 14645.1 | 17085.95
FR | 7 | 15 | 2 | 16338 | 14004 | 16338
FR | 7 | 15 | 3 | 16248.4 | 13927.2 | 16248.4
FR | 7 | 15 | 4 | 16284.8 | 13958.4 | 16284.8
FR | 7 | 15 | 5 | 17216.15 | 14756.7 | 17216.15
FR | 7 | 15 | 6 | 19282.55 | 16527.9 | 19282.55
FR | 7 | 15 | 7 | 21155.05 | 18132.9 | 21155.05
FR | 7 | 15 | 8 | 22353.45 | 19160.1 | 22353.45
FR | 7 | 15 | 9 | 22798.3 | 19541.4 | 22798.3
FR | 7 | 15 | 10 | 23096.15 | 19796.7 | 23096.15
FR | 7 | 15 | 11 | 23170.35 | 19860.3 | 23170.35
FR | 7 | 15 | 12 | 23398.9 | 20056.2 | 23398.9
FR | 7 | 15 | 13 | 23465.4 | 20113.2 | 23465.4
FR | 7 | 15 | 14 | 23416.75 | 20071.5 | 23416.75
FR | 7 | 15 | 15 | 23132.9 | 19828.2 | 23132.9
FR | 7 | 15 | 16 | 23082.15 | 19784.7 | 23082.15
FR | 7 | 15 | 17 | 23105.25 | 19804.5 | 23105.25
FR | 7 | 15 | 18 | 22988.35 | 19704.3 | 22988.35
FR | 7 | 15 | 19 | 22732.15 | 19484.7 | 22732.15
FR | 7 | 15 | 20 | 22227.8 | 19052.4 | 22227.8
FR | 7 | 15 | 21 | 21206.15 | 18176.7 | 21206.15
FR | 7 | 15 | 22 | 20619.55 | 17673.9 | 20619.55
FR | 7 | 15 | 23 | 19878.95 | 17039.1 | 19878.95
FR | 7 | 15 | 24 | 18460.75 | 15823.5 | 18460.75
FR | 7 | 16 | 1 | 17085.95 | 14645.1 | 17085.95
FR | 7 | 16 | 2 | 16338 | 14004 | 16338
FR | 7 | 16 | 3 | 16248.4 | 13927.2 | 16248.4
FR | 7 | 16 | 4 | 16332.4 | 13999.2 | 16332.4
FR | 7 | 16 | 5 | 17216.15 | 14756.7 | 17216.15
FR | 7 | 16 | 6 | 19282.55 | 16527.9 | 19282.55
FR | 7 | 16 | 7 | 21161.35 | 18138.3 | 21161.35
FR | 7 | 16 | 8 | 22311.45 | 19124.1 | 22311.45
FR | 7 | 16 | 9 | 22810.9 | 19552.2 | 22810.9
FR | 7 | 16 | 10 | 23096.15 | 19796.7 | 23096.15
FR | 7 | 16 | 11 | 23170.35 | 19860.3 | 23170.35
FR | 7 | 16 | 12 | 23298.45 | 19970.1 | 23298.45
FR | 7 | 16 | 13 | 23465.4 | 20113.2 | 23465.4
FR | 7 | 16 | 14 | 23416.75 | 20071.5 | 23416.75
FR | 7 | 16 | 15 | 23132.9 | 19828.2 | 23132.9
FR | 7 | 16 | 16 | 23082.15 | 19784.7 | 23082.15
FR | 7 | 16 | 17 | 23033.15 | 19742.7 | 23033.15
FR | 7 | 16 | 18 | 22988.35 | 19704.3 | 22988.35
FR | 7 | 16 | 19 | 22832.6 | 19570.8 | 22832.6
FR | 7 | 16 | 20 | 22227.8 | 19052.4 | 22227.8
FR | 7 | 16 | 21 | 21220.85 | 18189.3 | 21220.85
FR | 7 | 16 | 22 | 20636 | 17688 | 20636
FR | 7 | 16 | 23 | 19903.8 | 17060.4 | 19903.8
FR | 7 | 16 | 24 | 18866.05 | 16170.9 | 18866.05
FR | 7 | 17 | 1 | 17933.3 | 15371.4 | 17933.3
FR | 7 | 17 | 2 | 17108.35 | 14664.3 | 17108.35
FR | 7 | 17 | 3 | 16838.15 | 14432.7 | 16838.15
FR | 7 | 17 | 4 | 16493.4 | 14137.2 | 16493.4
FR | 7 | 17 | 5 | 17366.3 | 14885.4 | 17366.3
FR | 7 | 17 | 6 | 19511.45 | 16724.1 | 19511.45
FR | 7 | 17 | 7 | 21310.8 | 18266.4 | 21310.8
FR | 7 | 17 | 8 | 22369.2 | 19173.6 | 22369.2
FR | 7 | 17 | 9 | 22820.7 | 19560.6 | 22820.7
FR | 7 | 17 | 10 | 23096.15 | 19796.7 | 23096.15
FR | 7 | 17 | 11 | 23170.35 | 19860.3 | 23170.35
FR | 7 | 17 | 12 | 23465.4 | 20113.2 | 23465.4
FR | 7 | 17 | 13 | 23582.3 | 20213.4 | 23582.3
FR | 7 | 17 | 14 | 23416.75 | 20071.5 | 23416.75
FR | 7 | 17 | 15 | 23132.9 | 19828.2 | 23132.9
FR | 7 | 17 | 16 | 23082.15 | 19784.7 | 23082.15
FR | 7 | 17 | 17 | 23105.25 | 19804.5 | 23105.25
FR | 7 | 17 | 18 | 22921.85 | 19647.3 | 22921.85
FR | 7 | 17 | 19 | 22569.05 | 19344.9 | 22569.05
FR | 7 | 17 | 20 | 22192.45 | 19022.1 | 22192.45
FR | 7 | 17 | 21 | 21206.15 | 18176.7 | 21206.15
FR | 7 | 17 | 22 | 20636 | 17688 | 20636
FR | 7 | 17 | 23 | 19903.8 | 17060.4 | 19903.8
FR | 7 | 17 | 24 | 18866.05 | 16170.9 | 18866.05
FR | 7 | 18 | 1 | 17933.3 | 15371.4 | 17933.3
FR | 7 | 18 | 2 | 17572.8 | 15062.4 | 17572.8
FR | 7 | 18 | 3 | 17108.35 | 14664.3 | 17108.35
FR | 7 | 18 | 4 | 17017 | 14586 | 17017
FR | 7 | 18 | 5 | 17445.05 | 14952.9 | 17445.05
FR | 7 | 18 | 6 | 19768 | 16944 | 19768
FR | 7 | 18 | 7 | 21310.8 | 18266.4 | 21310.8
FR | 7 | 18 | 8 | 22323.7 | 19134.6 | 22323.7
FR | 7 | 18 | 9 | 22807.4 | 19549.2 | 22807.4
FR | 7 | 18 | 10 | 22949.15 | 19670.7 | 22949.15
FR | 7 | 18 | 11 | 23151.45 | 19844.1 | 23151.45
FR | 7 | 18 | 12 | 23135.7 | 19830.6 | 23135.7
FR | 7 | 18 | 13 | 23398.9 | 20056.2 | 23398.9
FR | 7 | 18 | 14 | 23299.85 | 19971.3 | 23299.85
FR | 7 | 18 | 15 | 23088.1 | 19789.8 | 23088.1
FR | 7 | 18 | 16 | 23037.35 | 19746.3 | 23037.35
FR | 7 | 18 | 17 | 22658.3 | 19421.4 | 22658.3
FR | 7 | 18 | 18 | 22599.5 | 19371 | 22599.5
FR | 7 | 18 | 19 | 22513.75 | 19297.5 | 22513.75
FR | 7 | 18 | 20 | 22156.05 | 18990.9 | 22156.05
FR | 7 | 18 | 21 | 21180.25 | 18154.5 | 21180.25
FR | 7 | 18 | 22 | 20666.45 | 17714.1 | 20666.45
FR | 7 | 18 | 23 | 19804.4 | 16975.2 | 19804.4
FR | 7 | 18 | 24 | 18644.15 | 15980.7 | 18644.15
FR | 7 | 19 | 1 | 17725.75 | 15193.5 | 17725.75
FR | 7 | 19 | 2 | 17132.5 | 14685 | 17132.5
FR | 7 | 19 | 3 | 17024.35 | 14592.3 | 17024.35
FR | 7 | 19 | 4 | 16593.5 | 14223 | 16593.5
FR | 7 | 19 | 5 | 17445.05 | 14952.9 | 17445.05
FR | 7 | 19 | 6 | 19750.85 | 16929.3 | 19750.85
FR | 7 | 19 | 7 | 21296.8 | 18254.4 | 21296.8
FR | 7 | 19 | 8 | 22311.45 | 19124.1 | 22311.45
FR | 7 | 19 | 9 | 22779.4 | 19525.2 | 22779.4
FR | 7 | 19 | 10 | 22949.15 | 19670.7 | 22949.15
FR | 7 | 19 | 11 | 23170.35 | 19860.3 | 23170.35
FR | 7 | 19 | 12 | 23398.9 | 20056.2 | 23398.9
FR | 7 | 19 | 13 | 23465.4 | 20113.2 | 23465.4
FR | 7 | 19 | 14 | 23416.75 | 20071.5 | 23416.75
FR | 7 | 19 | 15 | 23132.9 | 19828.2 | 23132.9
FR | 7 | 19 | 16 | 23082.15 | 19784.7 | 23082.15
FR | 7 | 19 | 17 | 23105.25 | 19804.5 | 23105.25
FR | 7 | 19 | 18 | 22988.35 | 19704.3 | 22988.35
FR | 7 | 19 | 19 | 22569.05 | 19344.9 | 22569.05
FR | 7 | 19 | 20 | 22211 | 19038 | 22211
FR | 7 | 19 | 21 | 21283.85 | 18243.3 | 21283.85
FR | 7 | 19 | 22 | 20636 | 17688 | 20636
FR | 7 | 19 | 23 | 19014.1 | 16297.8 | 19014.1
FR | 7 | 19 | 24 | 17887.8 | 15332.4 | 17887.8
FR | 7 | 20 | 1 | 16833.95 | 14429.1 | 16833.95
FR | 7 | 20 | 2 | 16207.45 | 13892.1 | 16207.45
FR | 7 | 20 | 3 | 15659.7 | 13422.6 | 15659.7
FR | 7 | 20 | 4 | 15192.45 | 13022.1 | 15192.45
FR | 7 | 20 | 5 | 15208.55 | 13035.9 | 15208.55
FR | 7 | 20 | 6 | 15550.15 | 13328.7 | 15550.15
FR | 7 | 20 | 7 | 16421.65 | 14075.7 | 16421.65
FR | 7 | 20 | 8 | 17529.05 | 15024.9 | 17529.05
FR | 7 | 20 | 9 | 18717.3 | 16043.4 | 18717.3
FR | 7 | 20 | 10 | 19065.55 | 16341.9 | 19065.55
FR | 7 | 20 | 11 | 19099.85 | 16371.3 | 19099.85
FR | 7 | 20 | 12 | 19326.3 | 16565.4 | 19326.3
FR | 7 | 20 | 13 | 19266.8 | 16514.4 | 19266.8
FR | 7 | 20 | 14 | 19124.35 | 16392.3 | 19124.35
FR | 7 | 20 | 15 | 19079.55 | 16353.9 | 19079.55
FR | 7 | 20 | 16 | 19079.55 | 16353.9 | 19079.55
FR | 7 | 20 | 17 | 19039.3 | 16319.4 | 19039.3
FR | 7 | 20 | 18 | 19039.3 | 16319.4 | 19039.3
FR | 7 | 20 | 19 | 18997.65 | 16283.7 | 18997.65
FR | 7 | 20 | 20 | 18887.4 | 16189.2 | 18887.4
FR | 7 | 20 | 21 | 18717.3 | 16043.4 | 18717.3
FR | 7 | 20 | 22 | 18536 | 15888 | 18536
FR | 7 | 20 | 23 | 18938.5 | 16233 | 18938.5
FR | 7 | 20 | 24 | 17887.8 | 15332.4 | 17887.8
FR | 7 | 21 | 1 | 16833.95 | 14429.1 | 16833.95
FR | 7 | 21 | 2 | 15743.7 | 13494.6 | 15743.7
FR | 7 | 21 | 3 | 15422.4 | 13219.2 | 15422.4
FR | 7 | 21 | 4 | 15192.45 | 13022.1 | 15192.45
FR | 7 | 21 | 5 | 15149.4 | 12985.2 | 15149.4
FR | 7 | 21 | 6 | 15550.15 | 13328.7 | 15550.15
FR | 7 | 21 | 7 | 16645.3 | 14267.4 | 16645.3
FR | 7 | 21 | 8 | 17529.75 | 15025.5 | 17529.75
FR | 7 | 21 | 9 | 18722.55 | 16047.9 | 18722.55
FR | 7 | 21 | 10 | 19361.3 | 16595.4 | 19361.3
FR | 7 | 21 | 11 | 19412.05 | 16638.9 | 19412.05
FR | 7 | 21 | 12 | 19555.9 | 16762.2 | 19555.9
FR | 7 | 21 | 13 | 19656 | 16848 | 19656
FR | 7 | 21 | 14 | 19476.8 | 16694.4 | 19476.8
FR | 7 | 21 | 15 | 19320 | 16560 | 19320
FR | 7 | 21 | 16 | 19224.45 | 16478.1 | 19224.45
FR | 7 | 21 | 17 | 19117 | 16386 | 19117
FR | 7 | 21 | 18 | 19140.8 | 16406.4 | 19140.8
FR | 7 | 21 | 19 | 19099.5 | 16371 | 19099.5
FR | 7 | 21 | 20 | 19048.75 | 16327.5 | 19048.75
FR | 7 | 21 | 21 | 18934.65 | 16229.7 | 18934.65
FR | 7 | 21 | 22 | 18650.1 | 15985.8 | 18650.1
FR | 7 | 21 | 23 | 20455.05 | 17532.9 | 20455.05
FR | 7 | 21 | 24 | 19429.55 | 16653.9 | 19429.55
FR | 7 | 22 | 1 | 18573.45 | 15920.1 | 18573.45
FR | 7 | 22 | 2 | 18131.4 | 15541.2 | 18131.4
FR | 7 | 22 | 3 | 17842.3 | 15293.4 | 17842.3
FR | 7 | 22 | 4 | 17873.45 | 15320.1 | 17873.45
FR | 7 | 22 | 5 | 18274.55 | 15663.9 | 18274.55
FR | 7 | 22 | 6 | 20129.55 | 17253.9 | 20129.55
FR | 7 | 22 | 7 | 21622.65 | 18533.7 | 21622.65
FR | 7 | 22 | 8 | 22792 | 19536 | 22792
FR | 7 | 22 | 9 | 23081.8 | 19784.4 | 23081.8
FR | 7 | 22 | 10 | 23617.3 | 20243.4 | 23617.3
FR | 7 | 22 | 11 | 23666.3 | 20285.4 | 23666.3
FR | 7 | 22 | 12 | 23821.7 | 20418.6 | 23821.7
FR | 7 | 22 | 13 | 23768.85 | 20373.3 | 23768.85
FR | 7 | 22 | 14 | 23547.65 | 20183.7 | 23547.65
FR | 7 | 22 | 15 | 23243.85 | 19923.3 | 23243.85
FR | 7 | 22 | 16 | 23068.15 | 19772.7 | 23068.15
FR | 7 | 22 | 17 | 22975.05 | 19692.9 | 22975.05
FR | 7 | 22 | 18 | 23071.65 | 19775.7 | 23071.65
FR | 7 | 22 | 19 | 22959.3 | 19679.4 | 22959.3
FR | 7 | 22 | 20 | 22596.7 | 19368.6 | 22596.7
FR | 7 | 22 | 21 | 21249.9 | 18214.2 | 21249.9
FR | 7 | 22 | 22 | 20779.5 | 17811 | 20779.5
FR | 7 | 22 | 23 | 20455.05 | 17532.9 | 20455.05
FR | 7 | 22 | 24 | 19237.4 | 16489.2 | 19237.4
FR | 7 | 23 | 1 | 18337.2 | 15717.6 | 18337.2
FR | 7 | 23 | 2 | 17905.65 | 15347.7 | 17905.65
FR | 7 | 23 | 3 | 17842.3 | 15293.4 | 17842.3
FR | 7 | 23 | 4 | 17799.25 | 15256.5 | 17799.25
FR | 7 | 23 | 5 | 18201.4 | 15601.2 | 18201.4
FR | 7 | 23 | 6 | 20106.1 | 17233.8 | 20106.1
FR | 7 | 23 | 7 | 21441.7 | 18378.6 | 21441.7
FR | 7 | 23 | 8 | 22732.85 | 19485.3 | 22732.85
FR | 7 | 23 | 9 | 23081.8 | 19784.4 | 23081.8
FR | 7 | 23 | 10 | 23500.4 | 20143.2 | 23500.4
FR | 7 | 23 | 11 | 23611.7 | 20238.6 | 23611.7
FR | 7 | 23 | 12 | 23655.8 | 20276.4 | 23655.8
FR | 7 | 23 | 13 | 23626.75 | 20251.5 | 23626.75
FR | 7 | 23 | 14 | 23444.05 | 20094.9 | 23444.05
FR | 7 | 23 | 15 | 23168.95 | 19859.1 | 23168.95
FR | 7 | 23 | 16 | 23060.8 | 19766.4 | 23060.8
FR | 7 | 23 | 17 | 23105.25 | 19804.5 | 23105.25
FR | 7 | 23 | 18 | 22921.85 | 19647.3 | 22921.85
FR | 7 | 23 | 19 | 22569.05 | 19344.9 | 22569.05
FR | 7 | 23 | 20 | 22192.45 | 19022.1 | 22192.45
FR | 7 | 23 | 21 | 21206.15 | 18176.7 | 21206.15
FR | 7 | 23 | 22 | 20690.25 | 17734.5 | 20690.25
FR | 7 | 23 | 23 | 19992.35 | 17136.3 | 19992.35
FR | 7 | 23 | 24 | 18890.9 | 16192.2 | 18890.9
FR | 7 | 24 | 1 | 18046.35 | 15468.3 | 18046.35
FR | 7 | 24 | 2 | 17794.35 | 15252.3 | 17794.35
FR | 7 | 24 | 3 | 17545.5 | 15039 | 17545.5
FR | 7 | 24 | 4 | 17164.35 | 14712.3 | 17164.35
FR | 7 | 24 | 5 | 17755.5 | 15219 | 17755.5
FR | 7 | 24 | 6 | 19792.5 | 16965 | 19792.5
FR | 7 | 24 | 7 | 21283.15 | 18242.7 | 21283.15
FR | 7 | 24 | 8 | 22311.45 | 19124.1 | 22311.45
FR | 7 | 24 | 9 | 22753.5 | 19503 | 22753.5
FR | 7 | 24 | 10 | 22909.25 | 19636.5 | 22909.25
FR | 7 | 24 | 11 | 23115.05 | 19812.9 | 23115.05
FR | 7 | 24 | 12 | 23135.7 | 19830.6 | 23135.7
FR | 7 | 24 | 13 | 23398.9 | 20056.2 | 23398.9
FR | 7 | 24 | 14 | 23299.85 | 19971.3 | 23299.85
FR | 7 | 24 | 15 | 23205 | 19890 | 23205
FR | 7 | 24 | 16 | 23153.9 | 19846.2 | 23153.9
FR | 7 | 24 | 17 | 23105.25 | 19804.5 | 23105.25
FR | 7 | 24 | 18 | 22988.35 | 19704.3 | 22988.35
FR | 7 | 24 | 19 | 22832.6 | 19570.8 | 22832.6
FR | 7 | 24 | 20 | 22266.65 | 19085.7 | 22266.65
FR | 7 | 24 | 21 | 21254.45 | 18218.1 | 21254.45
FR | 7 | 24 | 22 | 20636 | 17688 | 20636
FR | 7 | 24 | 23 | 20027.35 | 17166.3 | 20027.35
FR | 7 | 24 | 24 | 18903.15 | 16202.7 | 18903.15
FR | 7 | 25 | 1 | 18046.35 | 15468.3 | 18046.35
FR | 7 | 25 | 2 | 17868.55 | 15315.9 | 17868.55
FR | 7 | 25 | 3 | 17742.9 | 15208.2 | 17742.9
FR | 7 | 25 | 4 | 17577.7 | 15066.6 | 17577.7
FR | 7 | 25 | 5 | 17839.5 | 15291 | 17839.5
FR | 7 | 25 | 6 | 20078.45 | 17210.1 | 20078.45
FR | 7 | 25 | 7 | 21371 | 18318 | 21371
FR | 7 | 25 | 8 | 22529.15 | 19310.7 | 22529.15
FR | 7 | 25 | 9 | 23026.15 | 19736.7 | 23026.15
FR | 7 | 25 | 10 | 23241.4 | 19921.2 | 23241.4
FR | 7 | 25 | 11 | 23500.4 | 20143.2 | 23500.4
FR | 7 | 25 | 12 | 23582.3 | 20213.4 | 23582.3
FR | 7 | 25 | 13 | 23577.4 | 20209.2 | 23577.4
FR | 7 | 25 | 14 | 23465.75 | 20113.5 | 23465.75
FR | 7 | 25 | 15 | 23161.95 | 19853.1 | 23161.95
FR | 7 | 25 | 16 | 23110.85 | 19809.3 | 23110.85
FR | 7 | 25 | 17 | 23062.2 | 19767.6 | 23062.2
FR | 7 | 25 | 18 | 23011.8 | 19724.4 | 23011.8
FR | 7 | 25 | 19 | 22943.9 | 19666.2 | 22943.9
FR | 7 | 25 | 20 | 22530.2 | 19311.6 | 22530.2
FR | 7 | 25 | 21 | 21375.55 | 18321.9 | 21375.55
FR | 7 | 25 | 22 | 20837.95 | 17861.1 | 20837.95
FR | 7 | 25 | 23 | 20240.85 | 17349.3 | 20240.85
FR | 7 | 25 | 24 | 19237.4 | 16489.2 | 19237.4
FR | 7 | 26 | 1 | 18603.9 | 15946.2 | 18603.9
FR | 7 | 26 | 2 | 18256.35 | 15648.3 | 18256.35
FR | 7 | 26 | 3 | 18140.85 | 15549.3 | 18140.85
FR | 7 | 26 | 4 | 18159.05 | 15564.9 | 18159.05
FR | 7 | 26 | 5 | 18466.35 | 15828.3 | 18466.35
FR | 7 | 26 | 6 | 20166.65 | 17285.7 | 20166.65
FR | 7 | 26 | 7 | 21416.5 | 18357 | 21416.5
FR | 7 | 26 | 8 | 22437.8 | 19232.4 | 22437.8
FR | 7 | 26 | 9 | 22842.4 | 19579.2 | 22842.4
FR | 7 | 26 | 10 | 23073.05 | 19776.9 | 23073.05
FR | 7 | 26 | 11 | 23170.35 | 19860.3 | 23170.35
FR | 7 | 26 | 12 | 23398.9 | 20056.2 | 23398.9
FR | 7 | 26 | 13 | 23582.3 | 20213.4 | 23582.3
FR | 7 | 26 | 14 | 23356.2 | 20019.6 | 23356.2
FR | 7 | 26 | 15 | 23161.95 | 19853.1 | 23161.95
FR | 7 | 26 | 16 | 23110.85 | 19809.3 | 23110.85
FR | 7 | 26 | 17 | 23062.2 | 19767.6 | 23062.2
FR | 7 | 26 | 18 | 23011.8 | 19724.4 | 23011.8
FR | 7 | 26 | 19 | 22943.9 | 19666.2 | 22943.9
FR | 7 | 26 | 20 | 22530.2 | 19311.6 | 22530.2
FR | 7 | 26 | 21 | 21375.55 | 18321.9 | 21375.55
FR | 7 | 26 | 22 | 20779.5 | 17811 | 20779.5
FR | 7 | 26 | 23 | 19517.05 | 16728.9 | 19517.05
FR | 7 | 26 | 24 | 18288.9 | 15676.2 | 18288.9
FR | 7 | 27 | 1 | 17356.15 | 14876.7 | 17356.15
FR | 7 | 27 | 2 | 16908.15 | 14492.7 | 16908.15
FR | 7 | 27 | 3 | 16716.7 | 14328.6 | 16716.7
FR | 7 | 27 | 4 | 16639 | 14262 | 16639
FR | 7 | 27 | 5 | 16220.4 | 13903.2 | 16220.4
FR | 7 | 27 | 6 | 16276.4 | 13951.2 | 16276.4
FR | 7 | 27 | 7 | 16669.45 | 14288.1 | 16669.45
FR | 7 | 27 | 8 | 17529.75 | 15025.5 | 17529.75
FR | 7 | 27 | 9 | 18717.3 | 16043.4 | 18717.3
FR | 7 | 27 | 10 | 19079.9 | 16354.2 | 19079.9
FR | 7 | 27 | 11 | 19361.3 | 16595.4 | 19361.3
FR | 7 | 27 | 12 | 19377.4 | 16609.2 | 19377.4
FR | 7 | 27 | 13 | 19301.1 | 16543.8 | 19301.1
FR | 7 | 27 | 14 | 19336.8 | 16574.4 | 19336.8
FR | 7 | 27 | 15 | 19169.85 | 16431.3 | 19169.85
FR | 7 | 27 | 16 | 19248.25 | 16498.5 | 19248.25
FR | 7 | 27 | 17 | 19140.8 | 16406.4 | 19140.8
FR | 7 | 27 | 18 | 19090.05 | 16362.9 | 19090.05
FR | 7 | 27 | 19 | 19048.75 | 16327.5 | 19048.75
FR | 7 | 27 | 20 | 18997.65 | 16283.7 | 18997.65
FR | 7 | 27 | 21 | 18672.85 | 16005.3 | 18672.85
FR | 7 | 27 | 22 | 18660.95 | 15995.1 | 18660.95
FR | 7 | 27 | 23 | 19517.05 | 16728.9 | 19517.05
FR | 7 | 27 | 24 | 18352.95 | 15731.1 | 18352.95
FR | 7 | 28 | 1 | 17193.05 | 14736.9 | 17193.05
FR | 7 | 28 | 2 | 16513.35 | 14154.3 | 16513.35
FR | 7 | 28 | 3 | 16462.25 | 14110.5 | 16462.25
FR | 7 | 28 | 4 | 16380.7 | 14040.6 | 16380.7
FR | 7 | 28 | 5 | 16145.85 | 13839.3 | 16145.85
FR | 7 | 28 | 6 | 16180.5 | 13869 | 16180.5
FR | 7 | 28 | 7 | 16645.3 | 14267.4 | 16645.3
FR | 7 | 28 | 8 | 17529.05 | 15024.9 | 17529.05
FR | 7 | 28 | 9 | 18746.35 | 16068.3 | 18746.35
FR | 7 | 28 | 10 | 19074.65 | 16349.7 | 19074.65
FR | 7 | 28 | 11 | 19085.5 | 16359 | 19085.5
FR | 7 | 28 | 12 | 19044.9 | 16324.2 | 19044.9
FR | 7 | 28 | 13 | 19005 | 16290 | 19005
FR | 7 | 28 | 14 | 18862.9 | 16168.2 | 18862.9
FR | 7 | 28 | 15 | 18767 | 16086 | 18767
FR | 7 | 28 | 16 | 18767 | 16086 | 18767
FR | 7 | 28 | 17 | 18737.6 | 16060.8 | 18737.6
FR | 7 | 28 | 18 | 18759.65 | 16079.7 | 18759.65
FR | 7 | 28 | 19 | 18765.6 | 16084.8 | 18765.6
FR | 7 | 28 | 20 | 18793.6 | 16108.8 | 18793.6
FR | 7 | 28 | 21 | 18768.75 | 16087.5 | 18768.75
FR | 7 | 28 | 22 | 18246.2 | 15639.6 | 18246.2
FR | 7 | 28 | 23 | 19508.65 | 16721.7 | 19508.65
FR | 7 | 28 | 24 | 18436.95 | 15803.1 | 18436.95
FR | 7 | 29 | 1 | 17725.75 | 15193.5 | 17725.75
FR | 7 | 29 | 2 | 17108.35 | 14664.3 | 17108.35
FR | 7 | 29 | 3 | 16509.5 | 14151 | 16509.5
FR | 7 | 29 | 4 | 16493.4 | 14137.2 | 16493.4
FR | 7 | 29 | 5 | 17294.9 | 14824.2 | 17294.9
FR | 7 | 29 | 6 | 19301.8 | 16544.4 | 19301.8
FR | 7 | 29 | 7 | 21003.85 | 18003.3 | 21003.85
FR | 7 | 29 | 8 | 22153.6 | 18988.8 | 22153.6
FR | 7 | 29 | 9 | 22713.6 | 19468.8 | 22713.6
FR | 7 | 29 | 10 | 22850.45 | 19586.1 | 22850.45
FR | 7 | 29 | 11 | 22842.05 | 19578.9 | 22842.05
FR | 7 | 29 | 12 | 22861.3 | 19595.4 | 22861.3
FR | 7 | 29 | 13 | 22874.25 | 19606.5 | 22874.25
FR | 7 | 29 | 14 | 22779.05 | 19524.9 | 22779.05
FR | 7 | 29 | 15 | 22671.95 | 19433.1 | 22671.95
FR | 7 | 29 | 16 | 22610 | 19380 | 22610
FR | 7 | 29 | 17 | 22547.7 | 19326.6 | 22547.7
FR | 7 | 29 | 18 | 22498.35 | 19284.3 | 22498.35
FR | 7 | 29 | 19 | 22354.85 | 19161.3 | 22354.85
FR | 7 | 29 | 20 | 22036.35 | 18888.3 | 22036.35
FR | 7 | 29 | 21 | 21149.45 | 18128.1 | 21149.45
FR | 7 | 29 | 22 | 20324.85 | 17421.3 | 20324.85
FR | 7 | 29 | 23 | 19171.95 | 16433.1 | 19171.95
FR | 7 | 29 | 24 | 17442.95 | 14951.1 | 17442.95
FR | 7 | 30 | 1 | 16562.35 | 14196.3 | 16562.35
FR | 7 | 30 | 2 | 16338 | 14004 | 16338
FR | 7 | 30 | 3 | 16248.4 | 13927.2 | 16248.4
FR | 7 | 30 | 4 | 16332.4 | 13999.2 | 16332.4
FR | 7 | 30 | 5 | 17235.4 | 14773.2 | 17235.4
FR | 7 | 30 | 6 | 19301.8 | 16544.4 | 19301.8
FR | 7 | 30 | 7 | 20998.95 | 17999.1 | 20998.95
FR | 7 | 30 | 8 | 22245.3 | 19067.4 | 22245.3
FR | 7 | 30 | 9 | 22713.6 | 19468.8 | 22713.6
FR | 7 | 30 | 10 | 22850.45 | 19586.1 | 22850.45
FR | 7 | 30 | 11 | 22842.05 | 19578.9 | 22842.05
FR | 7 | 30 | 12 | 22807.05 | 19548.9 | 22807.05
FR | 7 | 30 | 13 | 22807.05 | 19548.9 | 22807.05
FR | 7 | 30 | 14 | 22682.8 | 19442.4 | 22682.8
FR | 7 | 30 | 15 | 22543.85 | 19323.3 | 22543.85
FR | 7 | 30 | 16 | 22547 | 19326 | 22547
FR | 7 | 30 | 17 | 22498.35 | 19284.3 | 22498.35
FR | 7 | 30 | 18 | 22470.35 | 19260.3 | 22470.35
FR | 7 | 30 | 19 | 22409.1 | 19207.8 | 22409.1
FR | 7 | 30 | 20 | 22052.45 | 18902.1 | 22052.45
FR | 7 | 30 | 21 | 21179.9 | 18154.2 | 21179.9
FR | 7 | 30 | 22 | 20658.05 | 17706.9 | 20658.05
FR | 7 | 30 | 23 | 19804.4 | 16975.2 | 19804.4
FR | 7 | 30 | 24 | 18495.75 | 15853.5 | 18495.75
FR | 7 | 31 | 1 | 17285.45 | 14816.1 | 17285.45
FR | 7 | 31 | 2 | 17024.35 | 14592.3 | 17024.35
FR | 7 | 31 | 3 | 16509.5 | 14151 | 16509.5
FR | 7 | 31 | 4 | 16493.4 | 14137.2 | 16493.4
FR | 7 | 31 | 5 | 17366.3 | 14885.4 | 17366.3
FR | 7 | 31 | 6 | 19432.7 | 16656.6 | 19432.7
FR | 7 | 31 | 7 | 21155.05 | 18132.9 | 21155.05
FR | 7 | 31 | 8 | 22263.15 | 19082.7 | 22263.15
FR | 7 | 31 | 9 | 22773.8 | 19520.4 | 22773.8
FR | 7 | 31 | 10 | 22842.05 | 19578.9 | 22842.05
FR | 7 | 31 | 11 | 22909.25 | 19636.5 | 22909.25
FR | 7 | 31 | 12 | 22914.15 | 19640.7 | 22914.15
FR | 7 | 31 | 13 | 23080.05 | 19782.9 | 23080.05
FR | 7 | 31 | 14 | 22970.15 | 19688.7 | 22970.15
FR | 7 | 31 | 15 | 22829.45 | 19568.1 | 22829.45
FR | 7 | 31 | 16 | 22970.5 | 19689 | 22970.5
FR | 7 | 31 | 17 | 22988.35 | 19704.3 | 22988.35
FR | 7 | 31 | 18 | 22921.85 | 19647.3 | 22921.85
FR | 7 | 31 | 19 | 22640.1 | 19405.8 | 22640.1
FR | 7 | 31 | 20 | 22192.45 | 19022.1 | 22192.45
FR | 7 | 31 | 21 | 21234.15 | 18200.7 | 21234.15
FR | 7 | 31 | 22 | 20636 | 17688 | 20636
FR | 7 | 31 | 23 | 19912.2 | 17067.6 | 19912.2
FR | 7 | 31 | 24 | 18887.05 | 16188.9 | 18887.05
FR | 8 | 1 | 1 | 17943.45 | 15380.1 | 17943.45
FR | 8 | 1 | 2 | 17128.65 | 14681.7 | 17128.65
FR | 8 | 1 | 3 | 16929.15 | 14510.7 | 16929.15
FR | 8 | 1 | 4 | 16599.45 | 14228.1 | 16599.45
FR | 8 | 1 | 5 | 17362.8 | 14882.4 | 17362.8
FR | 8 | 1 | 6 | 19515.3 | 16727.4 | 19515.3
FR | 8 | 1 | 7 | 21396.2 | 18339.6 | 21396.2
FR | 8 | 1 | 8 | 22608.6 | 19378.8 | 22608.6
FR | 8 | 1 | 9 | 23147.25 | 19840.5 | 23147.25
FR | 8 | 1 | 10 | 23633.05 | 20256.9 | 23633.05
FR | 8 | 1 | 11 | 23775.85 | 20379.3 | 23775.85
FR | 8 | 1 | 12 | 23782.15 | 20384.7 | 23782.15
FR | 8 | 1 | 13 | 23982.35 | 20556.3 | 23982.35
FR | 8 | 1 | 14 | 23824.85 | 20421.3 | 23824.85
FR | 8 | 1 | 15 | 23521.05 | 20160.9 | 23521.05
FR | 8 | 1 | 16 | 23345.35 | 20010.3 | 23345.35
FR | 8 | 1 | 17 | 23251.9 | 19930.2 | 23251.9
FR | 8 | 1 | 18 | 23251.9 | 19930.2 | 23251.9
FR | 8 | 1 | 19 | 23151.1 | 19843.8 | 23151.1
FR | 8 | 1 | 20 | 22840.65 | 19577.7 | 22840.65
FR | 8 | 1 | 21 | 21806.05 | 18690.9 | 21806.05
FR | 8 | 1 | 22 | 21255.5 | 18219 | 21255.5
FR | 8 | 1 | 23 | 20988.45 | 17990.1 | 20988.45
FR | 8 | 1 | 24 | 20020 | 17160 | 20020
FR | 8 | 2 | 1 | 18831.05 | 16140.9 | 18831.05
FR | 8 | 2 | 2 | 18386.2 | 15759.6 | 18386.2
FR | 8 | 2 | 3 | 18098.85 | 15513.3 | 18098.85
FR | 8 | 2 | 4 | 17910.9 | 15352.2 | 17910.9
FR | 8 | 2 | 5 | 18320.4 | 15703.2 | 18320.4
FR | 8 | 2 | 6 | 20166.65 | 17285.7 | 20166.65
FR | 8 | 2 | 7 | 21545.65 | 18467.7 | 21545.65
FR | 8 | 2 | 8 | 22874.95 | 19607.1 | 22874.95
FR | 8 | 2 | 9 | 23368.8 | 20030.4 | 23368.8
FR | 8 | 2 | 10 | 23816.45 | 20414.1 | 23816.45
FR | 8 | 2 | 11 | 23823.8 | 20420.4 | 23823.8
FR | 8 | 2 | 12 | 23926.7 | 20508.6 | 23926.7
FR | 8 | 2 | 13 | 23982.35 | 20556.3 | 23982.35
FR | 8 | 2 | 14 | 23861.95 | 20453.1 | 23861.95
FR | 8 | 2 | 15 | 23521.05 | 20160.9 | 23521.05
FR | 8 | 2 | 16 | 23345.35 | 20010.3 | 23345.35
FR | 8 | 2 | 17 | 23240.35 | 19920.3 | 23240.35
FR | 8 | 2 | 18 | 23261.35 | 19938.3 | 23261.35
FR | 8 | 2 | 19 | 23215.15 | 19898.7 | 23215.15
FR | 8 | 2 | 20 | 22465.8 | 19256.4 | 22465.8
FR | 8 | 2 | 21 | 21443.1 | 18379.8 | 21443.1
FR | 8 | 2 | 22 | 20846 | 17868 | 20846
FR | 8 | 2 | 23 | 19443.9 | 16666.2 | 19443.9
FR | 8 | 2 | 24 | 18204.55 | 15603.9 | 18204.55
FR | 8 | 3 | 1 | 17221.75 | 14761.5 | 17221.75
FR | 8 | 3 | 2 | 16517.55 | 14157.9 | 16517.55
FR | 8 | 3 | 3 | 16466.45 | 14114.1 | 16466.45
FR | 8 | 3 | 4 | 16401.7 | 14058.6 | 16401.7
FR | 8 | 3 | 5 | 16107.35 | 13806.3 | 16107.35
FR | 8 | 3 | 6 | 15951.6 | 13672.8 | 15951.6
FR | 8 | 3 | 7 | 16665.95 | 14285.1 | 16665.95
FR | 8 | 3 | 8 | 17521.35 | 15018.3 | 17521.35
FR | 8 | 3 | 9 | 18734.8 | 16058.4 | 18734.8
FR | 8 | 3 | 10 | 19075.35 | 16350.3 | 19075.35
FR | 8 | 3 | 11 | 19080.6 | 16354.8 | 19080.6
FR | 8 | 3 | 12 | 19065.55 | 16341.9 | 19065.55
FR | 8 | 3 | 13 | 19362.35 | 16596.3 | 19362.35
FR | 8 | 3 | 14 | 19219.9 | 16474.2 | 19219.9
FR | 8 | 3 | 15 | 19124.35 | 16392.3 | 19124.35
FR | 8 | 3 | 16 | 19124.35 | 16392.3 | 19124.35
FR | 8 | 3 | 17 | 19084.1 | 16357.8 | 19084.1
FR | 8 | 3 | 18 | 19084.1 | 16357.8 | 19084.1
FR | 8 | 3 | 19 | 18736.9 | 16060.2 | 18736.9
FR | 8 | 3 | 20 | 18773.65 | 16091.7 | 18773.65
FR | 8 | 3 | 21 | 18769.45 | 16088.1 | 18769.45
FR | 8 | 3 | 22 | 18364.15 | 15740.7 | 18364.15
FR | 8 | 3 | 23 | 18734.8 | 16058.4 | 18734.8
FR | 8 | 3 | 24 | 17008.6 | 14578.8 | 17008.6
FR | 8 | 4 | 1 | 15674.4 | 13435.2 | 15674.4
FR | 8 | 4 | 2 | 15279.6 | 13096.8 | 15279.6
FR | 8 | 4 | 3 | 15190 | 13020 | 15190
FR | 8 | 4 | 4 | 15217.3 | 13043.4 | 15217.3
FR | 8 | 4 | 5 | 15215.55 | 13041.9 | 15215.55
FR | 8 | 4 | 6 | 15557.5 | 13335 | 15557.5
FR | 8 | 4 | 7 | 16407.3 | 14063.4 | 16407.3
FR | 8 | 4 | 8 | 17497.9 | 14998.2 | 17497.9
FR | 8 | 4 | 9 | 18734.8 | 16058.4 | 18734.8
FR | 8 | 4 | 10 | 19088.65 | 16361.7 | 19088.65
FR | 8 | 4 | 11 | 19100.55 | 16371.9 | 19100.55
FR | 8 | 4 | 12 | 19381.95 | 16613.1 | 19381.95
FR | 8 | 4 | 13 | 19362.35 | 16596.3 | 19362.35
FR | 8 | 4 | 14 | 19219.9 | 16474.2 | 19219.9
FR | 8 | 4 | 15 | 19124.35 | 16392.3 | 19124.35
FR | 8 | 4 | 16 | 19175.1 | 16435.8 | 19175.1
FR | 8 | 4 | 17 | 19134.85 | 16401.3 | 19134.85
FR | 8 | 4 | 18 | 19084.1 | 16357.8 | 19084.1
FR | 8 | 4 | 19 | 19093.2 | 16365.6 | 19093.2
FR | 8 | 4 | 20 | 18747.75 | 16069.5 | 18747.75
FR | 8 | 4 | 21 | 18731.3 | 16055.4 | 18731.3
FR | 8 | 4 | 22 | 18550.35 | 15900.3 | 18550.35
FR | 8 | 4 | 23 | 19800.55 | 16971.9 | 19800.55
FR | 8 | 4 | 24 | 18432.75 | 15799.5 | 18432.75
FR | 8 | 5 | 1 | 16694.65 | 14309.7 | 16694.65
FR | 8 | 5 | 2 | 16409.75 | 14065.5 | 16409.75
FR | 8 | 5 | 3 | 16320.5 | 13989 | 16320.5
FR | 8 | 5 | 4 | 16438.45 | 14090.1 | 16438.45
FR | 8 | 5 | 5 | 17284.4 | 14815.2 | 17284.4
FR | 8 | 5 | 6 | 19365.5 | 16599 | 19365.5
FR | 8 | 5 | 7 | 21192.15 | 18164.7 | 21192.15
FR | 8 | 5 | 8 | 22493.45 | 19280.1 | 22493.45
FR | 8 | 5 | 9 | 22981.35 | 19698.3 | 22981.35
FR | 8 | 5 | 10 | 23369.5 | 20031 | 23369.5
FR | 8 | 5 | 11 | 23699.55 | 20313.9 | 23699.55
FR | 8 | 5 | 12 | 23740.85 | 20349.3 | 23740.85
FR | 8 | 5 | 13 | 23752.05 | 20358.9 | 23752.05
FR | 8 | 5 | 14 | 23664.9 | 20284.2 | 23664.9
FR | 8 | 5 | 15 | 23361.1 | 20023.8 | 23361.1
FR | 8 | 5 | 16 | 23310 | 19980 | 23310
FR | 8 | 5 | 17 | 23193.1 | 19879.8 | 23193.1
FR | 8 | 5 | 18 | 23232.3 | 19913.4 | 23232.3
FR | 8 | 5 | 19 | 23098.25 | 19798.5 | 23098.25
FR | 8 | 5 | 20 | 22465.8 | 19256.4 | 22465.8
FR | 8 | 5 | 21 | 21424.55 | 18363.9 | 21424.55
FR | 8 | 5 | 22 | 20775.65 | 17807.7 | 20775.65
FR | 8 | 5 | 23 | 20047.65 | 17183.7 | 20047.65
FR | 8 | 5 | 24 | 18862.2 | 16167.6 | 18862.2
FR | 8 | 6 | 1 | 17781.05 | 15240.9 | 17781.05
FR | 8 | 6 | 2 | 17104.15 | 14660.7 | 17104.15
FR | 8 | 6 | 3 | 16834.3 | 14429.4 | 16834.3
FR | 8 | 6 | 4 | 16659.65 | 14279.7 | 16659.65
FR | 8 | 6 | 5 | 17434.55 | 14943.9 | 17434.55
FR | 8 | 6 | 6 | 19443.9 | 16666.2 | 19443.9
FR | 8 | 6 | 7 | 21192.15 | 18164.7 | 21192.15
FR | 8 | 6 | 8 | 22366.75 | 19171.5 | 22366.75
FR | 8 | 6 | 9 | 22915.2 | 19641.6 | 22915.2
FR | 8 | 6 | 10 | 22966.65 | 19685.7 | 22966.65
FR | 8 | 6 | 11 | 23004.1 | 19717.8 | 23004.1
FR | 8 | 6 | 12 | 23018.45 | 19730.1 | 23018.45
FR | 8 | 6 | 13 | 23165.45 | 19856.1 | 23165.45
FR | 8 | 6 | 14 | 23110.15 | 19808.7 | 23110.15
FR | 8 | 6 | 15 | 22957.55 | 19677.9 | 22957.55
FR | 8 | 6 | 16 | 22906.45 | 19634.1 | 22906.45
FR | 8 | 6 | 17 | 22857.45 | 19592.1 | 22857.45
FR | 8 | 6 | 18 | 22676.5 | 19437 | 22676.5
FR | 8 | 6 | 19 | 22513.4 | 19297.2 | 22513.4
FR | 8 | 6 | 20 | 22177.4 | 19009.2 | 22177.4
FR | 8 | 6 | 21 | 21322.7 | 18276.6 | 21322.7
FR | 8 | 6 | 22 | 20426 | 17508 | 20426
FR | 8 | 6 | 23 | 19480.65 | 16697.7 | 19480.65
FR | 8 | 6 | 24 | 17949.75 | 15385.5 | 17949.75
FR | 8 | 7 | 1 | 17173.1 | 14719.8 | 17173.1
FR | 8 | 7 | 2 | 16834.3 | 14429.4 | 16834.3
FR | 8 | 7 | 3 | 16541.7 | 14178.6 | 16541.7
FR | 8 | 7 | 4 | 16659.65 | 14279.7 | 16659.65
FR | 8 | 7 | 5 | 17434.55 | 14943.9 | 17434.55
FR | 8 | 7 | 6 | 19515.3 | 16727.4 | 19515.3
FR | 8 | 7 | 7 | 21081.55 | 18069.9 | 21081.55
FR | 8 | 7 | 8 | 22219.05 | 19044.9 | 22219.05
FR | 8 | 7 | 9 | 22841 | 19578 | 22841
FR | 8 | 7 | 10 | 22913.1 | 19639.8 | 22913.1
FR | 8 | 7 | 11 | 22913.1 | 19639.8 | 22913.1
FR | 8 | 7 | 12 | 22878.1 | 19609.8 | 22878.1
FR | 8 | 7 | 13 | 22878.1 | 19609.8 | 22878.1
FR | 8 | 7 | 14 | 22717.1 | 19471.8 | 22717.1
FR | 8 | 7 | 15 | 22578.15 | 19352.7 | 22578.15
FR | 8 | 7 | 16 | 22527.4 | 19309.2 | 22527.4
FR | 8 | 7 | 17 | 22478.4 | 19267.2 | 22478.4
FR | 8 | 7 | 18 | 22478.4 | 19267.2 | 22478.4
FR | 8 | 7 | 19 | 22389.15 | 19190.7 | 22389.15
FR | 8 | 7 | 20 | 22086.75 | 18931.5 | 22086.75
FR | 8 | 7 | 21 | 21260.4 | 18223.2 | 21260.4
FR | 8 | 7 | 22 | 20364.75 | 17455.5 | 20364.75
FR | 8 | 7 | 23 | 18471.95 | 15833.1 | 18471.95
FR | 8 | 7 | 24 | 17253.95 | 14789.1 | 17253.95
FR | 8 | 8 | 1 | 16473.45 | 14120.1 | 16473.45
FR | 8 | 8 | 2 | 16272.55 | 13947.9 | 16272.55
FR | 8 | 8 | 3 | 16272.55 | 13947.9 | 16272.55
FR | 8 | 8 | 4 | 16390.85 | 14049.3 | 16390.85
FR | 8 | 8 | 5 | 17284.4 | 14815.2 | 17284.4
FR | 8 | 8 | 6 | 19365.5 | 16599 | 19365.5
FR | 8 | 8 | 7 | 20950.65 | 17957.7 | 20950.65
FR | 8 | 8 | 8 | 22161.3 | 18995.4 | 22161.3
FR | 8 | 8 | 9 | 22841 | 19578 | 22841
FR | 8 | 8 | 10 | 22913.1 | 19639.8 | 22913.1
FR | 8 | 8 | 11 | 22926.75 | 19651.5 | 22926.75
FR | 8 | 8 | 12 | 22940.4 | 19663.2 | 22940.4
FR | 8 | 8 | 13 | 22952.3 | 19673.4 | 22952.3
FR | 8 | 8 | 14 | 22807.75 | 19549.5 | 22807.75
FR | 8 | 8 | 15 | 22668.8 | 19430.4 | 22668.8
FR | 8 | 8 | 16 | 22618.05 | 19386.9 | 22618.05
FR | 8 | 8 | 17 | 22569.05 | 19344.9 | 22569.05
FR | 8 | 8 | 18 | 22569.05 | 19344.9 | 22569.05
FR | 8 | 8 | 19 | 22463.35 | 19254.3 | 22463.35
FR | 8 | 8 | 20 | 22123.85 | 18963.3 | 22123.85
FR | 8 | 8 | 21 | 21260.4 | 18223.2 | 21260.4
FR | 8 | 8 | 22 | 20364.75 | 17455.5 | 20364.75
FR | 8 | 8 | 23 | 18471.95 | 15833.1 | 18471.95
FR | 8 | 8 | 24 | 17206.35 | 14748.3 | 17206.35
FR | 8 | 9 | 1 | 16425.5 | 14079 | 16425.5
FR | 8 | 9 | 2 | 16272.55 | 13947.9 | 16272.55
FR | 8 | 9 | 3 | 16272.55 | 13947.9 | 16272.55
FR | 8 | 9 | 4 | 16390.85 | 14049.3 | 16390.85
FR | 8 | 9 | 5 | 17284.4 | 14815.2 | 17284.4
FR | 8 | 9 | 6 | 19365.5 | 16599 | 19365.5
FR | 8 | 9 | 7 | 20931.4 | 17941.2 | 20931.4
FR | 8 | 9 | 8 | 22161.3 | 18995.4 | 22161.3
FR | 8 | 9 | 9 | 22841 | 19578 | 22841
FR | 8 | 9 | 10 | 22975.05 | 19692.9 | 22975.05
FR | 8 | 9 | 11 | 22966.65 | 19685.7 | 22966.65
FR | 8 | 9 | 12 | 22937.6 | 19660.8 | 22937.6
FR | 8 | 9 | 13 | 22978.55 | 19695.9 | 22978.55
FR | 8 | 9 | 14 | 22883.7 | 19614.6 | 22883.7
FR | 8 | 9 | 15 | 22752.1 | 19501.8 | 22752.1
FR | 8 | 9 | 16 | 22701 | 19458 | 22701
FR | 8 | 9 | 17 | 22652 | 19416 | 22652
FR | 8 | 9 | 18 | 22625.75 | 19393.5 | 22625.75
FR | 8 | 9 | 19 | 22485.4 | 19273.2 | 22485.4
FR | 8 | 9 | 20 | 22148.7 | 18984.6 | 22148.7
FR | 8 | 9 | 21 | 21260.4 | 18223.2 | 21260.4
FR | 8 | 9 | 22 | 20364.75 | 17455.5 | 20364.75
FR | 8 | 9 | 23 | 17771.95 | 15233.1 | 17771.95
FR | 8 | 9 | 24 | 16450.7 | 14100.6 | 16450.7
FR | 8 | 10 | 1 | 15537.2 | 13317.6 | 15537.2
FR | 8 | 10 | 2 | 15142.4 | 12979.2 | 15142.4
FR | 8 | 10 | 3 | 15142.4 | 12979.2 | 15142.4
FR | 8 | 10 | 4 | 15169.7 | 13002.6 | 15169.7
FR | 8 | 10 | 5 | 15196.3 | 13025.4 | 15196.3
FR | 8 | 10 | 6 | 15538.25 | 13318.5 | 15538.25
FR | 8 | 10 | 7 | 16292.15 | 13964.7 | 16292.15
FR | 8 | 10 | 8 | 17435.95 | 14945.1 | 17435.95
FR | 8 | 10 | 9 | 18740.05 | 16062.9 | 18740.05
FR | 8 | 10 | 10 | 19080.95 | 16355.1 | 19080.95
FR | 8 | 10 | 11 | 19104.4 | 16375.2 | 19104.4
FR | 8 | 10 | 12 | 19040.7 | 16320.6 | 19040.7
FR | 8 | 10 | 13 | 18980.85 | 16269.3 | 18980.85
FR | 8 | 10 | 14 | 18897.2 | 16197.6 | 18897.2
FR | 8 | 10 | 15 | 18825.45 | 16136.1 | 18825.45
FR | 8 | 10 | 16 | 18797.45 | 16112.1 | 18797.45
FR | 8 | 10 | 17 | 18771.55 | 16089.9 | 18771.55
FR | 8 | 10 | 18 | 18785.2 | 16101.6 | 18785.2
FR | 8 | 10 | 19 | 18794.65 | 16109.7 | 18794.65
FR | 8 | 10 | 20 | 18763.15 | 16082.7 | 18763.15
FR | 8 | 10 | 21 | 18706.1 | 16033.8 | 18706.1
FR | 8 | 10 | 22 | 18123 | 15534 | 18123
FR | 8 | 10 | 23 | 17635.1 | 15115.8 | 17635.1
FR | 8 | 10 | 24 | 16403.1 | 14059.8 | 16403.1
FR | 8 | 11 | 1 | 15537.2 | 13317.6 | 15537.2
FR | 8 | 11 | 2 | 15142.4 | 12979.2 | 15142.4
FR | 8 | 11 | 3 | 15142.4 | 12979.2 | 15142.4
FR | 8 | 11 | 4 | 15169.7 | 13002.6 | 15169.7
FR | 8 | 11 | 5 | 15196.3 | 13025.4 | 15196.3
FR | 8 | 11 | 6 | 15538.25 | 13318.5 | 15538.25
FR | 8 | 11 | 7 | 16292.15 | 13964.7 | 16292.15
FR | 8 | 11 | 8 | 17395 | 14910 | 17395
FR | 8 | 11 | 9 | 18740.05 | 16062.9 | 18740.05
FR | 8 | 11 | 10 | 19080.95 | 16355.1 | 19080.95
FR | 8 | 11 | 11 | 19075.35 | 16350.3 | 19075.35
FR | 8 | 11 | 12 | 19040.7 | 16320.6 | 19040.7
FR | 8 | 11 | 13 | 18980.85 | 16269.3 | 18980.85
FR | 8 | 11 | 14 | 18896.5 | 16197 | 18896.5
FR | 8 | 11 | 15 | 18778.9 | 16096.2 | 18778.9
FR | 8 | 11 | 16 | 18778.9 | 16096.2 | 18778.9
FR | 8 | 11 | 17 | 18738.3 | 16061.4 | 18738.3
FR | 8 | 11 | 18 | 18761.4 | 16081.2 | 18761.4
FR | 8 | 11 | 19 | 18794.65 | 16109.7 | 18794.65
FR | 8 | 11 | 20 | 18786.6 | 16102.8 | 18786.6
FR | 8 | 11 | 21 | 18706.1 | 16033.8 | 18706.1
FR | 8 | 11 | 22 | 18174.8 | 15578.4 | 18174.8
FR | 8 | 11 | 23 | 18471.95 | 15833.1 | 18471.95
FR | 8 | 11 | 24 | 17253.95 | 14789.1 | 17253.95
FR | 8 | 12 | 1 | 16425.5 | 14079 | 16425.5
FR | 8 | 12 | 2 | 16272.55 | 13947.9 | 16272.55
FR | 8 | 12 | 3 | 16272.55 | 13947.9 | 16272.55
FR | 8 | 12 | 4 | 16390.85 | 14049.3 | 16390.85
FR | 8 | 12 | 5 | 17284.4 | 14815.2 | 17284.4
FR | 8 | 12 | 6 | 19365.5 | 16599 | 19365.5
FR | 8 | 12 | 7 | 20931.4 | 17941.2 | 20931.4
FR | 8 | 12 | 8 | 22232.7 | 19056.6 | 22232.7
FR | 8 | 12 | 9 | 22854.65 | 19589.7 | 22854.65
FR | 8 | 12 | 10 | 22987.3 | 19703.4 | 22987.3
FR | 8 | 12 | 11 | 22966.65 | 19685.7 | 22966.65
FR | 8 | 12 | 12 | 22965.6 | 19684.8 | 22965.6
FR | 8 | 12 | 13 | 22965.6 | 19684.8 | 22965.6
FR | 8 | 12 | 14 | 22883.7 | 19614.6 | 22883.7
FR | 8 | 12 | 15 | 22776.25 | 19522.5 | 22776.25
FR | 8 | 12 | 16 | 22737.4 | 19489.2 | 22737.4
FR | 8 | 12 | 17 | 22665.3 | 19427.4 | 22665.3
FR | 8 | 12 | 18 | 22652 | 19416 | 22652
FR | 8 | 12 | 19 | 22513.4 | 19297.2 | 22513.4
FR | 8 | 12 | 20 | 22148.7 | 18984.6 | 22148.7
FR | 8 | 12 | 21 | 21260.4 | 18223.2 | 21260.4
FR | 8 | 12 | 22 | 20364.75 | 17455.5 | 20364.75
FR | 8 | 12 | 23 | 18561.2 | 15909.6 | 18561.2
FR | 8 | 12 | 24 | 17253.95 | 14789.1 | 17253.95
FR | 8 | 13 | 1 | 16473.45 | 14120.1 | 16473.45
FR | 8 | 13 | 2 | 16272.55 | 13947.9 | 16272.55
FR | 8 | 13 | 3 | 16272.55 | 13947.9 | 16272.55
FR | 8 | 13 | 4 | 16390.85 | 14049.3 | 16390.85
FR | 8 | 13 | 5 | 17284.4 | 14815.2 | 17284.4
FR | 8 | 13 | 6 | 19365.5 | 16599 | 19365.5
FR | 8 | 13 | 7 | 20931.4 | 17941.2 | 20931.4
FR | 8 | 13 | 8 | 22101.8 | 18944.4 | 22101.8
FR | 8 | 13 | 9 | 22841 | 19578 | 22841
FR | 8 | 13 | 10 | 22926.75 | 19651.5 | 22926.75
FR | 8 | 13 | 11 | 22975.05 | 19692.9 | 22975.05
FR | 8 | 13 | 12 | 22952.3 | 19673.4 | 22952.3
FR | 8 | 13 | 13 | 22932 | 19656 | 22932
FR | 8 | 13 | 14 | 22807.75 | 19549.5 | 22807.75
FR | 8 | 13 | 15 | 22668.8 | 19430.4 | 22668.8
FR | 8 | 13 | 16 | 22651.65 | 19415.7 | 22651.65
FR | 8 | 13 | 17 | 22569.05 | 19344.9 | 22569.05
FR | 8 | 13 | 18 | 22569.05 | 19344.9 | 22569.05
FR | 8 | 13 | 19 | 22451.1 | 19243.8 | 22451.1
FR | 8 | 13 | 20 | 22086.75 | 18931.5 | 22086.75
FR | 8 | 13 | 21 | 21260.4 | 18223.2 | 21260.4
FR | 8 | 13 | 22 | 20313.3 | 17411.4 | 20313.3
FR | 8 | 13 | 23 | 18424.35 | 15792.3 | 18424.35
FR | 8 | 13 | 24 | 17206.35 | 14748.3 | 17206.35
FR | 8 | 14 | 1 | 16425.5 | 14079 | 16425.5
FR | 8 | 14 | 2 | 16272.55 | 13947.9 | 16272.55
FR | 8 | 14 | 3 | 16272.55 | 13947.9 | 16272.55
FR | 8 | 14 | 4 | 16390.85 | 14049.3 | 16390.85
FR | 8 | 14 | 5 | 17258.85 | 14793.3 | 17258.85
FR | 8 | 14 | 6 | 19339.95 | 16577.1 | 19339.95
FR | 8 | 14 | 7 | 20931.4 | 17941.2 | 20931.4
FR | 8 | 14 | 8 | 22082.55 | 18927.9 | 22082.55
FR | 8 | 14 | 9 | 22841 | 19578 | 22841
FR | 8 | 14 | 10 | 22926.75 | 19651.5 | 22926.75
FR | 8 | 14 | 11 | 22987.3 | 19703.4 | 22987.3
FR | 8 | 14 | 12 | 22932 | 19656 | 22932
FR | 8 | 14 | 13 | 22965.6 | 19684.8 | 22965.6
FR | 8 | 14 | 14 | 22841.35 | 19578.3 | 22841.35
FR | 8 | 14 | 15 | 22674.4 | 19435.2 | 22674.4
FR | 8 | 14 | 16 | 22630.65 | 19397.7 | 22630.65
FR | 8 | 14 | 17 | 22581.65 | 19355.7 | 22581.65
FR | 8 | 14 | 18 | 22589 | 19362 | 22589
FR | 8 | 14 | 19 | 22479.8 | 19268.4 | 22479.8
FR | 8 | 14 | 20 | 22100.4 | 18943.2 | 22100.4
FR | 8 | 14 | 21 | 21260.4 | 18223.2 | 21260.4
FR | 8 | 14 | 22 | 20364.75 | 17455.5 | 20364.75
FR | 8 | 14 | 23 | 18424.35 | 15792.3 | 18424.35
FR | 8 | 14 | 24 | 17206.35 | 14748.3 | 17206.35
FR | 8 | 15 | 1 | 16425.5 | 14079 | 16425.5
FR | 8 | 15 | 2 | 16272.55 | 13947.9 | 16272.55
FR | 8 | 15 | 3 | 16272.55 | 13947.9 | 16272.55
FR | 8 | 15 | 4 | 16390.85 | 14049.3 | 16390.85
FR | 8 | 15 | 5 | 17284.4 | 14815.2 | 17284.4
FR | 8 | 15 | 6 | 19365.5 | 16599 | 19365.5
FR | 8 | 15 | 7 | 20931.4 | 17941.2 | 20931.4
FR | 8 | 15 | 8 | 22101.8 | 18944.4 | 22101.8
FR | 8 | 15 | 9 | 22841 | 19578 | 22841
FR | 8 | 15 | 10 | 22987.3 | 19703.4 | 22987.3
FR | 8 | 15 | 11 | 22972.6 | 19690.8 | 22972.6
FR | 8 | 15 | 12 | 22956.15 | 19676.7 | 22956.15
FR | 8 | 15 | 13 | 23122.75 | 19819.5 | 23122.75
FR | 8 | 15 | 14 | 23035.6 | 19744.8 | 23035.6
FR | 8 | 15 | 15 | 22957.55 | 19677.9 | 22957.55
FR | 8 | 15 | 16 | 22906.45 | 19634.1 | 22906.45
FR | 8 | 15 | 17 | 22857.45 | 19592.1 | 22857.45
FR | 8 | 15 | 18 | 22857.45 | 19592.1 | 22857.45
FR | 8 | 15 | 19 | 22599.15 | 19370.7 | 22599.15
FR | 8 | 15 | 20 | 22211 | 19038 | 22211
FR | 8 | 15 | 21 | 21297.85 | 18255.3 | 21297.85
FR | 8 | 15 | 22 | 20364.75 | 17455.5 | 20364.75
FR | 8 | 15 | 23 | 18632.95 | 15971.1 | 18632.95
FR | 8 | 15 | 24 | 17253.95 | 14789.1 | 17253.95
FR | 8 | 16 | 1 | 16425.5 | 14079 | 16425.5
FR | 8 | 16 | 2 | 16272.55 | 13947.9 | 16272.55
FR | 8 | 16 | 3 | 16272.55 | 13947.9 | 16272.55
FR | 8 | 16 | 4 | 16390.85 | 14049.3 | 16390.85
FR | 8 | 16 | 5 | 17284.4 | 14815.2 | 17284.4
FR | 8 | 16 | 6 | 19365.5 | 16599 | 19365.5
FR | 8 | 16 | 7 | 20931.4 | 17941.2 | 20931.4
FR | 8 | 16 | 8 | 22348.9 | 19156.2 | 22348.9
FR | 8 | 16 | 9 | 22894.9 | 19624.2 | 22894.9
FR | 8 | 16 | 10 | 23157.75 | 19849.5 | 23157.75
FR | 8 | 16 | 11 | 23369.5 | 20031 | 23369.5
FR | 8 | 16 | 12 | 23598.05 | 20226.9 | 23598.05
FR | 8 | 16 | 13 | 23664.55 | 20283.9 | 23664.55
FR | 8 | 16 | 14 | 23499 | 20142 | 23499
FR | 8 | 16 | 15 | 23404.15 | 20060.7 | 23404.15
FR | 8 | 16 | 16 | 23236.15 | 19916.7 | 23236.15
FR | 8 | 16 | 17 | 23121 | 19818 | 23121
FR | 8 | 16 | 18 | 22857.45 | 19592.1 | 22857.45
FR | 8 | 16 | 19 | 22599.15 | 19370.7 | 22599.15
FR | 8 | 16 | 20 | 22211 | 19038 | 22211
FR | 8 | 16 | 21 | 21334.6 | 18286.8 | 21334.6
FR | 8 | 16 | 22 | 20587.35 | 17646.3 | 20587.35
FR | 8 | 16 | 23 | 18586.4 | 15931.2 | 18586.4
FR | 8 | 16 | 24 | 17008.6 | 14578.8 | 17008.6
FR | 8 | 17 | 1 | 15963.85 | 13683.3 | 15963.85
FR | 8 | 17 | 2 | 15279.6 | 13096.8 | 15279.6
FR | 8 | 17 | 3 | 15279.6 | 13096.8 | 15279.6
FR | 8 | 17 | 4 | 15217.3 | 13043.4 | 15217.3
FR | 8 | 17 | 5 | 15215.55 | 13041.9 | 15215.55
FR | 8 | 17 | 6 | 15557.5 | 13335 | 15557.5
FR | 8 | 17 | 7 | 16370.55 | 14031.9 | 16370.55
FR | 8 | 17 | 8 | 17497.9 | 14998.2 | 17497.9
FR | 8 | 17 | 9 | 18763.5 | 16083 | 18763.5
FR | 8 | 17 | 10 | 19075.35 | 16350.3 | 19075.35
FR | 8 | 17 | 11 | 19066.25 | 16342.5 | 19066.25
FR | 8 | 17 | 12 | 19065.55 | 16341.9 | 19065.55
FR | 8 | 17 | 13 | 19362.35 | 16596.3 | 19362.35
FR | 8 | 17 | 14 | 19219.9 | 16474.2 | 19219.9
FR | 8 | 17 | 15 | 19124.35 | 16392.3 | 19124.35
FR | 8 | 17 | 16 | 19124.35 | 16392.3 | 19124.35
FR | 8 | 17 | 17 | 19084.1 | 16357.8 | 19084.1
FR | 8 | 17 | 18 | 19084.1 | 16357.8 | 19084.1
FR | 8 | 17 | 19 | 18736.9 | 16060.2 | 18736.9
FR | 8 | 17 | 20 | 18766.65 | 16085.7 | 18766.65
FR | 8 | 17 | 21 | 18731.3 | 16055.4 | 18731.3
FR | 8 | 17 | 22 | 18550.35 | 15900.3 | 18550.35
FR | 8 | 17 | 23 | 18868.5 | 16173 | 18868.5
FR | 8 | 17 | 24 | 17535.7 | 15030.6 | 17535.7
FR | 8 | 18 | 1 | 16838.15 | 14432.7 | 16838.15
FR | 8 | 18 | 2 | 16443.35 | 14094.3 | 16443.35
FR | 8 | 18 | 3 | 16208.5 | 13893 | 16208.5
FR | 8 | 18 | 4 | 16170 | 13860 | 16170
FR | 8 | 18 | 5 | 15579.55 | 13353.9 | 15579.55
FR | 8 | 18 | 6 | 15825.95 | 13565.1 | 15825.95
FR | 8 | 18 | 7 | 16593.5 | 14223 | 16593.5
FR | 8 | 18 | 8 | 17521.35 | 15018.3 | 17521.35
FR | 8 | 18 | 9 | 18763.5 | 16083 | 18763.5
FR | 8 | 18 | 10 | 19075.35 | 16350.3 | 19075.35
FR | 8 | 18 | 11 | 19088.65 | 16361.7 | 19088.65
FR | 8 | 18 | 12 | 19050.85 | 16329.3 | 19050.85
FR | 8 | 18 | 13 | 19005.7 | 16290.6 | 19005.7
FR | 8 | 18 | 14 | 18863.6 | 16168.8 | 18863.6
FR | 8 | 18 | 15 | 19124.35 | 16392.3 | 19124.35
FR | 8 | 18 | 16 | 19124.35 | 16392.3 | 19124.35
FR | 8 | 18 | 17 | 19084.1 | 16357.8 | 19084.1
FR | 8 | 18 | 18 | 18727.45 | 16052.1 | 18727.45
FR | 8 | 18 | 19 | 18773.65 | 16091.7 | 18773.65
FR | 8 | 18 | 20 | 18794.65 | 16109.7 | 18794.65
FR | 8 | 18 | 21 | 18769.45 | 16088.1 | 18769.45
FR | 8 | 18 | 22 | 18221.7 | 15618.6 | 18221.7
FR | 8 | 18 | 23 | 19504.8 | 16718.4 | 19504.8
FR | 8 | 18 | 24 | 17865.75 | 15313.5 | 17865.75
FR | 8 | 19 | 1 | 16694.65 | 14309.7 | 16694.65
FR | 8 | 19 | 2 | 16481.15 | 14126.7 | 16481.15
FR | 8 | 19 | 3 | 16409.75 | 14065.5 | 16409.75
FR | 8 | 19 | 4 | 16528.05 | 14166.9 | 16528.05
FR | 8 | 19 | 5 | 17303.65 | 14831.7 | 17303.65
FR | 8 | 19 | 6 | 19384.75 | 16615.5 | 19384.75
FR | 8 | 19 | 7 | 21081.55 | 18069.9 | 21081.55
FR | 8 | 19 | 8 | 22257.2 | 19077.6 | 22257.2
FR | 8 | 19 | 9 | 22878.1 | 19609.8 | 22878.1
FR | 8 | 19 | 10 | 22987.3 | 19703.4 | 22987.3
FR | 8 | 19 | 11 | 22966.65 | 19685.7 | 22966.65
FR | 8 | 19 | 12 | 22932 | 19656 | 22932
FR | 8 | 19 | 13 | 22937.6 | 19660.8 | 22937.6
FR | 8 | 19 | 14 | 22837.5 | 19575 | 22837.5
FR | 8 | 19 | 15 | 22722.7 | 19476.6 | 22722.7
FR | 8 | 19 | 16 | 22701 | 19458 | 22701
FR | 8 | 19 | 17 | 22622.95 | 19391.1 | 22622.95
FR | 8 | 19 | 18 | 22589 | 19362 | 22589
FR | 8 | 19 | 19 | 22479.8 | 19268.4 | 22479.8
FR | 8 | 19 | 20 | 22100.4 | 18943.2 | 22100.4
FR | 8 | 19 | 21 | 21260.4 | 18223.2 | 21260.4
FR | 8 | 19 | 22 | 20313.3 | 17411.4 | 20313.3
FR | 8 | 19 | 23 | 18424.35 | 15792.3 | 18424.35
FR | 8 | 19 | 24 | 17206.35 | 14748.3 | 17206.35
FR | 8 | 20 | 1 | 16425.5 | 14079 | 16425.5
FR | 8 | 20 | 2 | 16272.55 | 13947.9 | 16272.55
FR | 8 | 20 | 3 | 16272.55 | 13947.9 | 16272.55
FR | 8 | 20 | 4 | 16390.85 | 14049.3 | 16390.85
FR | 8 | 20 | 5 | 17284.4 | 14815.2 | 17284.4
FR | 8 | 20 | 6 | 19339.95 | 16577.1 | 19339.95
FR | 8 | 20 | 7 | 20931.4 | 17941.2 | 20931.4
FR | 8 | 20 | 8 | 22082.55 | 18927.9 | 22082.55
FR | 8 | 20 | 9 | 22841 | 19578 | 22841
FR | 8 | 20 | 10 | 22975.05 | 19692.9 | 22975.05
FR | 8 | 20 | 11 | 22966.65 | 19685.7 | 22966.65
FR | 8 | 20 | 12 | 22978.55 | 19695.9 | 22978.55
FR | 8 | 20 | 13 | 23018.45 | 19730.1 | 23018.45
FR | 8 | 20 | 14 | 22988 | 19704 | 22988
FR | 8 | 20 | 15 | 22788.5 | 19533 | 22788.5
FR | 8 | 20 | 16 | 22737.4 | 19489.2 | 22737.4
FR | 8 | 20 | 17 | 22688.4 | 19447.2 | 22688.4
FR | 8 | 20 | 18 | 22652 | 19416 | 22652
FR | 8 | 20 | 19 | 22513.4 | 19297.2 | 22513.4
FR | 8 | 20 | 20 | 22160.95 | 18995.1 | 22160.95
FR | 8 | 20 | 21 | 21260.4 | 18223.2 | 21260.4
FR | 8 | 20 | 22 | 20364.75 | 17455.5 | 20364.75
FR | 8 | 20 | 23 | 18424.35 | 15792.3 | 18424.35
FR | 8 | 20 | 24 | 17206.35 | 14748.3 | 17206.35
FR | 8 | 21 | 1 | 16425.5 | 14079 | 16425.5
FR | 8 | 21 | 2 | 16272.55 | 13947.9 | 16272.55
FR | 8 | 21 | 3 | 16272.55 | 13947.9 | 16272.55
FR | 8 | 21 | 4 | 16390.85 | 14049.3 | 16390.85
FR | 8 | 21 | 5 | 17258.85 | 14793.3 | 17258.85
FR | 8 | 21 | 6 | 19339.95 | 16577.1 | 19339.95
FR | 8 | 21 | 7 | 20931.4 | 17941.2 | 20931.4
FR | 8 | 21 | 8 | 22082.55 | 18927.9 | 22082.55
FR | 8 | 21 | 9 | 22841 | 19578 | 22841
FR | 8 | 21 | 10 | 22987.3 | 19703.4 | 22987.3
FR | 8 | 21 | 11 | 23000.25 | 19714.5 | 23000.25
FR | 8 | 21 | 12 | 23018.45 | 19730.1 | 23018.45
FR | 8 | 21 | 13 | 23165.45 | 19856.1 | 23165.45
FR | 8 | 21 | 14 | 23064.3 | 19769.4 | 23064.3
FR | 8 | 21 | 15 | 22957.55 | 19677.9 | 22957.55
FR | 8 | 21 | 16 | 22906.45 | 19634.1 | 22906.45
FR | 8 | 21 | 17 | 22857.45 | 19592.1 | 22857.45
FR | 8 | 21 | 18 | 22798.65 | 19541.7 | 22798.65
FR | 8 | 21 | 19 | 22562.75 | 19339.5 | 22562.75
FR | 8 | 21 | 20 | 22160.95 | 18995.1 | 22160.95
FR | 8 | 21 | 21 | 21260.4 | 18223.2 | 21260.4
FR | 8 | 21 | 22 | 20364.75 | 17455.5 | 20364.75
FR | 8 | 21 | 23 | 18632.95 | 15971.1 | 18632.95
FR | 8 | 21 | 24 | 17253.95 | 14789.1 | 17253.95
FR | 8 | 22 | 1 | 16425.5 | 14079 | 16425.5
FR | 8 | 22 | 2 | 16272.55 | 13947.9 | 16272.55
FR | 8 | 22 | 3 | 16272.55 | 13947.9 | 16272.55
FR | 8 | 22 | 4 | 16390.85 | 14049.3 | 16390.85
FR | 8 | 22 | 5 | 17284.4 | 14815.2 | 17284.4
FR | 8 | 22 | 6 | 19365.5 | 16599 | 19365.5
FR | 8 | 22 | 7 | 20931.4 | 17941.2 | 20931.4
FR | 8 | 22 | 8 | 22232.7 | 19056.6 | 22232.7
FR | 8 | 22 | 9 | 22854.65 | 19589.7 | 22854.65
FR | 8 | 22 | 10 | 22966.65 | 19685.7 | 22966.65
FR | 8 | 22 | 11 | 23013.55 | 19725.9 | 23013.55
FR | 8 | 22 | 12 | 23018.45 | 19730.1 | 23018.45
FR | 8 | 22 | 13 | 23184.35 | 19872.3 | 23184.35
FR | 8 | 22 | 14 | 23169.3 | 19859.4 | 23169.3
FR | 8 | 22 | 15 | 22957.55 | 19677.9 | 22957.55
FR | 8 | 22 | 16 | 22906.45 | 19634.1 | 22906.45
FR | 8 | 22 | 17 | 22857.45 | 19592.1 | 22857.45
FR | 8 | 22 | 18 | 22857.45 | 19592.1 | 22857.45
FR | 8 | 22 | 19 | 22599.15 | 19370.7 | 22599.15
FR | 8 | 22 | 20 | 22177.4 | 19009.2 | 22177.4
FR | 8 | 22 | 21 | 21322.7 | 18276.6 | 21322.7
FR | 8 | 22 | 22 | 20412 | 17496 | 20412
FR | 8 | 22 | 23 | 19167.75 | 16429.5 | 19167.75
FR | 8 | 22 | 24 | 17475.15 | 14978.7 | 17475.15
FR | 8 | 23 | 1 | 16562.7 | 14196.6 | 16562.7
FR | 8 | 23 | 2 | 16320.5 | 13989 | 16320.5
FR | 8 | 23 | 3 | 16320.5 | 13989 | 16320.5
FR | 8 | 23 | 4 | 16390.85 | 14049.3 | 16390.85
FR | 8 | 23 | 5 | 17284.4 | 14815.2 | 17284.4
FR | 8 | 23 | 6 | 19365.5 | 16599 | 19365.5
FR | 8 | 23 | 7 | 20931.4 | 17941.2 | 20931.4
FR | 8 | 23 | 8 | 22257.2 | 19077.6 | 22257.2
FR | 8 | 23 | 9 | 22915.2 | 19641.6 | 22915.2
FR | 8 | 23 | 10 | 23053.45 | 19760.1 | 23053.45
FR | 8 | 23 | 11 | 23310.7 | 19980.6 | 23310.7
FR | 8 | 23 | 12 | 23598.05 | 20226.9 | 23598.05
FR | 8 | 23 | 13 | 23781.45 | 20384.1 | 23781.45
FR | 8 | 23 | 14 | 23543.8 | 20180.4 | 23543.8
FR | 8 | 23 | 15 | 23310.7 | 19980.6 | 23310.7
FR | 8 | 23 | 16 | 23310 | 19980 | 23310
FR | 8 | 23 | 17 | 23210.95 | 19895.1 | 23210.95
FR | 8 | 23 | 18 | 23232.3 | 19913.4 | 23232.3
FR | 8 | 23 | 19 | 22839.25 | 19576.5 | 22839.25
FR | 8 | 23 | 20 | 22273.65 | 19091.7 | 22273.65
FR | 8 | 23 | 21 | 21310.45 | 18266.1 | 21310.45
FR | 8 | 23 | 22 | 20722.8 | 17762.4 | 20722.8
FR | 8 | 23 | 23 | 19067.3 | 16343.4 | 19067.3
FR | 8 | 23 | 24 | 18001.9 | 15430.2 | 18001.9
FR | 8 | 24 | 1 | 16912.7 | 14496.6 | 16912.7
FR | 8 | 24 | 2 | 16517.55 | 14157.9 | 16517.55
FR | 8 | 24 | 3 | 16466.45 | 14114.1 | 16466.45
FR | 8 | 24 | 4 | 16475.9 | 14122.2 | 16475.9
FR | 8 | 24 | 5 | 16166.5 | 13857 | 16166.5
FR | 8 | 24 | 6 | 16249.45 | 13928.1 | 16249.45
FR | 8 | 24 | 7 | 16593.5 | 14223 | 16593.5
FR | 8 | 24 | 8 | 17497.9 | 14998.2 | 17497.9
FR | 8 | 24 | 9 | 18740.05 | 16062.9 | 18740.05
FR | 8 | 24 | 10 | 19080.95 | 16355.1 | 19080.95
FR | 8 | 24 | 11 | 19104.4 | 16375.2 | 19104.4
FR | 8 | 24 | 12 | 19045.95 | 16325.1 | 19045.95
FR | 8 | 24 | 13 | 18986.45 | 16274.1 | 18986.45
FR | 8 | 24 | 14 | 18889.15 | 16190.7 | 18889.15
FR | 8 | 24 | 15 | 18817.75 | 16129.5 | 18817.75
FR | 8 | 24 | 16 | 18817.75 | 16129.5 | 18817.75
FR | 8 | 24 | 17 | 18777.5 | 16095 | 18777.5
FR | 8 | 24 | 18 | 18754.05 | 16074.9 | 18754.05
FR | 8 | 24 | 19 | 18763.15 | 16082.7 | 18763.15
FR | 8 | 24 | 20 | 18763.15 | 16082.7 | 18763.15
FR | 8 | 24 | 21 | 18706.1 | 16033.8 | 18706.1
FR | 8 | 24 | 22 | 18123 | 15534 | 18123
FR | 8 | 24 | 23 | 17682.7 | 15156.6 | 17682.7
FR | 8 | 24 | 24 | 16403.1 | 14059.8 | 16403.1
FR | 8 | 25 | 1 | 15537.2 | 13317.6 | 15537.2
FR | 8 | 25 | 2 | 15142.4 | 12979.2 | 15142.4
FR | 8 | 25 | 3 | 15142.4 | 12979.2 | 15142.4
FR | 8 | 25 | 4 | 15169.7 | 13002.6 | 15169.7
FR | 8 | 25 | 5 | 15196.3 | 13025.4 | 15196.3
FR | 8 | 25 | 6 | 15538.25 | 13318.5 | 15538.25
FR | 8 | 25 | 7 | 16292.15 | 13964.7 | 16292.15
FR | 8 | 25 | 8 | 17446.45 | 14954.1 | 17446.45
FR | 8 | 25 | 9 | 18770.5 | 16089 | 18770.5
FR | 8 | 25 | 10 | 19104.05 | 16374.9 | 19104.05
FR | 8 | 25 | 11 | 19052.95 | 16331.1 | 19052.95
FR | 8 | 25 | 12 | 19045.95 | 16325.1 | 19045.95
FR | 8 | 25 | 13 | 18986.45 | 16274.1 | 18986.45
FR | 8 | 25 | 14 | 18865.7 | 16170.6 | 18865.7
FR | 8 | 25 | 15 | 18794.3 | 16109.4 | 18794.3
FR | 8 | 25 | 16 | 18794.3 | 16109.4 | 18794.3
FR | 8 | 25 | 17 | 18754.05 | 16074.9 | 18754.05
FR | 8 | 25 | 18 | 18754.05 | 16074.9 | 18754.05
FR | 8 | 25 | 19 | 18763.15 | 16082.7 | 18763.15
FR | 8 | 25 | 20 | 18796.4 | 16111.2 | 18796.4
FR | 8 | 25 | 21 | 18739.7 | 16062.6 | 18739.7
FR | 8 | 25 | 22 | 18166.75 | 15571.5 | 18166.75
FR | 8 | 25 | 23 | 18424.35 | 15792.3 | 18424.35
FR | 8 | 25 | 24 | 17206.35 | 14748.3 | 17206.35
FR | 8 | 26 | 1 | 16425.5 | 14079 | 16425.5
FR | 8 | 26 | 2 | 16272.55 | 13947.9 | 16272.55
FR | 8 | 26 | 3 | 16272.55 | 13947.9 | 16272.55
FR | 8 | 26 | 4 | 16390.85 | 14049.3 | 16390.85
FR | 8 | 26 | 5 | 17284.4 | 14815.2 | 17284.4
FR | 8 | 26 | 6 | 19365.5 | 16599 | 19365.5
FR | 8 | 26 | 7 | 20931.4 | 17941.2 | 20931.4
FR | 8 | 26 | 8 | 22082.55 | 18927.9 | 22082.55
FR | 8 | 26 | 9 | 22838.55 | 19575.9 | 22838.55
FR | 8 | 26 | 10 | 22913.1 | 19639.8 | 22913.1
FR | 8 | 26 | 11 | 22926.75 | 19651.5 | 22926.75
FR | 8 | 26 | 12 | 22952.3 | 19673.4 | 22952.3
FR | 8 | 26 | 13 | 22932 | 19656 | 22932
FR | 8 | 26 | 14 | 22807.75 | 19549.5 | 22807.75
FR | 8 | 26 | 15 | 22668.8 | 19430.4 | 22668.8
FR | 8 | 26 | 16 | 22618.05 | 19386.9 | 22618.05
FR | 8 | 26 | 17 | 22569.05 | 19344.9 | 22569.05
FR | 8 | 26 | 18 | 22552.6 | 19330.8 | 22552.6
FR | 8 | 26 | 19 | 22402.8 | 19202.4 | 22402.8
FR | 8 | 26 | 20 | 22086.75 | 18931.5 | 22086.75
FR | 8 | 26 | 21 | 21260.4 | 18223.2 | 21260.4
FR | 8 | 26 | 22 | 20364.75 | 17455.5 | 20364.75
FR | 8 | 26 | 23 | 18561.2 | 15909.6 | 18561.2
FR | 8 | 26 | 24 | 17253.95 | 14789.1 | 17253.95
FR | 8 | 27 | 1 | 16473.45 | 14120.1 | 16473.45
FR | 8 | 27 | 2 | 16272.55 | 13947.9 | 16272.55
FR | 8 | 27 | 3 | 16272.55 | 13947.9 | 16272.55
FR | 8 | 27 | 4 | 16390.85 | 14049.3 | 16390.85
FR | 8 | 27 | 5 | 17284.4 | 14815.2 | 17284.4
FR | 8 | 27 | 6 | 19365.5 | 16599 | 19365.5
FR | 8 | 27 | 7 | 20931.4 | 17941.2 | 20931.4
FR | 8 | 27 | 8 | 22101.8 | 18944.4 | 22101.8
FR | 8 | 27 | 9 | 22841 | 19578 | 22841
FR | 8 | 27 | 10 | 22913.1 | 19639.8 | 22913.1
FR | 8 | 27 | 11 | 22926.75 | 19651.5 | 22926.75
FR | 8 | 27 | 12 | 22915.2 | 19641.6 | 22915.2
FR | 8 | 27 | 13 | 22952.3 | 19673.4 | 22952.3
FR | 8 | 27 | 14 | 22791.3 | 19535.4 | 22791.3
FR | 8 | 27 | 15 | 22652.7 | 19416.6 | 22652.7
FR | 8 | 27 | 16 | 22618.05 | 19386.9 | 22618.05
FR | 8 | 27 | 17 | 22552.6 | 19330.8 | 22552.6
FR | 8 | 27 | 18 | 22540.35 | 19320.3 | 22540.35
FR | 8 | 27 | 19 | 22402.8 | 19202.4 | 22402.8
FR | 8 | 27 | 20 | 22086.75 | 18931.5 | 22086.75
FR | 8 | 27 | 21 | 21260.4 | 18223.2 | 21260.4
FR | 8 | 27 | 22 | 20364.75 | 17455.5 | 20364.75
FR | 8 | 27 | 23 | 18471.95 | 15833.1 | 18471.95
FR | 8 | 27 | 24 | 17253.95 | 14789.1 | 17253.95
FR | 8 | 28 | 1 | 16425.5 | 14079 | 16425.5
FR | 8 | 28 | 2 | 16272.55 | 13947.9 | 16272.55
FR | 8 | 28 | 3 | 16272.55 | 13947.9 | 16272.55
FR | 8 | 28 | 4 | 16390.85 | 14049.3 | 16390.85
FR | 8 | 28 | 5 | 17284.4 | 14815.2 | 17284.4
FR | 8 | 28 | 6 | 19365.5 | 16599 | 19365.5
FR | 8 | 28 | 7 | 20931.4 | 17941.2 | 20931.4
FR | 8 | 28 | 8 | 22082.55 | 18927.9 | 22082.55
FR | 8 | 28 | 9 | 22841 | 19578 | 22841
FR | 8 | 28 | 10 | 22913.1 | 19639.8 | 22913.1
FR | 8 | 28 | 11 | 22987.3 | 19703.4 | 22987.3
FR | 8 | 28 | 12 | 22932 | 19656 | 22932
FR | 8 | 28 | 13 | 22932 | 19656 | 22932
FR | 8 | 28 | 14 | 22841.35 | 19578.3 | 22841.35
FR | 8 | 28 | 15 | 22702.4 | 19459.2 | 22702.4
FR | 8 | 28 | 16 | 22638 | 19404 | 22638
FR | 8 | 28 | 17 | 22602.65 | 19373.7 | 22602.65
FR | 8 | 28 | 18 | 22569.05 | 19344.9 | 22569.05
FR | 8 | 28 | 19 | 22463.35 | 19254.3 | 22463.35
FR | 8 | 28 | 20 | 22086.75 | 18931.5 | 22086.75
FR | 8 | 28 | 21 | 21260.4 | 18223.2 | 21260.4
FR | 8 | 28 | 22 | 20313.3 | 17411.4 | 20313.3
FR | 8 | 28 | 23 | 18424.35 | 15792.3 | 18424.35
FR | 8 | 28 | 24 | 17206.35 | 14748.3 | 17206.35
FR | 8 | 29 | 1 | 16425.5 | 14079 | 16425.5
FR | 8 | 29 | 2 | 16272.55 | 13947.9 | 16272.55
FR | 8 | 29 | 3 | 16272.55 | 13947.9 | 16272.55
FR | 8 | 29 | 4 | 16390.85 | 14049.3 | 16390.85
FR | 8 | 29 | 5 | 17284.4 | 14815.2 | 17284.4
FR | 8 | 29 | 6 | 19365.5 | 16599 | 19365.5
FR | 8 | 29 | 7 | 20987.4 | 17989.2 | 20987.4
FR | 8 | 29 | 8 | 22140.65 | 18977.7 | 22140.65
FR | 8 | 29 | 9 | 22896.65 | 19625.7 | 22896.65
FR | 8 | 29 | 10 | 22913.1 | 19639.8 | 22913.1
FR | 8 | 29 | 11 | 22975.05 | 19692.9 | 22975.05
FR | 8 | 29 | 12 | 22932 | 19656 | 22932
FR | 8 | 29 | 13 | 22978.55 | 19695.9 | 22978.55
FR | 8 | 29 | 14 | 22883.7 | 19614.6 | 22883.7
FR | 8 | 29 | 15 | 22776.25 | 19522.5 | 22776.25
FR | 8 | 29 | 16 | 22714.3 | 19469.4 | 22714.3
FR | 8 | 29 | 17 | 22676.5 | 19437 | 22676.5
FR | 8 | 29 | 18 | 22622.95 | 19391.1 | 22622.95
FR | 8 | 29 | 19 | 22479.8 | 19268.4 | 22479.8
FR | 8 | 29 | 20 | 22086.75 | 18931.5 | 22086.75
FR | 8 | 29 | 21 | 21260.4 | 18223.2 | 21260.4
FR | 8 | 29 | 22 | 20270.95 | 17375.1 | 20270.95
FR | 8 | 29 | 23 | 18424.35 | 15792.3 | 18424.35
FR | 8 | 29 | 24 | 17206.35 | 14748.3 | 17206.35
FR | 8 | 30 | 1 | 16425.5 | 14079 | 16425.5
FR | 8 | 30 | 2 | 16272.55 | 13947.9 | 16272.55
FR | 8 | 30 | 3 | 16272.55 | 13947.9 | 16272.55
FR | 8 | 30 | 4 | 16390.85 | 14049.3 | 16390.85
FR | 8 | 30 | 5 | 17258.85 | 14793.3 | 17258.85
FR | 8 | 30 | 6 | 19339.95 | 16577.1 | 19339.95
FR | 8 | 30 | 7 | 20987.4 | 17989.2 | 20987.4
FR | 8 | 30 | 8 | 22115.45 | 18956.1 | 22115.45
FR | 8 | 30 | 9 | 22841 | 19578 | 22841
FR | 8 | 30 | 10 | 22926.75 | 19651.5 | 22926.75
FR | 8 | 30 | 11 | 22966.65 | 19685.7 | 22966.65
FR | 8 | 30 | 12 | 22965.6 | 19684.8 | 22965.6
FR | 8 | 30 | 13 | 23020.55 | 19731.9 | 23020.55
FR | 8 | 30 | 14 | 22883.7 | 19614.6 | 22883.7
FR | 8 | 30 | 15 | 22765.4 | 19513.2 | 22765.4
FR | 8 | 30 | 16 | 22714.3 | 19469.4 | 22714.3
FR | 8 | 30 | 17 | 22652 | 19416 | 22652
FR | 8 | 30 | 18 | 22581.65 | 19355.7 | 22581.65
FR | 8 | 30 | 19 | 22479.8 | 19268.4 | 22479.8
FR | 8 | 30 | 20 | 22086.75 | 18931.5 | 22086.75
FR | 8 | 30 | 21 | 21260.4 | 18223.2 | 21260.4
FR | 8 | 30 | 22 | 20313.3 | 17411.4 | 20313.3
FR | 8 | 30 | 23 | 17682.7 | 15156.6 | 17682.7
FR | 8 | 30 | 24 | 16403.1 | 14059.8 | 16403.1
FR | 8 | 31 | 1 | 15537.2 | 13317.6 | 15537.2
FR | 8 | 31 | 2 | 15142.4 | 12979.2 | 15142.4
FR | 8 | 31 | 3 | 15142.4 | 12979.2 | 15142.4
FR | 8 | 31 | 4 | 15169.7 | 13002.6 | 15169.7
FR | 8 | 31 | 5 | 15196.3 | 13025.4 | 15196.3
FR | 8 | 31 | 6 | 15538.25 | 13318.5 | 15538.25
FR | 8 | 31 | 7 | 16292.15 | 13964.7 | 16292.15
FR | 8 | 31 | 8 | 17435.95 | 14945.1 | 17435.95
FR | 8 | 31 | 9 | 18740.05 | 16062.9 | 18740.05
FR | 8 | 31 | 10 | 19104.4 | 16375.2 | 19104.4
FR | 8 | 31 | 11 | 19075.35 | 16350.3 | 19075.35
FR | 8 | 31 | 12 | 19040.7 | 16320.6 | 19040.7
FR | 8 | 31 | 13 | 18980.85 | 16269.3 | 18980.85
FR | 8 | 31 | 14 | 18893.35 | 16194.3 | 18893.35
FR | 8 | 31 | 15 | 18800.95 | 16115.1 | 18800.95
FR | 8 | 31 | 16 | 18801.65 | 16115.7 | 18801.65
FR | 8 | 31 | 17 | 18757.2 | 16077.6 | 18757.2
FR | 8 | 31 | 18 | 18785.2 | 16101.6 | 18785.2
FR | 8 | 31 | 19 | 18786.6 | 16102.8 | 18786.6
FR | 8 | 31 | 20 | 18763.15 | 16082.7 | 18763.15
FR | 8 | 31 | 21 | 18706.1 | 16033.8 | 18706.1
FR | 8 | 31 | 22 | 18123 | 15534 | 18123
FR | 8 | 31 | 23 | 17641.75 | 15121.5 | 17641.75
FR | 8 | 31 | 24 | 16420.6 | 14074.8 | 16420.6
FR | 9 | 1 | 1 | 15554.7 | 13332.6 | 15554.7
FR | 9 | 1 | 2 | 15159.9 | 12994.2 | 15159.9
FR | 9 | 1 | 3 | 15159.9 | 12994.2 | 15159.9
FR | 9 | 1 | 4 | 15186.85 | 13017.3 | 15186.85
FR | 9 | 1 | 5 | 15213.8 | 13040.4 | 15213.8
FR | 9 | 1 | 6 | 15535.45 | 13316.1 | 15535.45
FR | 9 | 1 | 7 | 16289.35 | 13962.3 | 16289.35
FR | 9 | 1 | 8 | 17472.7 | 14976.6 | 17472.7
FR | 9 | 1 | 9 | 18712.05 | 16038.9 | 18712.05
FR | 9 | 1 | 10 | 19075.7 | 16350.6 | 19075.7
FR | 9 | 1 | 11 | 19075.7 | 16350.6 | 19075.7
FR | 9 | 1 | 12 | 19064.5 | 16341 | 19064.5
FR | 9 | 1 | 13 | 19004.65 | 16289.7 | 19004.65
FR | 9 | 1 | 14 | 18884.25 | 16186.5 | 18884.25
FR | 9 | 1 | 15 | 18841.2 | 16149.6 | 18841.2
FR | 9 | 1 | 16 | 18841.2 | 16149.6 | 18841.2
FR | 9 | 1 | 17 | 18772.25 | 16090.5 | 18772.25
FR | 9 | 1 | 18 | 18772.25 | 16090.5 | 18772.25
FR | 9 | 1 | 19 | 18758.25 | 16078.5 | 18758.25
FR | 9 | 1 | 20 | 18758.25 | 16078.5 | 18758.25
FR | 9 | 1 | 21 | 18705.75 | 16033.5 | 18705.75
FR | 9 | 1 | 22 | 18174.8 | 15578.4 | 18174.8
FR | 9 | 1 | 23 | 18478.6 | 15838.8 | 18478.6
FR | 9 | 1 | 24 | 17271.1 | 14803.8 | 17271.1
FR | 9 | 2 | 1 | 16490.6 | 14134.8 | 16490.6
FR | 9 | 2 | 2 | 16337.65 | 14003.7 | 16337.65
FR | 9 | 2 | 3 | 16337.65 | 14003.7 | 16337.65
FR | 9 | 2 | 4 | 16479.05 | 14124.9 | 16479.05
FR | 9 | 2 | 5 | 17383.1 | 14899.8 | 17383.1
FR | 9 | 2 | 6 | 19517.75 | 16729.5 | 19517.75
FR | 9 | 2 | 7 | 21164.85 | 18141.3 | 21164.85
FR | 9 | 2 | 8 | 22256.5 | 19077 | 22256.5
FR | 9 | 2 | 9 | 22946 | 19668 | 22946
FR | 9 | 2 | 10 | 22946.7 | 19668.6 | 22946.7
FR | 9 | 2 | 11 | 22938.65 | 19661.7 | 22938.65
FR | 9 | 2 | 12 | 22946.35 | 19668.3 | 22946.35
FR | 9 | 2 | 13 | 22946.7 | 19668.6 | 22946.7
FR | 9 | 2 | 14 | 22859.2 | 19593.6 | 22859.2
FR | 9 | 2 | 15 | 22786.75 | 19531.5 | 22786.75
FR | 9 | 2 | 16 | 22789.55 | 19533.9 | 22789.55
FR | 9 | 2 | 17 | 22737.75 | 19489.5 | 22737.75
FR | 9 | 2 | 18 | 22640.1 | 19405.8 | 22640.1
FR | 9 | 2 | 19 | 22545.25 | 19324.5 | 22545.25
FR | 9 | 2 | 20 | 22226.05 | 19050.9 | 22226.05
FR | 9 | 2 | 21 | 21413 | 18354 | 21413
FR | 9 | 2 | 22 | 20465.9 | 17542.2 | 20465.9
FR | 9 | 2 | 23 | 18478.6 | 15838.8 | 18478.6
FR | 9 | 2 | 24 | 17271.1 | 14803.8 | 17271.1
FR | 9 | 3 | 1 | 16490.6 | 14134.8 | 16490.6
FR | 9 | 3 | 2 | 16337.65 | 14003.7 | 16337.65
FR | 9 | 3 | 3 | 16337.65 | 14003.7 | 16337.65
FR | 9 | 3 | 4 | 16479.05 | 14124.9 | 16479.05
FR | 9 | 3 | 5 | 17383.1 | 14899.8 | 17383.1
FR | 9 | 3 | 6 | 19522.3 | 16733.4 | 19522.3
FR | 9 | 3 | 7 | 21164.85 | 18141.3 | 21164.85
FR | 9 | 3 | 8 | 22256.5 | 19077 | 22256.5
FR | 9 | 3 | 9 | 22915.9 | 19642.2 | 22915.9
FR | 9 | 3 | 10 | 22938.65 | 19661.7 | 22938.65
FR | 9 | 3 | 11 | 22981.35 | 19698.3 | 22981.35
FR | 9 | 3 | 12 | 23035.25 | 19744.5 | 23035.25
FR | 9 | 3 | 13 | 23179.1 | 19867.8 | 23179.1
FR | 9 | 3 | 14 | 23170.7 | 19860.6 | 23170.7
FR | 9 | 3 | 15 | 22958.95 | 19679.1 | 22958.95
FR | 9 | 3 | 16 | 23030 | 19740 | 23030
FR | 9 | 3 | 17 | 22981 | 19698 | 22981
FR | 9 | 3 | 18 | 22910.3 | 19637.4 | 22910.3
FR | 9 | 3 | 19 | 22648.5 | 19413 | 22648.5
FR | 9 | 3 | 20 | 22260.7 | 19080.6 | 22260.7
FR | 9 | 3 | 21 | 21404.95 | 18347.1 | 21404.95
FR | 9 | 3 | 22 | 20517.7 | 17586.6 | 20517.7
FR | 9 | 3 | 23 | 18615.8 | 15956.4 | 18615.8
FR | 9 | 3 | 24 | 17271.1 | 14803.8 | 17271.1
FR | 9 | 4 | 1 | 16490.6 | 14134.8 | 16490.6
FR | 9 | 4 | 2 | 16337.65 | 14003.7 | 16337.65
FR | 9 | 4 | 3 | 16337.65 | 14003.7 | 16337.65
FR | 9 | 4 | 4 | 16479.05 | 14124.9 | 16479.05
FR | 9 | 4 | 5 | 17408.65 | 14921.7 | 17408.65
FR | 9 | 4 | 6 | 19542.95 | 16751.1 | 19542.95
FR | 9 | 4 | 7 | 21109.2 | 18093.6 | 21109.2
FR | 9 | 4 | 8 | 22277.15 | 19094.7 | 22277.15
FR | 9 | 4 | 9 | 22912.75 | 19639.5 | 22912.75
FR | 9 | 4 | 10 | 23028.25 | 19738.5 | 23028.25
FR | 9 | 4 | 11 | 23257.5 | 19935 | 23257.5
FR | 9 | 4 | 12 | 23599.8 | 20228.4 | 23599.8
FR | 9 | 4 | 13 | 23783.2 | 20385.6 | 23783.2
FR | 9 | 4 | 14 | 23557.1 | 20191.8 | 23557.1
FR | 9 | 4 | 15 | 23339.4 | 20005.2 | 23339.4
FR | 9 | 4 | 16 | 23306.85 | 19977.3 | 23306.85
FR | 9 | 4 | 17 | 23290.4 | 19963.2 | 23290.4
FR | 9 | 4 | 18 | 23284.8 | 19958.4 | 23284.8
FR | 9 | 4 | 19 | 22821.05 | 19560.9 | 22821.05
FR | 9 | 4 | 20 | 22351.7 | 19158.6 | 22351.7
FR | 9 | 4 | 21 | 21438.55 | 18375.9 | 21438.55
FR | 9 | 4 | 22 | 20858.25 | 17878.5 | 20858.25
FR | 9 | 4 | 23 | 19278.35 | 16524.3 | 19278.35
FR | 9 | 4 | 24 | 17852.45 | 15302.1 | 17852.45
FR | 9 | 5 | 1 | 16913.75 | 14497.5 | 16913.75
FR | 9 | 5 | 2 | 16546.25 | 14182.5 | 16546.25
FR | 9 | 5 | 3 | 16474.5 | 14121 | 16474.5
FR | 9 | 5 | 4 | 16526.65 | 14165.7 | 16526.65
FR | 9 | 5 | 5 | 17408.65 | 14921.7 | 17408.65
FR | 9 | 5 | 6 | 19542.95 | 16751.1 | 19542.95
FR | 9 | 5 | 7 | 21128.45 | 18110.1 | 21128.45
FR | 9 | 5 | 8 | 22246.7 | 19068.6 | 22246.7
FR | 9 | 5 | 9 | 22958.95 | 19679.1 | 22958.95
FR | 9 | 5 | 10 | 23266.6 | 19942.8 | 23266.6
FR | 9 | 5 | 11 | 23700.95 | 20315.1 | 23700.95
FR | 9 | 5 | 12 | 23754.15 | 20360.7 | 23754.15
FR | 9 | 5 | 13 | 23744.7 | 20352.6 | 23744.7
FR | 9 | 5 | 14 | 23692.2 | 20307.6 | 23692.2
FR | 9 | 5 | 15 | 23438.45 | 20090.1 | 23438.45
FR | 9 | 5 | 16 | 23347.1 | 20011.8 | 23347.1
FR | 9 | 5 | 17 | 23254.35 | 19932.3 | 23254.35
FR | 9 | 5 | 18 | 23290.4 | 19963.2 | 23290.4
FR | 9 | 5 | 19 | 23084.25 | 19786.5 | 23084.25
FR | 9 | 5 | 20 | 22416.1 | 19213.8 | 22416.1
FR | 9 | 5 | 21 | 21472.15 | 18404.7 | 21472.15
FR | 9 | 5 | 22 | 20856.5 | 17877 | 20856.5
FR | 9 | 5 | 23 | 19371.8 | 16604.4 | 19371.8
FR | 9 | 5 | 24 | 18185.65 | 15587.7 | 18185.65
FR | 9 | 6 | 1 | 16933 | 14514 | 16933
FR | 9 | 6 | 2 | 16532.25 | 14170.5 | 16532.25
FR | 9 | 6 | 3 | 16474.5 | 14121 | 16474.5
FR | 9 | 6 | 4 | 16526.65 | 14165.7 | 16526.65
FR | 9 | 6 | 5 | 17427.9 | 14938.2 | 17427.9
FR | 9 | 6 | 6 | 19542.95 | 16751.1 | 19542.95
FR | 9 | 6 | 7 | 21128.45 | 18110.1 | 21128.45
FR | 9 | 6 | 8 | 22258.25 | 19078.5 | 22258.25
FR | 9 | 6 | 9 | 22905.75 | 19633.5 | 22905.75
FR | 9 | 6 | 10 | 22981.35 | 19698.3 | 22981.35
FR | 9 | 6 | 11 | 23070.25 | 19774.5 | 23070.25
FR | 9 | 6 | 12 | 23053.1 | 19759.8 | 23053.1
FR | 9 | 6 | 13 | 23156 | 19848 | 23156
FR | 9 | 6 | 14 | 23001.3 | 19715.4 | 23001.3
FR | 9 | 6 | 15 | 22789.55 | 19533.9 | 22789.55
FR | 9 | 6 | 16 | 22786.75 | 19531.5 | 22786.75
FR | 9 | 6 | 17 | 22737.75 | 19489.5 | 22737.75
FR | 9 | 6 | 18 | 22668.1 | 19429.8 | 22668.1
FR | 9 | 6 | 19 | 22508.5 | 19293 | 22508.5
FR | 9 | 6 | 20 | 22218 | 19044 | 22218
FR | 9 | 6 | 21 | 21413 | 18354 | 21413
FR | 9 | 6 | 22 | 20517.7 | 17586.6 | 20517.7
FR | 9 | 6 | 23 | 17778.95 | 15239.1 | 17778.95
FR | 9 | 6 | 24 | 16468.2 | 14115.6 | 16468.2
FR | 9 | 7 | 1 | 15602.3 | 13373.4 | 15602.3
FR | 9 | 7 | 2 | 15207.5 | 13035 | 15207.5
FR | 9 | 7 | 3 | 15159.9 | 12994.2 | 15159.9
FR | 9 | 7 | 4 | 15186.85 | 13017.3 | 15186.85
FR | 9 | 7 | 5 | 15213.8 | 13040.4 | 15213.8
FR | 9 | 7 | 6 | 15535.45 | 13316.1 | 15535.45
FR | 9 | 7 | 7 | 16289.35 | 13962.3 | 16289.35
FR | 9 | 7 | 8 | 17420.2 | 14931.6 | 17420.2
FR | 9 | 7 | 9 | 18735.15 | 16058.7 | 18735.15
FR | 9 | 7 | 10 | 19075.7 | 16350.6 | 19075.7
FR | 9 | 7 | 11 | 19075.7 | 16350.6 | 19075.7
FR | 9 | 7 | 12 | 19064.5 | 16341 | 19064.5
FR | 9 | 7 | 13 | 19004.65 | 16289.7 | 19004.65
FR | 9 | 7 | 14 | 18912.6 | 16210.8 | 18912.6
FR | 9 | 7 | 15 | 18841.2 | 16149.6 | 18841.2
FR | 9 | 7 | 16 | 18812.5 | 16125 | 18812.5
FR | 9 | 7 | 17 | 18772.25 | 16090.5 | 18772.25
FR | 9 | 7 | 18 | 18748.8 | 16070.4 | 18748.8
FR | 9 | 7 | 19 | 18758.25 | 16078.5 | 18758.25
FR | 9 | 7 | 20 | 18758.25 | 16078.5 | 18758.25
FR | 9 | 7 | 21 | 18666.9 | 16000.2 | 18666.9
FR | 9 | 7 | 22 | 18145.05 | 15552.9 | 18145.05
FR | 9 | 7 | 23 | 17641.75 | 15121.5 | 17641.75
FR | 9 | 7 | 24 | 16420.6 | 14074.8 | 16420.6
FR | 9 | 8 | 1 | 15554.7 | 13332.6 | 15554.7
FR | 9 | 8 | 2 | 15159.9 | 12994.2 | 15159.9
FR | 9 | 8 | 3 | 15159.9 | 12994.2 | 15159.9
FR | 9 | 8 | 4 | 15186.85 | 13017.3 | 15186.85
FR | 9 | 8 | 5 | 15213.8 | 13040.4 | 15213.8
FR | 9 | 8 | 6 | 15535.45 | 13316.1 | 15535.45
FR | 9 | 8 | 7 | 16289.35 | 13962.3 | 16289.35
FR | 9 | 8 | 8 | 17450.3 | 14957.4 | 17450.3
FR | 9 | 8 | 9 | 18707.15 | 16034.7 | 18707.15
FR | 9 | 8 | 10 | 19075.7 | 16350.6 | 19075.7
FR | 9 | 8 | 11 | 19075.7 | 16350.6 | 19075.7
FR | 9 | 8 | 12 | 19064.5 | 16341 | 19064.5
FR | 9 | 8 | 13 | 19004.65 | 16289.7 | 19004.65
FR | 9 | 8 | 14 | 18884.25 | 16186.5 | 18884.25
FR | 9 | 8 | 15 | 18812.5 | 16125 | 18812.5
FR | 9 | 8 | 16 | 18812.5 | 16125 | 18812.5
FR | 9 | 8 | 17 | 18748.8 | 16070.4 | 18748.8
FR | 9 | 8 | 18 | 18748.8 | 16070.4 | 18748.8
FR | 9 | 8 | 19 | 18752.3 | 16073.4 | 18752.3
FR | 9 | 8 | 20 | 18833.5 | 16143 | 18833.5
FR | 9 | 8 | 21 | 18652.55 | 15987.9 | 18652.55
FR | 9 | 8 | 22 | 18175.85 | 15579.3 | 18175.85
FR | 9 | 8 | 23 | 18478.6 | 15838.8 | 18478.6
FR | 9 | 8 | 24 | 17271.1 | 14803.8 | 17271.1
FR | 9 | 9 | 1 | 16490.6 | 14134.8 | 16490.6
FR | 9 | 9 | 2 | 16337.65 | 14003.7 | 16337.65
FR | 9 | 9 | 3 | 16337.65 | 14003.7 | 16337.65
FR | 9 | 9 | 4 | 16479.05 | 14124.9 | 16479.05
FR | 9 | 9 | 5 | 17390.8 | 14906.4 | 17390.8
FR | 9 | 9 | 6 | 19458.25 | 16678.5 | 19458.25
FR | 9 | 9 | 7 | 21144.2 | 18123.6 | 21144.2
FR | 9 | 9 | 8 | 22356.6 | 19162.8 | 22356.6
FR | 9 | 9 | 9 | 23044.7 | 19752.6 | 23044.7
FR | 9 | 9 | 10 | 22979.6 | 19696.8 | 22979.6
FR | 9 | 9 | 11 | 23002.35 | 19716.3 | 23002.35
FR | 9 | 9 | 12 | 22909.6 | 19636.8 | 22909.6
FR | 9 | 9 | 13 | 22909.6 | 19636.8 | 22909.6
FR | 9 | 9 | 14 | 22750.7 | 19500.6 | 22750.7
FR | 9 | 9 | 15 | 22637.65 | 19403.7 | 22637.65
FR | 9 | 9 | 16 | 22637.65 | 19403.7 | 22637.65
FR | 9 | 9 | 17 | 22588.65 | 19361.7 | 22588.65
FR | 9 | 9 | 18 | 22588.65 | 19361.7 | 22588.65
FR | 9 | 9 | 19 | 22549.8 | 19328.4 | 22549.8
FR | 9 | 9 | 20 | 22169.7 | 19002.6 | 22169.7
FR | 9 | 9 | 21 | 21316.4 | 18271.2 | 21316.4
FR | 9 | 9 | 22 | 20423.55 | 17505.9 | 20423.55
FR | 9 | 9 | 23 | 18478.6 | 15838.8 | 18478.6
FR | 9 | 9 | 24 | 17271.1 | 14803.8 | 17271.1
FR | 9 | 10 | 1 | 16490.6 | 14134.8 | 16490.6
FR | 9 | 10 | 2 | 16337.65 | 14003.7 | 16337.65
FR | 9 | 10 | 3 | 16337.65 | 14003.7 | 16337.65
FR | 9 | 10 | 4 | 16479.05 | 14124.9 | 16479.05
FR | 9 | 10 | 5 | 17408.65 | 14921.7 | 17408.65
FR | 9 | 10 | 6 | 19542.95 | 16751.1 | 19542.95
FR | 9 | 10 | 7 | 21164.85 | 18141.3 | 21164.85
FR | 9 | 10 | 8 | 22256.5 | 19077 | 22256.5
FR | 9 | 10 | 9 | 22968.4 | 19687.2 | 22968.4
FR | 9 | 10 | 10 | 22983.1 | 19699.8 | 22983.1
FR | 9 | 10 | 11 | 22944.25 | 19666.5 | 22944.25
FR | 9 | 10 | 12 | 22937.6 | 19660.8 | 22937.6
FR | 9 | 10 | 13 | 22911.7 | 19638.6 | 22911.7
FR | 9 | 10 | 14 | 22750.7 | 19500.6 | 22750.7
FR | 9 | 10 | 15 | 22612.1 | 19381.8 | 22612.1
FR | 9 | 10 | 16 | 22612.1 | 19381.8 | 22612.1
FR | 9 | 10 | 17 | 22588.65 | 19361.7 | 22588.65
FR | 9 | 10 | 18 | 22639.05 | 19404.9 | 22639.05
FR | 9 | 10 | 19 | 22542.8 | 19322.4 | 22542.8
FR | 9 | 10 | 20 | 22132.25 | 18970.5 | 22132.25
FR | 9 | 10 | 21 | 21297.15 | 18254.7 | 21297.15
FR | 9 | 10 | 22 | 20423.55 | 17505.9 | 20423.55
FR | 9 | 10 | 23 | 18478.6 | 15838.8 | 18478.6
FR | 9 | 10 | 24 | 17271.1 | 14803.8 | 17271.1
FR | 9 | 11 | 1 | 16490.6 | 14134.8 | 16490.6
FR | 9 | 11 | 2 | 16337.65 | 14003.7 | 16337.65
FR | 9 | 11 | 3 | 16337.65 | 14003.7 | 16337.65
FR | 9 | 11 | 4 | 16479.05 | 14124.9 | 16479.05
FR | 9 | 11 | 5 | 17383.1 | 14899.8 | 17383.1
FR | 9 | 11 | 6 | 19542.95 | 16751.1 | 19542.95
FR | 9 | 11 | 7 | 21164.85 | 18141.3 | 21164.85
FR | 9 | 11 | 8 | 22256.5 | 19077 | 22256.5
FR | 9 | 11 | 9 | 22974 | 19692 | 22974
FR | 9 | 11 | 10 | 22979.6 | 19696.8 | 22979.6
FR | 9 | 11 | 11 | 22979.6 | 19696.8 | 22979.6
FR | 9 | 11 | 12 | 22944.6 | 19666.8 | 22944.6
FR | 9 | 11 | 13 | 22948.45 | 19670.1 | 22948.45
FR | 9 | 11 | 14 | 22807.4 | 19549.2 | 22807.4
FR | 9 | 11 | 15 | 22668.45 | 19430.1 | 22668.45
FR | 9 | 11 | 16 | 22668.45 | 19430.1 | 22668.45
FR | 9 | 11 | 17 | 22619.8 | 19388.4 | 22619.8
FR | 9 | 11 | 18 | 22645.35 | 19410.3 | 22645.35
FR | 9 | 11 | 19 | 22618.05 | 19386.9 | 22618.05
FR | 9 | 11 | 20 | 22225.35 | 19050.3 | 22225.35
FR | 9 | 11 | 21 | 21314.3 | 18269.4 | 21314.3
FR | 9 | 11 | 22 | 20423.55 | 17505.9 | 20423.55
FR | 9 | 11 | 23 | 18478.6 | 15838.8 | 18478.6
FR | 9 | 11 | 24 | 17271.1 | 14803.8 | 17271.1
FR | 9 | 12 | 1 | 16490.6 | 14134.8 | 16490.6
FR | 9 | 12 | 2 | 16337.65 | 14003.7 | 16337.65
FR | 9 | 12 | 3 | 16337.65 | 14003.7 | 16337.65
FR | 9 | 12 | 4 | 16479.05 | 14124.9 | 16479.05
FR | 9 | 12 | 5 | 17408.65 | 14921.7 | 17408.65
FR | 9 | 12 | 6 | 19542.95 | 16751.1 | 19542.95
FR | 9 | 12 | 7 | 21139.65 | 18119.7 | 21139.65
FR | 9 | 12 | 8 | 22326.5 | 19137 | 22326.5
FR | 9 | 12 | 9 | 23044.7 | 19752.6 | 23044.7
FR | 9 | 12 | 10 | 23024.75 | 19735.5 | 23024.75
FR | 9 | 12 | 11 | 23002.35 | 19716.3 | 23002.35
FR | 9 | 12 | 12 | 22909.6 | 19636.8 | 22909.6
FR | 9 | 12 | 13 | 22911.7 | 19638.6 | 22911.7
FR | 9 | 12 | 14 | 22750.7 | 19500.6 | 22750.7
FR | 9 | 12 | 15 | 22612.1 | 19381.8 | 22612.1
FR | 9 | 12 | 16 | 22612.1 | 19381.8 | 22612.1
FR | 9 | 12 | 17 | 22588.65 | 19361.7 | 22588.65
FR | 9 | 12 | 18 | 22587.25 | 19360.5 | 22587.25
FR | 9 | 12 | 19 | 22542.8 | 19322.4 | 22542.8
FR | 9 | 12 | 20 | 22203.65 | 19031.7 | 22203.65
FR | 9 | 12 | 21 | 21271.25 | 18232.5 | 21271.25
FR | 9 | 12 | 22 | 20423.55 | 17505.9 | 20423.55
FR | 9 | 12 | 23 | 18478.6 | 15838.8 | 18478.6
FR | 9 | 12 | 24 | 17271.1 | 14803.8 | 17271.1
FR | 9 | 13 | 1 | 16490.6 | 14134.8 | 16490.6
FR | 9 | 13 | 2 | 16337.65 | 14003.7 | 16337.65
FR | 9 | 13 | 3 | 16337.65 | 14003.7 | 16337.65
FR | 9 | 13 | 4 | 16479.05 | 14124.9 | 16479.05
FR | 9 | 13 | 5 | 17383.1 | 14899.8 | 17383.1
FR | 9 | 13 | 6 | 19517.75 | 16729.5 | 19517.75
FR | 9 | 13 | 7 | 21164.85 | 18141.3 | 21164.85
FR | 9 | 13 | 8 | 22256.5 | 19077 | 22256.5
FR | 9 | 13 | 9 | 22974 | 19692 | 22974
FR | 9 | 13 | 10 | 22999.55 | 19713.9 | 22999.55
FR | 9 | 13 | 11 | 22983.1 | 19699.8 | 22983.1
FR | 9 | 13 | 12 | 22967.7 | 19686.6 | 22967.7
FR | 9 | 13 | 13 | 22937.6 | 19660.8 | 22937.6
FR | 9 | 13 | 14 | 22750.7 | 19500.6 | 22750.7
FR | 9 | 13 | 15 | 22612.1 | 19381.8 | 22612.1
FR | 9 | 13 | 16 | 22612.1 | 19381.8 | 22612.1
FR | 9 | 13 | 17 | 22563.1 | 19339.8 | 22563.1
FR | 9 | 13 | 18 | 22563.1 | 19339.8 | 22563.1
FR | 9 | 13 | 19 | 22473.85 | 19263.3 | 22473.85
FR | 9 | 13 | 20 | 22226.05 | 19050.9 | 22226.05
FR | 9 | 13 | 21 | 21413 | 18354 | 21413
FR | 9 | 13 | 22 | 20517.7 | 17586.6 | 20517.7
FR | 9 | 13 | 23 | 17747.8 | 15212.4 | 17747.8
FR | 9 | 13 | 24 | 16557.45 | 14192.1 | 16557.45
FR | 9 | 14 | 1 | 15602.3 | 13373.4 | 15602.3
FR | 9 | 14 | 2 | 15207.5 | 13035 | 15207.5
FR | 9 | 14 | 3 | 15207.5 | 13035 | 15207.5
FR | 9 | 14 | 4 | 15234.45 | 13058.1 | 15234.45
FR | 9 | 14 | 5 | 15213.8 | 13040.4 | 15213.8
FR | 9 | 14 | 6 | 15535.45 | 13316.1 | 15535.45
FR | 9 | 14 | 7 | 16289.35 | 13962.3 | 16289.35
FR | 9 | 14 | 8 | 17450.3 | 14957.4 | 17450.3
FR | 9 | 14 | 9 | 18712.05 | 16038.9 | 18712.05
FR | 9 | 14 | 10 | 19075.7 | 16350.6 | 19075.7
FR | 9 | 14 | 11 | 19075.7 | 16350.6 | 19075.7
FR | 9 | 14 | 12 | 19041.05 | 16320.9 | 19041.05
FR | 9 | 14 | 13 | 18981.2 | 16269.6 | 18981.2
FR | 9 | 14 | 14 | 18860.8 | 16166.4 | 18860.8
FR | 9 | 14 | 15 | 18789.05 | 16104.9 | 18789.05
FR | 9 | 14 | 16 | 18789.05 | 16104.9 | 18789.05
FR | 9 | 14 | 17 | 18748.8 | 16070.4 | 18748.8
FR | 9 | 14 | 18 | 18768.05 | 16086.9 | 18768.05
FR | 9 | 14 | 19 | 18838.05 | 16146.9 | 18838.05
FR | 9 | 14 | 20 | 18846.1 | 16153.8 | 18846.1
FR | 9 | 14 | 21 | 18729.2 | 16053.6 | 18729.2
FR | 9 | 14 | 22 | 18174.8 | 15578.4 | 18174.8
FR | 9 | 14 | 23 | 17641.75 | 15121.5 | 17641.75
FR | 9 | 14 | 24 | 16420.6 | 14074.8 | 16420.6
FR | 9 | 15 | 1 | 15554.7 | 13332.6 | 15554.7
FR | 9 | 15 | 2 | 15159.9 | 12994.2 | 15159.9
FR | 9 | 15 | 3 | 15159.9 | 12994.2 | 15159.9
FR | 9 | 15 | 4 | 15186.85 | 13017.3 | 15186.85
FR | 9 | 15 | 5 | 15213.8 | 13040.4 | 15213.8
FR | 9 | 15 | 6 | 15535.45 | 13316.1 | 15535.45
FR | 9 | 15 | 7 | 16289.35 | 13962.3 | 16289.35
FR | 9 | 15 | 8 | 17472.7 | 14976.6 | 17472.7
FR | 9 | 15 | 9 | 18757.55 | 16077.9 | 18757.55
FR | 9 | 15 | 10 | 19125.05 | 16392.9 | 19125.05
FR | 9 | 15 | 11 | 19052.95 | 16331.1 | 19052.95
FR | 9 | 15 | 12 | 19041.05 | 16320.9 | 19041.05
FR | 9 | 15 | 13 | 18981.2 | 16269.6 | 18981.2
FR | 9 | 15 | 14 | 18860.8 | 16166.4 | 18860.8
FR | 9 | 15 | 15 | 18789.05 | 16104.9 | 18789.05
FR | 9 | 15 | 16 | 18761.05 | 16080.9 | 18761.05
FR | 9 | 15 | 17 | 18838.75 | 16147.5 | 18838.75
FR | 9 | 15 | 18 | 18880.4 | 16183.2 | 18880.4
FR | 9 | 15 | 19 | 18852.4 | 16159.2 | 18852.4
FR | 9 | 15 | 20 | 18777.85 | 16095.3 | 18777.85
FR | 9 | 15 | 21 | 18657.45 | 15992.1 | 18657.45
FR | 9 | 15 | 22 | 18175.85 | 15579.3 | 18175.85
FR | 9 | 15 | 23 | 18478.6 | 15838.8 | 18478.6
FR | 9 | 15 | 24 | 17271.1 | 14803.8 | 17271.1
FR | 9 | 16 | 1 | 16490.6 | 14134.8 | 16490.6
FR | 9 | 16 | 2 | 16337.65 | 14003.7 | 16337.65
FR | 9 | 16 | 3 | 16337.65 | 14003.7 | 16337.65
FR | 9 | 16 | 4 | 16479.05 | 14124.9 | 16479.05
FR | 9 | 16 | 5 | 17408.65 | 14921.7 | 17408.65
FR | 9 | 16 | 6 | 19542.95 | 16751.1 | 19542.95
FR | 9 | 16 | 7 | 21164.85 | 18141.3 | 21164.85
FR | 9 | 16 | 8 | 22356.6 | 19162.8 | 22356.6
FR | 9 | 16 | 9 | 23044.7 | 19752.6 | 23044.7
FR | 9 | 16 | 10 | 23097.55 | 19797.9 | 23097.55
FR | 9 | 16 | 11 | 23069.9 | 19774.2 | 23069.9
FR | 9 | 16 | 12 | 23009.7 | 19722.6 | 23009.7
FR | 9 | 16 | 13 | 22944.6 | 19666.8 | 22944.6
FR | 9 | 16 | 14 | 22807.4 | 19549.2 | 22807.4
FR | 9 | 16 | 15 | 22668.45 | 19430.1 | 22668.45
FR | 9 | 16 | 16 | 22694.35 | 19452.3 | 22694.35
FR | 9 | 16 | 17 | 22684.55 | 19443.9 | 22684.55
FR | 9 | 16 | 18 | 22820.35 | 19560.3 | 22820.35
FR | 9 | 16 | 19 | 22794.45 | 19538.1 | 22794.45
FR | 9 | 16 | 20 | 22306.9 | 19120.2 | 22306.9
FR | 9 | 16 | 21 | 20907.25 | 17920.5 | 20907.25
FR | 9 | 16 | 22 | 19885.95 | 17045.1 | 19885.95
FR | 9 | 16 | 23 | 18478.6 | 15838.8 | 18478.6
FR | 9 | 16 | 24 | 17247.3 | 14783.4 | 17247.3
FR | 9 | 17 | 1 | 16471.7 | 14118.6 | 16471.7
FR | 9 | 17 | 2 | 16262.75 | 13939.5 | 16262.75
FR | 9 | 17 | 3 | 16262.75 | 13939.5 | 16262.75
FR | 9 | 17 | 4 | 16404.15 | 14060.7 | 16404.15
FR | 9 | 17 | 5 | 17347.05 | 14868.9 | 17347.05
FR | 9 | 17 | 6 | 19435.5 | 16659 | 19435.5
FR | 9 | 17 | 7 | 21074.2 | 18063.6 | 21074.2
FR | 9 | 17 | 8 | 22495.9 | 19282.2 | 22495.9
FR | 9 | 17 | 9 | 23177 | 19866 | 23177
FR | 9 | 17 | 10 | 23188.2 | 19875.6 | 23188.2
FR | 9 | 17 | 11 | 23101.05 | 19800.9 | 23101.05
FR | 9 | 17 | 12 | 22995.35 | 19710.3 | 22995.35
FR | 9 | 17 | 13 | 22944.6 | 19666.8 | 22944.6
FR | 9 | 17 | 14 | 22878.45 | 19610.1 | 22878.45
FR | 9 | 17 | 15 | 22784.65 | 19529.7 | 22784.65
FR | 9 | 17 | 16 | 22799.35 | 19542.3 | 22799.35
FR | 9 | 17 | 17 | 22820.35 | 19560.3 | 22820.35
FR | 9 | 17 | 18 | 22820.35 | 19560.3 | 22820.35
FR | 9 | 17 | 19 | 22613.85 | 19383.3 | 22613.85
FR | 9 | 17 | 20 | 22203.65 | 19031.7 | 22203.65
FR | 9 | 17 | 21 | 21331.45 | 18284.1 | 21331.45
FR | 9 | 17 | 22 | 20465.9 | 17542.2 | 20465.9
FR | 9 | 17 | 23 | 18478.6 | 15838.8 | 18478.6
FR | 9 | 17 | 24 | 17271.1 | 14803.8 | 17271.1
FR | 9 | 18 | 1 | 16490.6 | 14134.8 | 16490.6
FR | 9 | 18 | 2 | 16337.65 | 14003.7 | 16337.65
FR | 9 | 18 | 3 | 16337.65 | 14003.7 | 16337.65
FR | 9 | 18 | 4 | 16479.05 | 14124.9 | 16479.05
FR | 9 | 18 | 5 | 17408.65 | 14921.7 | 17408.65
FR | 9 | 18 | 6 | 19542.95 | 16751.1 | 19542.95
FR | 9 | 18 | 7 | 21109.2 | 18093.6 | 21109.2
FR | 9 | 18 | 8 | 22256.5 | 19077 | 22256.5
FR | 9 | 18 | 9 | 22923.25 | 19648.5 | 22923.25
FR | 9 | 18 | 10 | 22983.1 | 19699.8 | 22983.1
FR | 9 | 18 | 11 | 22944.25 | 19666.5 | 22944.25
FR | 9 | 18 | 12 | 22911.7 | 19638.6 | 22911.7
FR | 9 | 18 | 13 | 22911.7 | 19638.6 | 22911.7
FR | 9 | 18 | 14 | 22750.7 | 19500.6 | 22750.7
FR | 9 | 18 | 15 | 22612.1 | 19381.8 | 22612.1
FR | 9 | 18 | 16 | 22612.1 | 19381.8 | 22612.1
FR | 9 | 18 | 17 | 22563.1 | 19339.8 | 22563.1
FR | 9 | 18 | 18 | 22560.65 | 19337.7 | 22560.65
FR | 9 | 18 | 19 | 22533.35 | 19314.3 | 22533.35
FR | 9 | 18 | 20 | 22132.25 | 18970.5 | 22132.25
FR | 9 | 18 | 21 | 21297.15 | 18254.7 | 21297.15
FR | 9 | 18 | 22 | 20423.55 | 17505.9 | 20423.55
FR | 9 | 18 | 23 | 18478.6 | 15838.8 | 18478.6
FR | 9 | 18 | 24 | 17271.1 | 14803.8 | 17271.1
FR | 9 | 19 | 1 | 16490.6 | 14134.8 | 16490.6
FR | 9 | 19 | 2 | 16337.65 | 14003.7 | 16337.65
FR | 9 | 19 | 3 | 16337.65 | 14003.7 | 16337.65
FR | 9 | 19 | 4 | 16479.05 | 14124.9 | 16479.05
FR | 9 | 19 | 5 | 17390.8 | 14906.4 | 17390.8
FR | 9 | 19 | 6 | 19404.35 | 16632.3 | 19404.35
FR | 9 | 19 | 7 | 21160.3 | 18137.4 | 21160.3
FR | 9 | 19 | 8 | 22441.65 | 19235.7 | 22441.65
FR | 9 | 19 | 9 | 23182.25 | 19870.5 | 23182.25
FR | 9 | 19 | 10 | 23030.35 | 19740.3 | 23030.35
FR | 9 | 19 | 11 | 22983.1 | 19699.8 | 22983.1
FR | 9 | 19 | 12 | 22967.7 | 19686.6 | 22967.7
FR | 9 | 19 | 13 | 22936.2 | 19659.6 | 22936.2
FR | 9 | 19 | 14 | 22776.6 | 19522.8 | 22776.6
FR | 9 | 19 | 15 | 22637.65 | 19403.7 | 22637.65
FR | 9 | 19 | 16 | 22609.65 | 19379.7 | 22609.65
FR | 9 | 19 | 17 | 22639.05 | 19404.9 | 22639.05
FR | 9 | 19 | 18 | 22645.35 | 19410.3 | 22645.35
FR | 9 | 19 | 19 | 22546.3 | 19325.4 | 22546.3
FR | 9 | 19 | 20 | 22225.35 | 19050.3 | 22225.35
FR | 9 | 19 | 21 | 21297.15 | 18254.7 | 21297.15
FR | 9 | 19 | 22 | 20423.55 | 17505.9 | 20423.55
FR | 9 | 19 | 23 | 18478.6 | 15838.8 | 18478.6
FR | 9 | 19 | 24 | 17271.1 | 14803.8 | 17271.1
FR | 9 | 20 | 1 | 16490.6 | 14134.8 | 16490.6
FR | 9 | 20 | 2 | 16337.65 | 14003.7 | 16337.65
FR | 9 | 20 | 3 | 16337.65 | 14003.7 | 16337.65
FR | 9 | 20 | 4 | 16479.05 | 14124.9 | 16479.05
FR | 9 | 20 | 5 | 17408.65 | 14921.7 | 17408.65
FR | 9 | 20 | 6 | 19542.95 | 16751.1 | 19542.95
FR | 9 | 20 | 7 | 21164.85 | 18141.3 | 21164.85
FR | 9 | 20 | 8 | 22256.5 | 19077 | 22256.5
FR | 9 | 20 | 9 | 22974 | 19692 | 22974
FR | 9 | 20 | 10 | 22983.1 | 19699.8 | 22983.1
FR | 9 | 20 | 11 | 22972.25 | 19690.5 | 22972.25
FR | 9 | 20 | 12 | 22911.7 | 19638.6 | 22911.7
FR | 9 | 20 | 13 | 22911.7 | 19638.6 | 22911.7
FR | 9 | 20 | 14 | 22750.7 | 19500.6 | 22750.7
FR | 9 | 20 | 15 | 22603.7 | 19374.6 | 22603.7
FR | 9 | 20 | 16 | 22603.7 | 19374.6 | 22603.7
FR | 9 | 20 | 17 | 22563.1 | 19339.8 | 22563.1
FR | 9 | 20 | 18 | 22563.1 | 19339.8 | 22563.1
FR | 9 | 20 | 19 | 22542.8 | 19322.4 | 22542.8
FR | 9 | 20 | 20 | 22225.35 | 19050.3 | 22225.35
FR | 9 | 20 | 21 | 21176.75 | 18151.5 | 21176.75
FR | 9 | 20 | 22 | 19924.45 | 17078.1 | 19924.45
FR | 9 | 20 | 23 | 17641.75 | 15121.5 | 17641.75
FR | 9 | 20 | 24 | 16420.6 | 14074.8 | 16420.6
FR | 9 | 21 | 1 | 15550.5 | 13329 | 15550.5
FR | 9 | 21 | 2 | 15122.45 | 12962.1 | 15122.45
FR | 9 | 21 | 3 | 15139.95 | 12977.1 | 15139.95
FR | 9 | 21 | 4 | 15166.9 | 13000.2 | 15166.9
FR | 9 | 21 | 5 | 15194.55 | 13023.9 | 15194.55
FR | 9 | 21 | 6 | 15451.45 | 13244.1 | 15451.45
FR | 9 | 21 | 7 | 16322.95 | 13991.1 | 16322.95
FR | 9 | 21 | 8 | 17624.6 | 15106.8 | 17624.6
FR | 9 | 21 | 9 | 18778.2 | 16095.6 | 18778.2
FR | 9 | 21 | 10 | 19125.05 | 16392.9 | 19125.05
FR | 9 | 21 | 11 | 19075.7 | 16350.6 | 19075.7
FR | 9 | 21 | 12 | 19041.05 | 16320.9 | 19041.05
FR | 9 | 21 | 13 | 18981.2 | 16269.6 | 18981.2
FR | 9 | 21 | 14 | 18884.25 | 16186.5 | 18884.25
FR | 9 | 21 | 15 | 18812.5 | 16125 | 18812.5
FR | 9 | 21 | 16 | 18812.5 | 16125 | 18812.5
FR | 9 | 21 | 17 | 18772.25 | 16090.5 | 18772.25
FR | 9 | 21 | 18 | 18748.8 | 16070.4 | 18748.8
FR | 9 | 21 | 19 | 18758.25 | 16078.5 | 18758.25
FR | 9 | 21 | 20 | 18833.85 | 16143.3 | 18833.85
FR | 9 | 21 | 21 | 18747.75 | 16069.5 | 18747.75
FR | 9 | 21 | 22 | 18174.8 | 15578.4 | 18174.8
FR | 9 | 21 | 23 | 17641.75 | 15121.5 | 17641.75
FR | 9 | 21 | 24 | 16420.6 | 14074.8 | 16420.6
FR | 9 | 22 | 1 | 15554.7 | 13332.6 | 15554.7
FR | 9 | 22 | 2 | 15159.9 | 12994.2 | 15159.9
FR | 9 | 22 | 3 | 15159.9 | 12994.2 | 15159.9
FR | 9 | 22 | 4 | 15186.85 | 13017.3 | 15186.85
FR | 9 | 22 | 5 | 15213.8 | 13040.4 | 15213.8
FR | 9 | 22 | 6 | 15535.45 | 13316.1 | 15535.45
FR | 9 | 22 | 7 | 16289.35 | 13962.3 | 16289.35
FR | 9 | 22 | 8 | 17471.65 | 14975.7 | 17471.65
FR | 9 | 22 | 9 | 18751.95 | 16073.1 | 18751.95
FR | 9 | 22 | 10 | 19075.7 | 16350.6 | 19075.7
FR | 9 | 22 | 11 | 19075.7 | 16350.6 | 19075.7
FR | 9 | 22 | 12 | 19041.05 | 16320.9 | 19041.05
FR | 9 | 22 | 13 | 19004.65 | 16289.7 | 19004.65
FR | 9 | 22 | 14 | 18884.25 | 16186.5 | 18884.25
FR | 9 | 22 | 15 | 18812.5 | 16125 | 18812.5
FR | 9 | 22 | 16 | 18812.5 | 16125 | 18812.5
FR | 9 | 22 | 17 | 18772.25 | 16090.5 | 18772.25
FR | 9 | 22 | 18 | 18748.8 | 16070.4 | 18748.8
FR | 9 | 22 | 19 | 18758.25 | 16078.5 | 18758.25
FR | 9 | 22 | 20 | 18758.25 | 16078.5 | 18758.25
FR | 9 | 22 | 21 | 18714.15 | 16040.7 | 18714.15
FR | 9 | 22 | 22 | 18131.05 | 15540.9 | 18131.05
FR | 9 | 22 | 23 | 18478.6 | 15838.8 | 18478.6
FR | 9 | 22 | 24 | 17271.1 | 14803.8 | 17271.1
FR | 9 | 23 | 1 | 16490.6 | 14134.8 | 16490.6
FR | 9 | 23 | 2 | 16337.65 | 14003.7 | 16337.65
FR | 9 | 23 | 3 | 16337.65 | 14003.7 | 16337.65
FR | 9 | 23 | 4 | 16479.05 | 14124.9 | 16479.05
FR | 9 | 23 | 5 | 17408.65 | 14921.7 | 17408.65
FR | 9 | 23 | 6 | 19542.95 | 16751.1 | 19542.95
FR | 9 | 23 | 7 | 21109.2 | 18093.6 | 21109.2
FR | 9 | 23 | 8 | 22256.5 | 19077 | 22256.5
FR | 9 | 23 | 9 | 22926.75 | 19651.5 | 22926.75
FR | 9 | 23 | 10 | 22946.7 | 19668.6 | 22946.7
FR | 9 | 23 | 11 | 22946.7 | 19668.6 | 22946.7
FR | 9 | 23 | 12 | 22927.1 | 19651.8 | 22927.1
FR | 9 | 23 | 13 | 22946.35 | 19668.3 | 22946.35
FR | 9 | 23 | 14 | 22822.45 | 19562.1 | 22822.45
FR | 9 | 23 | 15 | 22717.1 | 19471.8 | 22717.1
FR | 9 | 23 | 16 | 22717.1 | 19471.8 | 22717.1
FR | 9 | 23 | 17 | 22640.1 | 19405.8 | 22640.1
FR | 9 | 23 | 18 | 22597.75 | 19369.5 | 22597.75
FR | 9 | 23 | 19 | 22473.85 | 19263.3 | 22473.85
FR | 9 | 23 | 20 | 22174.6 | 19006.8 | 22174.6
FR | 9 | 23 | 21 | 21319.2 | 18273.6 | 21319.2
FR | 9 | 23 | 22 | 20423.55 | 17505.9 | 20423.55
FR | 9 | 23 | 23 | 18478.6 | 15838.8 | 18478.6
FR | 9 | 23 | 24 | 17271.1 | 14803.8 | 17271.1
FR | 9 | 24 | 1 | 16490.6 | 14134.8 | 16490.6
FR | 9 | 24 | 2 | 16337.65 | 14003.7 | 16337.65
FR | 9 | 24 | 3 | 16337.65 | 14003.7 | 16337.65
FR | 9 | 24 | 4 | 16479.05 | 14124.9 | 16479.05
FR | 9 | 24 | 5 | 17311 | 14838 | 17311
FR | 9 | 24 | 6 | 19435.5 | 16659 | 19435.5
FR | 9 | 24 | 7 | 21105.35 | 18090.3 | 21105.35
FR | 9 | 24 | 8 | 22344.35 | 19152.3 | 22344.35
FR | 9 | 24 | 9 | 22974 | 19692 | 22974
FR | 9 | 24 | 10 | 22972.25 | 19690.5 | 22972.25
FR | 9 | 24 | 11 | 22938.65 | 19661.7 | 22938.65
FR | 9 | 24 | 12 | 22946.7 | 19668.6 | 22946.7
FR | 9 | 24 | 13 | 22980.3 | 19697.4 | 22980.3
FR | 9 | 24 | 14 | 22918.35 | 19644.3 | 22918.35
FR | 9 | 24 | 15 | 22786.75 | 19531.5 | 22786.75
FR | 9 | 24 | 16 | 22789.55 | 19533.9 | 22789.55
FR | 9 | 24 | 17 | 22737.75 | 19489.5 | 22737.75
FR | 9 | 24 | 18 | 22634.5 | 19401 | 22634.5
FR | 9 | 24 | 19 | 22473.85 | 19263.3 | 22473.85
FR | 9 | 24 | 20 | 22226.05 | 19050.9 | 22226.05
FR | 9 | 24 | 21 | 21319.2 | 18273.6 | 21319.2
FR | 9 | 24 | 22 | 20423.55 | 17505.9 | 20423.55
FR | 9 | 24 | 23 | 18478.6 | 15838.8 | 18478.6
FR | 9 | 24 | 24 | 17271.1 | 14803.8 | 17271.1
FR | 9 | 25 | 1 | 16490.6 | 14134.8 | 16490.6
FR | 9 | 25 | 2 | 16337.65 | 14003.7 | 16337.65
FR | 9 | 25 | 3 | 16337.65 | 14003.7 | 16337.65
FR | 9 | 25 | 4 | 16479.05 | 14124.9 | 16479.05
FR | 9 | 25 | 5 | 17383.1 | 14899.8 | 17383.1
FR | 9 | 25 | 6 | 19517.75 | 16729.5 | 19517.75
FR | 9 | 25 | 7 | 21139.65 | 18119.7 | 21139.65
FR | 9 | 25 | 8 | 22326.5 | 19137 | 22326.5
FR | 9 | 25 | 9 | 22968.4 | 19687.2 | 22968.4
FR | 9 | 25 | 10 | 22946.7 | 19668.6 | 22946.7
FR | 9 | 25 | 11 | 22962.1 | 19681.8 | 22962.1
FR | 9 | 25 | 12 | 22946.7 | 19668.6 | 22946.7
FR | 9 | 25 | 13 | 23035.25 | 19744.5 | 23035.25
FR | 9 | 25 | 14 | 23001.3 | 19715.4 | 23001.3
FR | 9 | 25 | 15 | 22801.8 | 19544.4 | 22801.8
FR | 9 | 25 | 16 | 22801.8 | 19544.4 | 22801.8
FR | 9 | 25 | 17 | 22737.75 | 19489.5 | 22737.75
FR | 9 | 25 | 18 | 22634.5 | 19401 | 22634.5
FR | 9 | 25 | 19 | 22489.25 | 19276.5 | 22489.25
FR | 9 | 25 | 20 | 22226.05 | 19050.9 | 22226.05
FR | 9 | 25 | 21 | 21413 | 18354 | 21413
FR | 9 | 25 | 22 | 20517.7 | 17586.6 | 20517.7
FR | 9 | 25 | 23 | 18687.2 | 16017.6 | 18687.2
FR | 9 | 25 | 24 | 17407.95 | 14921.1 | 17407.95
FR | 9 | 26 | 1 | 16538.2 | 14175.6 | 16538.2
FR | 9 | 26 | 2 | 16385.25 | 14044.5 | 16385.25
FR | 9 | 26 | 3 | 16337.65 | 14003.7 | 16337.65
FR | 9 | 26 | 4 | 16479.05 | 14124.9 | 16479.05
FR | 9 | 26 | 5 | 17408.65 | 14921.7 | 17408.65
FR | 9 | 26 | 6 | 19542.95 | 16751.1 | 19542.95
FR | 9 | 26 | 7 | 21109.2 | 18093.6 | 21109.2
FR | 9 | 26 | 8 | 22217.65 | 19043.7 | 22217.65
FR | 9 | 26 | 9 | 22890.35 | 19620.3 | 22890.35
FR | 9 | 26 | 10 | 22946.7 | 19668.6 | 22946.7
FR | 9 | 26 | 11 | 22969.1 | 19687.8 | 22969.1
FR | 9 | 26 | 12 | 22946.7 | 19668.6 | 22946.7
FR | 9 | 26 | 13 | 22946.7 | 19668.6 | 22946.7
FR | 9 | 26 | 14 | 22856.05 | 19590.9 | 22856.05
FR | 9 | 26 | 15 | 22717.1 | 19471.8 | 22717.1
FR | 9 | 26 | 16 | 22717.1 | 19471.8 | 22717.1
FR | 9 | 26 | 17 | 22634.5 | 19401 | 22634.5
FR | 9 | 26 | 18 | 22597.75 | 19369.5 | 22597.75
FR | 9 | 26 | 19 | 22473.85 | 19263.3 | 22473.85
FR | 9 | 26 | 20 | 22226.05 | 19050.9 | 22226.05
FR | 9 | 26 | 21 | 21361.55 | 18309.9 | 21361.55
FR | 9 | 26 | 22 | 20465.9 | 17542.2 | 20465.9
FR | 9 | 26 | 23 | 18478.6 | 15838.8 | 18478.6
FR | 9 | 26 | 24 | 17271.1 | 14803.8 | 17271.1
FR | 9 | 27 | 1 | 16490.6 | 14134.8 | 16490.6
FR | 9 | 27 | 2 | 16337.65 | 14003.7 | 16337.65
FR | 9 | 27 | 3 | 16337.65 | 14003.7 | 16337.65
FR | 9 | 27 | 4 | 16479.05 | 14124.9 | 16479.05
FR | 9 | 27 | 5 | 17408.65 | 14921.7 | 17408.65
FR | 9 | 27 | 6 | 19542.95 | 16751.1 | 19542.95
FR | 9 | 27 | 7 | 21164.85 | 18141.3 | 21164.85
FR | 9 | 27 | 8 | 22256.5 | 19077 | 22256.5
FR | 9 | 27 | 9 | 22943.2 | 19665.6 | 22943.2
FR | 9 | 27 | 10 | 22976.1 | 19693.8 | 22976.1
FR | 9 | 27 | 11 | 22946.7 | 19668.6 | 22946.7
FR | 9 | 27 | 12 | 22934.45 | 19658.1 | 22934.45
FR | 9 | 27 | 13 | 22946.7 | 19668.6 | 22946.7
FR | 9 | 27 | 14 | 22856.05 | 19590.9 | 22856.05
FR | 9 | 27 | 15 | 22689.1 | 19447.8 | 22689.1
FR | 9 | 27 | 16 | 22689.1 | 19447.8 | 22689.1
FR | 9 | 27 | 17 | 22634.5 | 19401 | 22634.5
FR | 9 | 27 | 18 | 22597.75 | 19369.5 | 22597.75
FR | 9 | 27 | 19 | 22473.85 | 19263.3 | 22473.85
FR | 9 | 27 | 20 | 22226.05 | 19050.9 | 22226.05
FR | 9 | 27 | 21 | 21413 | 18354 | 21413
FR | 9 | 27 | 22 | 20465.9 | 17542.2 | 20465.9
FR | 9 | 27 | 23 | 17641.75 | 15121.5 | 17641.75
FR | 9 | 27 | 24 | 16420.6 | 14074.8 | 16420.6
FR | 9 | 28 | 1 | 15554.7 | 13332.6 | 15554.7
FR | 9 | 28 | 2 | 15159.9 | 12994.2 | 15159.9
FR | 9 | 28 | 3 | 15159.9 | 12994.2 | 15159.9
FR | 9 | 28 | 4 | 15186.85 | 13017.3 | 15186.85
FR | 9 | 28 | 5 | 15213.8 | 13040.4 | 15213.8
FR | 9 | 28 | 6 | 15535.45 | 13316.1 | 15535.45
FR | 9 | 28 | 7 | 16289.35 | 13962.3 | 16289.35
FR | 9 | 28 | 8 | 17450.3 | 14957.4 | 17450.3
FR | 9 | 28 | 9 | 18707.15 | 16034.7 | 18707.15
FR | 9 | 28 | 10 | 19075.7 | 16350.6 | 19075.7
FR | 9 | 28 | 11 | 19075.7 | 16350.6 | 19075.7
FR | 9 | 28 | 12 | 19064.5 | 16341 | 19064.5
FR | 9 | 28 | 13 | 19004.65 | 16289.7 | 19004.65
FR | 9 | 28 | 14 | 18912.6 | 16210.8 | 18912.6
FR | 9 | 28 | 15 | 18841.2 | 16149.6 | 18841.2
FR | 9 | 28 | 16 | 18841.2 | 16149.6 | 18841.2
FR | 9 | 28 | 17 | 18772.25 | 16090.5 | 18772.25
FR | 9 | 28 | 18 | 18772.25 | 16090.5 | 18772.25
FR | 9 | 28 | 19 | 18758.25 | 16078.5 | 18758.25
FR | 9 | 28 | 20 | 18758.25 | 16078.5 | 18758.25
FR | 9 | 28 | 21 | 18714.15 | 16040.7 | 18714.15
FR | 9 | 28 | 22 | 18182.85 | 15585.3 | 18182.85
FR | 9 | 28 | 23 | 17778.95 | 15239.1 | 17778.95
FR | 9 | 28 | 24 | 16468.2 | 14115.6 | 16468.2
FR | 9 | 29 | 1 | 15554.7 | 13332.6 | 15554.7
FR | 9 | 29 | 2 | 15159.9 | 12994.2 | 15159.9
FR | 9 | 29 | 3 | 15159.9 | 12994.2 | 15159.9
FR | 9 | 29 | 4 | 15186.85 | 13017.3 | 15186.85
FR | 9 | 29 | 5 | 15213.8 | 13040.4 | 15213.8
FR | 9 | 29 | 6 | 15535.45 | 13316.1 | 15535.45
FR | 9 | 29 | 7 | 16289.35 | 13962.3 | 16289.35
FR | 9 | 29 | 8 | 17471.65 | 14975.7 | 17471.65
FR | 9 | 29 | 9 | 18765.25 | 16084.5 | 18765.25
FR | 9 | 29 | 10 | 19098.8 | 16370.4 | 19098.8
FR | 9 | 29 | 11 | 19047.7 | 16326.6 | 19047.7
FR | 9 | 29 | 12 | 19041.05 | 16320.9 | 19041.05
FR | 9 | 29 | 13 | 18981.2 | 16269.6 | 18981.2
FR | 9 | 29 | 14 | 18860.8 | 16166.4 | 18860.8
FR | 9 | 29 | 15 | 18812.5 | 16125 | 18812.5
FR | 9 | 29 | 16 | 18812.5 | 16125 | 18812.5
FR | 9 | 29 | 17 | 18748.8 | 16070.4 | 18748.8
FR | 9 | 29 | 18 | 18748.8 | 16070.4 | 18748.8
FR | 9 | 29 | 19 | 18758.25 | 16078.5 | 18758.25
FR | 9 | 29 | 20 | 18758.25 | 16078.5 | 18758.25
FR | 9 | 29 | 21 | 18662.7 | 15996.6 | 18662.7
FR | 9 | 29 | 22 | 18187.4 | 15589.2 | 18187.4
FR | 9 | 29 | 23 | 18478.6 | 15838.8 | 18478.6
FR | 9 | 29 | 24 | 17271.1 | 14803.8 | 17271.1
FR | 9 | 30 | 1 | 16490.6 | 14134.8 | 16490.6
FR | 9 | 30 | 2 | 16337.65 | 14003.7 | 16337.65
FR | 9 | 30 | 3 | 16337.65 | 14003.7 | 16337.65
FR | 9 | 30 | 4 | 16479.05 | 14124.9 | 16479.05
FR | 9 | 30 | 5 | 17408.65 | 14921.7 | 17408.65
FR | 9 | 30 | 6 | 19542.95 | 16751.1 | 19542.95
FR | 9 | 30 | 7 | 21164.85 | 18141.3 | 21164.85
FR | 9 | 30 | 8 | 22256.5 | 19077 | 22256.5
FR | 9 | 30 | 9 | 22974 | 19692 | 22974
FR | 9 | 30 | 10 | 22983.1 | 19699.8 | 22983.1
FR | 9 | 30 | 11 | 22972.25 | 19690.5 | 22972.25
FR | 9 | 30 | 12 | 22911.7 | 19638.6 | 22911.7
FR | 9 | 30 | 13 | 22911.7 | 19638.6 | 22911.7
FR | 9 | 30 | 14 | 22742.65 | 19493.7 | 22742.65
FR | 9 | 30 | 15 | 22603.7 | 19374.6 | 22603.7
FR | 9 | 30 | 16 | 22603.7 | 19374.6 | 22603.7
FR | 9 | 30 | 17 | 22563.1 | 19339.8 | 22563.1
FR | 9 | 30 | 18 | 22563.1 | 19339.8 | 22563.1
FR | 9 | 30 | 19 | 22499.4 | 19285.2 | 22499.4
FR | 9 | 30 | 20 | 22199.8 | 19028.4 | 22199.8
FR | 9 | 30 | 21 | 21331.45 | 18284.1 | 21331.45
FR | 9 | 30 | 22 | 20423.55 | 17505.9 | 20423.55
FR | 9 | 30 | 23 | 18527.6 | 15880.8 | 18527.6
FR | 9 | 30 | 24 | 17321.15 | 14846.7 | 17321.15
FR | 10 | 1 | 1 | 16549.05 | 14184.9 | 16549.05
FR | 10 | 1 | 2 | 16396.1 | 14053.8 | 16396.1
FR | 10 | 1 | 3 | 16396.1 | 14053.8 | 16396.1
FR | 10 | 1 | 4 | 16490.95 | 14135.1 | 16490.95
FR | 10 | 1 | 5 | 17556.35 | 15048.3 | 17556.35
FR | 10 | 1 | 6 | 19729.5 | 16911 | 19729.5
FR | 10 | 1 | 7 | 21303.8 | 18260.4 | 21303.8
FR | 10 | 1 | 8 | 22350.65 | 19157.7 | 22350.65
FR | 10 | 1 | 9 | 23053.45 | 19760.1 | 23053.45
FR | 10 | 1 | 10 | 22991.5 | 19707 | 22991.5
FR | 10 | 1 | 11 | 22937.25 | 19660.5 | 22937.25
FR | 10 | 1 | 12 | 22876.7 | 19608.6 | 22876.7
FR | 10 | 1 | 13 | 22870.05 | 19602.9 | 22870.05
FR | 10 | 1 | 14 | 22726.9 | 19480.2 | 22726.9
FR | 10 | 1 | 15 | 22587.95 | 19361.1 | 22587.95
FR | 10 | 1 | 16 | 22600.2 | 19371.6 | 22600.2
FR | 10 | 1 | 17 | 22533.7 | 19314.6 | 22533.7
FR | 10 | 1 | 18 | 22540 | 19320 | 22540
FR | 10 | 1 | 19 | 22542.45 | 19322.1 | 22542.45
FR | 10 | 1 | 20 | 22228.5 | 19053 | 22228.5
FR | 10 | 1 | 21 | 21350 | 18300 | 21350
FR | 10 | 1 | 22 | 20482.35 | 17556.3 | 20482.35
FR | 10 | 1 | 23 | 18527.6 | 15880.8 | 18527.6
FR | 10 | 1 | 24 | 17321.15 | 14846.7 | 17321.15
FR | 10 | 2 | 1 | 16549.05 | 14184.9 | 16549.05
FR | 10 | 2 | 2 | 16396.1 | 14053.8 | 16396.1
FR | 10 | 2 | 3 | 16396.1 | 14053.8 | 16396.1
FR | 10 | 2 | 4 | 16490.95 | 14135.1 | 16490.95
FR | 10 | 2 | 5 | 17556.35 | 15048.3 | 17556.35
FR | 10 | 2 | 6 | 19729.5 | 16911 | 19729.5
FR | 10 | 2 | 7 | 21359.45 | 18308.1 | 21359.45
FR | 10 | 2 | 8 | 22350.65 | 19157.7 | 22350.65
FR | 10 | 2 | 9 | 22986.25 | 19702.5 | 22986.25
FR | 10 | 2 | 10 | 22995.35 | 19710.3 | 22995.35
FR | 10 | 2 | 11 | 22911.7 | 19638.6 | 22911.7
FR | 10 | 2 | 12 | 22887.9 | 19618.2 | 22887.9
FR | 10 | 2 | 13 | 22887.9 | 19618.2 | 22887.9
FR | 10 | 2 | 14 | 22755.25 | 19504.5 | 22755.25
FR | 10 | 2 | 15 | 22616.3 | 19385.4 | 22616.3
FR | 10 | 2 | 16 | 22628.55 | 19395.9 | 22628.55
FR | 10 | 2 | 17 | 22579.55 | 19353.9 | 22579.55
FR | 10 | 2 | 18 | 22551.2 | 19329.6 | 22551.2
FR | 10 | 2 | 19 | 22431.85 | 19227.3 | 22431.85
FR | 10 | 2 | 20 | 22191.05 | 19020.9 | 22191.05
FR | 10 | 2 | 21 | 21378 | 18324 | 21378
FR | 10 | 2 | 22 | 20482.35 | 17556.3 | 20482.35
FR | 10 | 2 | 23 | 18527.6 | 15880.8 | 18527.6
FR | 10 | 2 | 24 | 17321.15 | 14846.7 | 17321.15
FR | 10 | 3 | 1 | 16549.05 | 14184.9 | 16549.05
FR | 10 | 3 | 2 | 16396.1 | 14053.8 | 16396.1
FR | 10 | 3 | 3 | 16396.1 | 14053.8 | 16396.1
FR | 10 | 3 | 4 | 16490.95 | 14135.1 | 16490.95
FR | 10 | 3 | 5 | 17556.35 | 15048.3 | 17556.35
FR | 10 | 3 | 6 | 19729.5 | 16911 | 19729.5
FR | 10 | 3 | 7 | 21303.8 | 18260.4 | 21303.8
FR | 10 | 3 | 8 | 22292.9 | 19108.2 | 22292.9
FR | 10 | 3 | 9 | 22880.9 | 19612.2 | 22880.9
FR | 10 | 3 | 10 | 22911.7 | 19638.6 | 22911.7
FR | 10 | 3 | 11 | 22922.55 | 19647.9 | 22922.55
FR | 10 | 3 | 12 | 22887.9 | 19618.2 | 22887.9
FR | 10 | 3 | 13 | 22879.5 | 19611 | 22879.5
FR | 10 | 3 | 14 | 22755.25 | 19504.5 | 22755.25
FR | 10 | 3 | 15 | 22621.9 | 19390.2 | 22621.9
FR | 10 | 3 | 16 | 22634.15 | 19400.7 | 22634.15
FR | 10 | 3 | 17 | 22579.55 | 19353.9 | 22579.55
FR | 10 | 3 | 18 | 22579.55 | 19353.9 | 22579.55
FR | 10 | 3 | 19 | 22449.7 | 19242.6 | 22449.7
FR | 10 | 3 | 20 | 22201.9 | 19030.2 | 22201.9
FR | 10 | 3 | 21 | 21388.85 | 18333.3 | 21388.85
FR | 10 | 3 | 22 | 20540.8 | 17606.4 | 20540.8
FR | 10 | 3 | 23 | 19016.9 | 16300.2 | 19016.9
FR | 10 | 3 | 24 | 17857.7 | 15306.6 | 17857.7
FR | 10 | 4 | 1 | 16934.05 | 14514.9 | 16934.05
FR | 10 | 4 | 2 | 16573.55 | 14205.9 | 16573.55
FR | 10 | 4 | 3 | 16579.15 | 14210.7 | 16579.15
FR | 10 | 4 | 4 | 16529.8 | 14168.4 | 16529.8
FR | 10 | 4 | 5 | 17474.8 | 14978.4 | 17474.8
FR | 10 | 4 | 6 | 19760.65 | 16937.7 | 19760.65
FR | 10 | 4 | 7 | 21334.95 | 18287.1 | 21334.95
FR | 10 | 4 | 8 | 22310.4 | 19123.2 | 22310.4
FR | 10 | 4 | 9 | 22848.7 | 19584.6 | 22848.7
FR | 10 | 4 | 10 | 22922.55 | 19647.9 | 22922.55
FR | 10 | 4 | 11 | 22922.55 | 19647.9 | 22922.55
FR | 10 | 4 | 12 | 22887.9 | 19618.2 | 22887.9
FR | 10 | 4 | 13 | 22887.9 | 19618.2 | 22887.9
FR | 10 | 4 | 14 | 22755.25 | 19504.5 | 22755.25
FR | 10 | 4 | 15 | 22587.95 | 19361.1 | 22587.95
FR | 10 | 4 | 16 | 22600.2 | 19371.6 | 22600.2
FR | 10 | 4 | 17 | 22551.2 | 19329.6 | 22551.2
FR | 10 | 4 | 18 | 22533.7 | 19314.6 | 22533.7
FR | 10 | 4 | 19 | 22438.5 | 19233 | 22438.5
FR | 10 | 4 | 20 | 22191.05 | 19020.9 | 22191.05
FR | 10 | 4 | 21 | 21378 | 18324 | 21378
FR | 10 | 4 | 22 | 20482.35 | 17556.3 | 20482.35
FR | 10 | 4 | 23 | 17689.35 | 15162.3 | 17689.35
FR | 10 | 4 | 24 | 16469.25 | 14116.5 | 16469.25
FR | 10 | 5 | 1 | 15611.75 | 13381.5 | 15611.75
FR | 10 | 5 | 2 | 15216.95 | 13043.1 | 15216.95
FR | 10 | 5 | 3 | 15216.95 | 13043.1 | 15216.95
FR | 10 | 5 | 4 | 15244.25 | 13066.5 | 15244.25
FR | 10 | 5 | 5 | 15212.4 | 13039.2 | 15212.4
FR | 10 | 5 | 6 | 15555.4 | 13333.2 | 15555.4
FR | 10 | 5 | 7 | 16309.65 | 13979.7 | 16309.65
FR | 10 | 5 | 8 | 17465.35 | 14970.3 | 17465.35
FR | 10 | 5 | 9 | 18720.1 | 16045.8 | 18720.1
FR | 10 | 5 | 10 | 19055.75 | 16333.5 | 19055.75
FR | 10 | 5 | 11 | 19055.75 | 16333.5 | 19055.75
FR | 10 | 5 | 12 | 19020.75 | 16303.5 | 19020.75
FR | 10 | 5 | 13 | 18954.25 | 16246.5 | 18954.25
FR | 10 | 5 | 14 | 18833.85 | 16143.3 | 18833.85
FR | 10 | 5 | 15 | 18762.45 | 16082.1 | 18762.45
FR | 10 | 5 | 16 | 18763.15 | 16082.7 | 18763.15
FR | 10 | 5 | 17 | 18728.5 | 16053 | 18728.5
FR | 10 | 5 | 18 | 18728.5 | 16053 | 18728.5
FR | 10 | 5 | 19 | 18789.75 | 16105.5 | 18789.75
FR | 10 | 5 | 20 | 18895.1 | 16195.8 | 18895.1
FR | 10 | 5 | 21 | 18821.6 | 16132.8 | 18821.6
FR | 10 | 5 | 22 | 18248.65 | 15641.7 | 18248.65
FR | 10 | 5 | 23 | 17689.35 | 15162.3 | 17689.35
FR | 10 | 5 | 24 | 16469.25 | 14116.5 | 16469.25
FR | 10 | 6 | 1 | 15611.75 | 13381.5 | 15611.75
FR | 10 | 6 | 2 | 15216.95 | 13043.1 | 15216.95
FR | 10 | 6 | 3 | 15216.95 | 13043.1 | 15216.95
FR | 10 | 6 | 4 | 15244.25 | 13066.5 | 15244.25
FR | 10 | 6 | 5 | 15212.4 | 13039.2 | 15212.4
FR | 10 | 6 | 6 | 15555.4 | 13333.2 | 15555.4
FR | 10 | 6 | 7 | 16309.65 | 13979.7 | 16309.65
FR | 10 | 6 | 8 | 17517.85 | 15015.3 | 17517.85
FR | 10 | 6 | 9 | 18788 | 16104 | 18788
FR | 10 | 6 | 10 | 19183.15 | 16442.7 | 19183.15
FR | 10 | 6 | 11 | 19064.85 | 16341.3 | 19064.85
FR | 10 | 6 | 12 | 19020.75 | 16303.5 | 19020.75
FR | 10 | 6 | 13 | 18960.9 | 16252.2 | 18960.9
FR | 10 | 6 | 14 | 18840.5 | 16149 | 18840.5
FR | 10 | 6 | 15 | 18769.1 | 16087.8 | 18769.1
FR | 10 | 6 | 16 | 18769.1 | 16087.8 | 18769.1
FR | 10 | 6 | 17 | 18728.5 | 16053 | 18728.5
FR | 10 | 6 | 18 | 18728.5 | 16053 | 18728.5
FR | 10 | 6 | 19 | 18785.55 | 16101.9 | 18785.55
FR | 10 | 6 | 20 | 18895.1 | 16195.8 | 18895.1
FR | 10 | 6 | 21 | 18821.6 | 16132.8 | 18821.6
FR | 10 | 6 | 22 | 18248.65 | 15641.7 | 18248.65
FR | 10 | 6 | 23 | 18527.6 | 15880.8 | 18527.6
FR | 10 | 6 | 24 | 17321.15 | 14846.7 | 17321.15
FR | 10 | 7 | 1 | 16549.05 | 14184.9 | 16549.05
FR | 10 | 7 | 2 | 16396.1 | 14053.8 | 16396.1
FR | 10 | 7 | 3 | 16396.1 | 14053.8 | 16396.1
FR | 10 | 7 | 4 | 16490.95 | 14135.1 | 16490.95
FR | 10 | 7 | 5 | 17515.75 | 15013.5 | 17515.75
FR | 10 | 7 | 6 | 19688.9 | 16876.2 | 19688.9
FR | 10 | 7 | 7 | 21318.85 | 18273.3 | 21318.85
FR | 10 | 7 | 8 | 22520.75 | 19303.5 | 22520.75
FR | 10 | 7 | 9 | 23144.1 | 19837.8 | 23144.1
FR | 10 | 7 | 10 | 23109.8 | 19808.4 | 23109.8
FR | 10 | 7 | 11 | 22995.35 | 19710.3 | 22995.35
FR | 10 | 7 | 12 | 22902.25 | 19630.5 | 22902.25
FR | 10 | 7 | 13 | 22876.7 | 19608.6 | 22876.7
FR | 10 | 7 | 14 | 22715.7 | 19470.6 | 22715.7
FR | 10 | 7 | 15 | 22576.75 | 19351.5 | 22576.75
FR | 10 | 7 | 16 | 22589 | 19362 | 22589
FR | 10 | 7 | 17 | 22540 | 19320 | 22540
FR | 10 | 7 | 18 | 22592.5 | 19365 | 22592.5
FR | 10 | 7 | 19 | 22554.7 | 19332.6 | 22554.7
FR | 10 | 7 | 20 | 22284.15 | 19100.7 | 22284.15
FR | 10 | 7 | 21 | 21373.45 | 18320.1 | 21373.45
FR | 10 | 7 | 22 | 20309.8 | 17408.4 | 20309.8
FR | 10 | 7 | 23 | 18527.6 | 15880.8 | 18527.6
FR | 10 | 7 | 24 | 17321.15 | 14846.7 | 17321.15
FR | 10 | 8 | 1 | 16549.05 | 14184.9 | 16549.05
FR | 10 | 8 | 2 | 16396.1 | 14053.8 | 16396.1
FR | 10 | 8 | 3 | 16396.1 | 14053.8 | 16396.1
FR | 10 | 8 | 4 | 16490.95 | 14135.1 | 16490.95
FR | 10 | 8 | 5 | 17515.75 | 15013.5 | 17515.75
FR | 10 | 8 | 6 | 19688.9 | 16876.2 | 19688.9
FR | 10 | 8 | 7 | 21318.85 | 18273.3 | 21318.85
FR | 10 | 8 | 8 | 22410.15 | 19208.7 | 22410.15
FR | 10 | 8 | 9 | 23082.5 | 19785 | 23082.5
FR | 10 | 8 | 10 | 23042.25 | 19750.5 | 23042.25
FR | 10 | 8 | 11 | 22995.35 | 19710.3 | 22995.35
FR | 10 | 8 | 12 | 22902.25 | 19630.5 | 22902.25
FR | 10 | 8 | 13 | 22876.7 | 19608.6 | 22876.7
FR | 10 | 8 | 14 | 22715.7 | 19470.6 | 22715.7
FR | 10 | 8 | 15 | 22576.75 | 19351.5 | 22576.75
FR | 10 | 8 | 16 | 22589 | 19362 | 22589
FR | 10 | 8 | 17 | 22540 | 19320 | 22540
FR | 10 | 8 | 18 | 22565.9 | 19342.2 | 22565.9
FR | 10 | 8 | 19 | 22542.45 | 19322.1 | 22542.45
FR | 10 | 8 | 20 | 22228.5 | 19053 | 22228.5
FR | 10 | 8 | 21 | 21390.25 | 18334.5 | 21390.25
FR | 10 | 8 | 22 | 20482.35 | 17556.3 | 20482.35
FR | 10 | 8 | 23 | 18527.6 | 15880.8 | 18527.6
FR | 10 | 8 | 24 | 17321.15 | 14846.7 | 17321.15
FR | 10 | 9 | 1 | 16549.05 | 14184.9 | 16549.05
FR | 10 | 9 | 2 | 16396.1 | 14053.8 | 16396.1
FR | 10 | 9 | 3 | 16396.1 | 14053.8 | 16396.1
FR | 10 | 9 | 4 | 16490.95 | 14135.1 | 16490.95
FR | 10 | 9 | 5 | 17556.35 | 15048.3 | 17556.35
FR | 10 | 9 | 6 | 19729.5 | 16911 | 19729.5
FR | 10 | 9 | 7 | 21303.8 | 18260.4 | 21303.8
FR | 10 | 9 | 8 | 22350.65 | 19157.7 | 22350.65
FR | 10 | 9 | 9 | 23025.8 | 19736.4 | 23025.8
FR | 10 | 9 | 10 | 22995.35 | 19710.3 | 22995.35
FR | 10 | 9 | 11 | 22995.35 | 19710.3 | 22995.35
FR | 10 | 9 | 12 | 22902.25 | 19630.5 | 22902.25
FR | 10 | 9 | 13 | 22902.25 | 19630.5 | 22902.25
FR | 10 | 9 | 14 | 22741.25 | 19492.5 | 22741.25
FR | 10 | 9 | 15 | 22602.3 | 19373.4 | 22602.3
FR | 10 | 9 | 16 | 22614.9 | 19384.2 | 22614.9
FR | 10 | 9 | 17 | 22643.95 | 19409.1 | 22643.95
FR | 10 | 9 | 18 | 22643.95 | 19409.1 | 22643.95
FR | 10 | 9 | 19 | 22559.95 | 19337.1 | 22559.95
FR | 10 | 9 | 20 | 22191.05 | 19020.9 | 22191.05
FR | 10 | 9 | 21 | 21355.95 | 18305.1 | 21355.95
FR | 10 | 9 | 22 | 20482.35 | 17556.3 | 20482.35
FR | 10 | 9 | 23 | 18527.6 | 15880.8 | 18527.6
FR | 10 | 9 | 24 | 17321.15 | 14846.7 | 17321.15
FR | 10 | 10 | 1 | 16549.05 | 14184.9 | 16549.05
FR | 10 | 10 | 2 | 16396.1 | 14053.8 | 16396.1
FR | 10 | 10 | 3 | 16321.2 | 13989.6 | 16321.2
FR | 10 | 10 | 4 | 16415 | 14070 | 16415
FR | 10 | 10 | 5 | 17479.7 | 14982.6 | 17479.7
FR | 10 | 10 | 6 | 19591.25 | 16792.5 | 19591.25
FR | 10 | 10 | 7 | 21269.15 | 18230.7 | 21269.15
FR | 10 | 10 | 8 | 22543.85 | 19323.3 | 22543.85
FR | 10 | 10 | 9 | 23390.5 | 20049 | 23390.5
FR | 10 | 10 | 10 | 23368.8 | 20030.4 | 23368.8
FR | 10 | 10 | 11 | 23300.55 | 19971.9 | 23300.55
FR | 10 | 10 | 12 | 23341.85 | 20007.3 | 23341.85
FR | 10 | 10 | 13 | 23341.85 | 20007.3 | 23341.85
FR | 10 | 10 | 14 | 23301.25 | 19972.5 | 23301.25
FR | 10 | 10 | 15 | 23265.55 | 19941.9 | 23265.55
FR | 10 | 10 | 16 | 23226.35 | 19908.3 | 23226.35
FR | 10 | 10 | 17 | 23257.85 | 19935.3 | 23257.85
FR | 10 | 10 | 18 | 23208.5 | 19893 | 23208.5
FR | 10 | 10 | 19 | 23062.9 | 19768.2 | 23062.9
FR | 10 | 10 | 20 | 22372.35 | 19176.3 | 22372.35
FR | 10 | 10 | 21 | 20833.05 | 17856.9 | 20833.05
FR | 10 | 10 | 22 | 19827.85 | 16995.3 | 19827.85
FR | 10 | 10 | 23 | 18495.05 | 15852.9 | 18495.05
FR | 10 | 10 | 24 | 17246.6 | 14782.8 | 17246.6
FR | 10 | 11 | 1 | 16529.8 | 14168.4 | 16529.8
FR | 10 | 11 | 2 | 16319.8 | 13988.4 | 16319.8
FR | 10 | 11 | 3 | 16319.8 | 13988.4 | 16319.8
FR | 10 | 11 | 4 | 16414.65 | 14069.7 | 16414.65
FR | 10 | 11 | 5 | 17477.95 | 14981.1 | 17477.95
FR | 10 | 11 | 6 | 19614 | 16812 | 19614
FR | 10 | 11 | 7 | 21653.1 | 18559.8 | 21653.1
FR | 10 | 11 | 8 | 22746.15 | 19496.7 | 22746.15
FR | 10 | 11 | 9 | 23427.25 | 20080.5 | 23427.25
FR | 10 | 11 | 10 | 23392.6 | 20050.8 | 23392.6
FR | 10 | 11 | 11 | 23370.55 | 20031.9 | 23370.55
FR | 10 | 11 | 12 | 23335.9 | 20002.2 | 23335.9
FR | 10 | 11 | 13 | 23335.9 | 20002.2 | 23335.9
FR | 10 | 11 | 14 | 23311.75 | 19981.5 | 23311.75
FR | 10 | 11 | 15 | 23265.55 | 19941.9 | 23265.55
FR | 10 | 11 | 16 | 23268.7 | 19944.6 | 23268.7
FR | 10 | 11 | 17 | 23208.5 | 19893 | 23208.5
FR | 10 | 11 | 18 | 23357.95 | 20021.1 | 23357.95
FR | 10 | 11 | 19 | 23077.6 | 19780.8 | 23077.6
FR | 10 | 11 | 20 | 22403.85 | 19203.3 | 22403.85
FR | 10 | 11 | 21 | 20997.55 | 17997.9 | 20997.55
FR | 10 | 11 | 22 | 20100.5 | 17229 | 20100.5
FR | 10 | 11 | 23 | 17757.25 | 15220.5 | 17757.25
FR | 10 | 11 | 24 | 16585.8 | 14216.4 | 16585.8
FR | 10 | 12 | 1 | 15854.3 | 13589.4 | 15854.3
FR | 10 | 12 | 2 | 15648.5 | 13413 | 15648.5
FR | 10 | 12 | 3 | 15712.2 | 13467.6 | 15712.2
FR | 10 | 12 | 4 | 15843.1 | 13579.8 | 15843.1
FR | 10 | 12 | 5 | 15930.25 | 13654.5 | 15930.25
FR | 10 | 12 | 6 | 16356.55 | 14019.9 | 16356.55
FR | 10 | 12 | 7 | 17223.85 | 14763.3 | 17223.85
FR | 10 | 12 | 8 | 18350.5 | 15729 | 18350.5
FR | 10 | 12 | 9 | 20018.95 | 17159.1 | 20018.95
FR | 10 | 12 | 10 | 19817 | 16986 | 19817
FR | 10 | 12 | 11 | 19413.1 | 16639.8 | 19413.1
FR | 10 | 12 | 12 | 19426.4 | 16651.2 | 19426.4
FR | 10 | 12 | 13 | 19393.5 | 16623 | 19393.5
FR | 10 | 12 | 14 | 19323.5 | 16563 | 19323.5
FR | 10 | 12 | 15 | 19323.5 | 16563 | 19323.5
FR | 10 | 12 | 16 | 19340.3 | 16577.4 | 19340.3
FR | 10 | 12 | 17 | 19377.05 | 16608.9 | 19377.05
FR | 10 | 12 | 18 | 19509.7 | 16722.6 | 19509.7
FR | 10 | 12 | 19 | 19657.05 | 16848.9 | 19657.05
FR | 10 | 12 | 20 | 19707.45 | 16892.1 | 19707.45
FR | 10 | 12 | 21 | 19387.9 | 16618.2 | 19387.9
FR | 10 | 12 | 22 | 18529 | 15882 | 18529
FR | 10 | 12 | 23 | 17773 | 15234 | 17773
FR | 10 | 12 | 24 | 16679.95 | 14297.1 | 16679.95
FR | 10 | 13 | 1 | 16007.25 | 13720.5 | 16007.25
FR | 10 | 13 | 2 | 15712.2 | 13467.6 | 15712.2
FR | 10 | 13 | 3 | 15688.75 | 13447.5 | 15688.75
FR | 10 | 13 | 4 | 15675.45 | 13436.1 | 15675.45
FR | 10 | 13 | 5 | 15768.2 | 13515.6 | 15768.2
FR | 10 | 13 | 6 | 16112.6 | 13810.8 | 16112.6
FR | 10 | 13 | 7 | 17046.05 | 14610.9 | 17046.05
FR | 10 | 13 | 8 | 18350.5 | 15729 | 18350.5
FR | 10 | 13 | 9 | 20018.95 | 17159.1 | 20018.95
FR | 10 | 13 | 10 | 19817 | 16986 | 19817
FR | 10 | 13 | 11 | 19413.1 | 16639.8 | 19413.1
FR | 10 | 13 | 12 | 19426.4 | 16651.2 | 19426.4
FR | 10 | 13 | 13 | 19188.05 | 16446.9 | 19188.05
FR | 10 | 13 | 14 | 19089.7 | 16362.6 | 19089.7
FR | 10 | 13 | 15 | 19075 | 16350 | 19075
FR | 10 | 13 | 16 | 19108.6 | 16378.8 | 19108.6
FR | 10 | 13 | 17 | 19156.55 | 16419.9 | 19156.55
FR | 10 | 13 | 18 | 19185.25 | 16444.5 | 19185.25
FR | 10 | 13 | 19 | 19185.6 | 16444.8 | 19185.6
FR | 10 | 13 | 20 | 19165.3 | 16427.4 | 19165.3
FR | 10 | 13 | 21 | 18830 | 16140 | 18830
FR | 10 | 13 | 22 | 18060 | 15480 | 18060
FR | 10 | 13 | 23 | 18527.6 | 15880.8 | 18527.6
FR | 10 | 13 | 24 | 17321.15 | 14846.7 | 17321.15
FR | 10 | 14 | 1 | 16549.05 | 14184.9 | 16549.05
FR | 10 | 14 | 2 | 16396.1 | 14053.8 | 16396.1
FR | 10 | 14 | 3 | 16396.1 | 14053.8 | 16396.1
FR | 10 | 14 | 4 | 16490.95 | 14135.1 | 16490.95
FR | 10 | 14 | 5 | 17515.75 | 15013.5 | 17515.75
FR | 10 | 14 | 6 | 19688.9 | 16876.2 | 19688.9
FR | 10 | 14 | 7 | 21318.85 | 18273.3 | 21318.85
FR | 10 | 14 | 8 | 22520.75 | 19303.5 | 22520.75
FR | 10 | 14 | 9 | 23133.6 | 19828.8 | 23133.6
FR | 10 | 14 | 10 | 23250.5 | 19929 | 23250.5
FR | 10 | 14 | 11 | 23130.45 | 19826.1 | 23130.45
FR | 10 | 14 | 12 | 23078.3 | 19781.4 | 23078.3
FR | 10 | 14 | 13 | 23007.6 | 19720.8 | 23007.6
FR | 10 | 14 | 14 | 22935.85 | 19659.3 | 22935.85
FR | 10 | 14 | 15 | 22771.7 | 19518.6 | 22771.7
FR | 10 | 14 | 16 | 22757.7 | 19506.6 | 22757.7
FR | 10 | 14 | 17 | 22779.05 | 19524.9 | 22779.05
FR | 10 | 14 | 18 | 22862.35 | 19596.3 | 22862.35
FR | 10 | 14 | 19 | 22707.3 | 19463.4 | 22707.3
FR | 10 | 14 | 20 | 22249.5 | 19071 | 22249.5
FR | 10 | 14 | 21 | 20961.15 | 17966.7 | 20961.15
FR | 10 | 14 | 22 | 19983.6 | 17128.8 | 19983.6
FR | 10 | 14 | 23 | 18527.6 | 15880.8 | 18527.6
FR | 10 | 14 | 24 | 17321.15 | 14846.7 | 17321.15
FR | 10 | 15 | 1 | 16549.05 | 14184.9 | 16549.05
FR | 10 | 15 | 2 | 16396.1 | 14053.8 | 16396.1
FR | 10 | 15 | 3 | 16396.1 | 14053.8 | 16396.1
FR | 10 | 15 | 4 | 16490.95 | 14135.1 | 16490.95
FR | 10 | 15 | 5 | 17515.75 | 15013.5 | 17515.75
FR | 10 | 15 | 6 | 19688.9 | 16876.2 | 19688.9
FR | 10 | 15 | 7 | 21318.85 | 18273.3 | 21318.85
FR | 10 | 15 | 8 | 22450.75 | 19243.5 | 22450.75
FR | 10 | 15 | 9 | 23174.2 | 19863.6 | 23174.2
FR | 10 | 15 | 10 | 23200.45 | 19886.1 | 23200.45
FR | 10 | 15 | 11 | 23112.95 | 19811.1 | 23112.95
FR | 10 | 15 | 12 | 23074.8 | 19778.4 | 23074.8
FR | 10 | 15 | 13 | 23047.15 | 19754.7 | 23047.15
FR | 10 | 15 | 14 | 22865.5 | 19599 | 22865.5
FR | 10 | 15 | 15 | 22726.55 | 19479.9 | 22726.55
FR | 10 | 15 | 16 | 22828.05 | 19566.9 | 22828.05
FR | 10 | 15 | 17 | 22844.85 | 19581.3 | 22844.85
FR | 10 | 15 | 18 | 22862.35 | 19596.3 | 22862.35
FR | 10 | 15 | 19 | 22806.7 | 19548.6 | 22806.7
FR | 10 | 15 | 20 | 22240.4 | 19063.2 | 22240.4
FR | 10 | 15 | 21 | 20926.85 | 17937.3 | 20926.85
FR | 10 | 15 | 22 | 19959.45 | 17108.1 | 19959.45
FR | 10 | 15 | 23 | 18527.6 | 15880.8 | 18527.6
FR | 10 | 15 | 24 | 17321.15 | 14846.7 | 17321.15
FR | 10 | 16 | 1 | 16531.2 | 14169.6 | 16531.2
FR | 10 | 16 | 2 | 16396.1 | 14053.8 | 16396.1
FR | 10 | 16 | 3 | 16315.6 | 13984.8 | 16315.6
FR | 10 | 16 | 4 | 16415 | 14070 | 16415
FR | 10 | 16 | 5 | 17448.2 | 14955.6 | 17448.2
FR | 10 | 16 | 6 | 19558.35 | 16764.3 | 19558.35
FR | 10 | 16 | 7 | 21236.25 | 18202.5 | 21236.25
FR | 10 | 16 | 8 | 22561 | 19338 | 22561
FR | 10 | 16 | 9 | 23293.9 | 19966.2 | 23293.9
FR | 10 | 16 | 10 | 23230.55 | 19911.9 | 23230.55
FR | 10 | 16 | 11 | 23230.55 | 19911.9 | 23230.55
FR | 10 | 16 | 12 | 23095.45 | 19796.1 | 23095.45
FR | 10 | 16 | 13 | 23095.45 | 19796.1 | 23095.45
FR | 10 | 16 | 14 | 22967.7 | 19686.6 | 22967.7
FR | 10 | 16 | 15 | 22862.7 | 19596.6 | 22862.7
FR | 10 | 16 | 16 | 22893.85 | 19623.3 | 22893.85
FR | 10 | 16 | 17 | 22774.85 | 19521.3 | 22774.85
FR | 10 | 16 | 18 | 22774.85 | 19521.3 | 22774.85
FR | 10 | 16 | 19 | 22651.65 | 19415.7 | 22651.65
FR | 10 | 16 | 20 | 22284.15 | 19100.7 | 22284.15
FR | 10 | 16 | 21 | 21373.45 | 18320.1 | 21373.45
FR | 10 | 16 | 22 | 20482.35 | 17556.3 | 20482.35
FR | 10 | 16 | 23 | 18527.6 | 15880.8 | 18527.6
FR | 10 | 16 | 24 | 17321.15 | 14846.7 | 17321.15
FR | 10 | 17 | 1 | 16549.05 | 14184.9 | 16549.05
FR | 10 | 17 | 2 | 16396.1 | 14053.8 | 16396.1
FR | 10 | 17 | 3 | 16396.1 | 14053.8 | 16396.1
FR | 10 | 17 | 4 | 16490.95 | 14135.1 | 16490.95
FR | 10 | 17 | 5 | 17556.35 | 15048.3 | 17556.35
FR | 10 | 17 | 6 | 19729.5 | 16911 | 19729.5
FR | 10 | 17 | 7 | 21359.45 | 18308.1 | 21359.45
FR | 10 | 17 | 8 | 22449 | 19242 | 22449
FR | 10 | 17 | 9 | 23056.6 | 19762.8 | 23056.6
FR | 10 | 17 | 10 | 23011.8 | 19724.4 | 23011.8
FR | 10 | 17 | 11 | 22995.35 | 19710.3 | 22995.35
FR | 10 | 17 | 12 | 22960.35 | 19680.3 | 22960.35
FR | 10 | 17 | 13 | 22902.25 | 19630.5 | 22902.25
FR | 10 | 17 | 14 | 22715.7 | 19470.6 | 22715.7
FR | 10 | 17 | 15 | 22576.75 | 19351.5 | 22576.75
FR | 10 | 17 | 16 | 22589 | 19362 | 22589
FR | 10 | 17 | 17 | 22565.9 | 19342.2 | 22565.9
FR | 10 | 17 | 18 | 22779.05 | 19524.9 | 22779.05
FR | 10 | 17 | 19 | 22668.8 | 19430.4 | 22668.8
FR | 10 | 17 | 20 | 22249.5 | 19071 | 22249.5
FR | 10 | 17 | 21 | 20952.05 | 17958.9 | 20952.05
FR | 10 | 17 | 22 | 19959.45 | 17108.1 | 19959.45
FR | 10 | 17 | 23 | 18527.6 | 15880.8 | 18527.6
FR | 10 | 17 | 24 | 17321.15 | 14846.7 | 17321.15
FR | 10 | 18 | 1 | 16530.5 | 14169 | 16530.5
FR | 10 | 18 | 2 | 16321.55 | 13989.9 | 16321.55
FR | 10 | 18 | 3 | 16321.55 | 13989.9 | 16321.55
FR | 10 | 18 | 4 | 16416.05 | 14070.9 | 16416.05
FR | 10 | 18 | 5 | 17477.95 | 14981.1 | 17477.95
FR | 10 | 18 | 6 | 19570.6 | 16774.8 | 19570.6
FR | 10 | 18 | 7 | 21334.95 | 18287.1 | 21334.95
FR | 10 | 18 | 8 | 22565.55 | 19341.9 | 22565.55
FR | 10 | 18 | 9 | 23314.2 | 19983.6 | 23314.2
FR | 10 | 18 | 10 | 23350.25 | 20014.5 | 23350.25
FR | 10 | 18 | 11 | 23300.55 | 19971.9 | 23300.55
FR | 10 | 18 | 12 | 23195.55 | 19881.9 | 23195.55
FR | 10 | 18 | 13 | 23078.3 | 19781.4 | 23078.3
FR | 10 | 18 | 14 | 22865.5 | 19599 | 22865.5
FR | 10 | 18 | 15 | 22680.7 | 19440.6 | 22680.7
FR | 10 | 18 | 16 | 22692.95 | 19451.1 | 22692.95
FR | 10 | 18 | 17 | 22669.85 | 19431.3 | 22669.85
FR | 10 | 18 | 18 | 22844.85 | 19581.3 | 22844.85
FR | 10 | 18 | 19 | 22776.6 | 19522.8 | 22776.6
FR | 10 | 18 | 20 | 22249.5 | 19071 | 22249.5
FR | 10 | 18 | 21 | 20952.05 | 17958.9 | 20952.05
FR | 10 | 18 | 22 | 19974.5 | 17121 | 19974.5
FR | 10 | 18 | 23 | 17689.35 | 15162.3 | 17689.35
FR | 10 | 18 | 24 | 16469.25 | 14116.5 | 16469.25
FR | 10 | 19 | 1 | 15611.75 | 13381.5 | 15611.75
FR | 10 | 19 | 2 | 15254.75 | 13075.5 | 15254.75
FR | 10 | 19 | 3 | 15254.75 | 13075.5 | 15254.75
FR | 10 | 19 | 4 | 15281.7 | 13098.6 | 15281.7
FR | 10 | 19 | 5 | 15212.4 | 13039.2 | 15212.4
FR | 10 | 19 | 6 | 15555.4 | 13333.2 | 15555.4
FR | 10 | 19 | 7 | 16367.05 | 14028.9 | 16367.05
FR | 10 | 19 | 8 | 17464.3 | 14969.4 | 17464.3
FR | 10 | 19 | 9 | 18788 | 16104 | 18788
FR | 10 | 19 | 10 | 19152 | 16416 | 19152
FR | 10 | 19 | 11 | 19055.75 | 16333.5 | 19055.75
FR | 10 | 19 | 12 | 19020.75 | 16303.5 | 19020.75
FR | 10 | 19 | 13 | 18960.9 | 16252.2 | 18960.9
FR | 10 | 19 | 14 | 18833.85 | 16143.3 | 18833.85
FR | 10 | 19 | 15 | 18762.45 | 16082.1 | 18762.45
FR | 10 | 19 | 16 | 18762.45 | 16082.1 | 18762.45
FR | 10 | 19 | 17 | 18728.5 | 16053 | 18728.5
FR | 10 | 19 | 18 | 18728.5 | 16053 | 18728.5
FR | 10 | 19 | 19 | 18737.95 | 16061.1 | 18737.95
FR | 10 | 19 | 20 | 18737.95 | 16061.1 | 18737.95
FR | 10 | 19 | 21 | 18693.85 | 16023.3 | 18693.85
FR | 10 | 19 | 22 | 18162.55 | 15567.9 | 18162.55
FR | 10 | 19 | 23 | 17689.35 | 15162.3 | 17689.35
FR | 10 | 19 | 24 | 16469.25 | 14116.5 | 16469.25
FR | 10 | 20 | 1 | 15611.75 | 13381.5 | 15611.75
FR | 10 | 20 | 2 | 15216.95 | 13043.1 | 15216.95
FR | 10 | 20 | 3 | 15216.95 | 13043.1 | 15216.95
FR | 10 | 20 | 4 | 15244.25 | 13066.5 | 15244.25
FR | 10 | 20 | 5 | 15212.4 | 13039.2 | 15212.4
FR | 10 | 20 | 6 | 15555.4 | 13333.2 | 15555.4
FR | 10 | 20 | 7 | 16309.65 | 13979.7 | 16309.65
FR | 10 | 20 | 8 | 17516.8 | 15014.4 | 17516.8
FR | 10 | 20 | 9 | 18792.55 | 16107.9 | 18792.55
FR | 10 | 20 | 10 | 19125.75 | 16393.5 | 19125.75
FR | 10 | 20 | 11 | 19060.65 | 16337.7 | 19060.65
FR | 10 | 20 | 12 | 19020.75 | 16303.5 | 19020.75
FR | 10 | 20 | 13 | 18960.9 | 16252.2 | 18960.9
FR | 10 | 20 | 14 | 18840.5 | 16149 | 18840.5
FR | 10 | 20 | 15 | 18763.15 | 16082.7 | 18763.15
FR | 10 | 20 | 16 | 18769.1 | 16087.8 | 18769.1
FR | 10 | 20 | 17 | 18750.9 | 16072.2 | 18750.9
FR | 10 | 20 | 18 | 18907.7 | 16206.6 | 18907.7
FR | 10 | 20 | 19 | 18907.35 | 16206.3 | 18907.35
FR | 10 | 20 | 20 | 18879.7 | 16182.6 | 18879.7
FR | 10 | 20 | 21 | 18803.05 | 16116.9 | 18803.05
FR | 10 | 20 | 22 | 18248.65 | 15641.7 | 18248.65
FR | 10 | 20 | 23 | 18527.6 | 15880.8 | 18527.6
FR | 10 | 20 | 24 | 17321.15 | 14846.7 | 17321.15
FR | 10 | 21 | 1 | 16549.05 | 14184.9 | 16549.05
FR | 10 | 21 | 2 | 16396.1 | 14053.8 | 16396.1
FR | 10 | 21 | 3 | 16396.1 | 14053.8 | 16396.1
FR | 10 | 21 | 4 | 16490.95 | 14135.1 | 16490.95
FR | 10 | 21 | 5 | 17556.35 | 15048.3 | 17556.35
FR | 10 | 21 | 6 | 19729.5 | 16911 | 19729.5
FR | 10 | 21 | 7 | 21303.8 | 18260.4 | 21303.8
FR | 10 | 21 | 8 | 22350.65 | 19157.7 | 22350.65
FR | 10 | 21 | 9 | 22986.25 | 19702.5 | 22986.25
FR | 10 | 21 | 10 | 22995.35 | 19710.3 | 22995.35
FR | 10 | 21 | 11 | 22911.7 | 19638.6 | 22911.7
FR | 10 | 21 | 12 | 22870.05 | 19602.9 | 22870.05
FR | 10 | 21 | 13 | 22887.9 | 19618.2 | 22887.9
FR | 10 | 21 | 14 | 22726.9 | 19480.2 | 22726.9
FR | 10 | 21 | 15 | 22587.95 | 19361.1 | 22587.95
FR | 10 | 21 | 16 | 22600.2 | 19371.6 | 22600.2
FR | 10 | 21 | 17 | 22551.2 | 19329.6 | 22551.2
FR | 10 | 21 | 18 | 22540 | 19320 | 22540
FR | 10 | 21 | 19 | 22438.5 | 19233 | 22438.5
FR | 10 | 21 | 20 | 22191.05 | 19020.9 | 22191.05
FR | 10 | 21 | 21 | 21378 | 18324 | 21378
FR | 10 | 21 | 22 | 20482.35 | 17556.3 | 20482.35
FR | 10 | 21 | 23 | 18527.6 | 15880.8 | 18527.6
FR | 10 | 21 | 24 | 17321.15 | 14846.7 | 17321.15
FR | 10 | 22 | 1 | 16549.05 | 14184.9 | 16549.05
FR | 10 | 22 | 2 | 16396.1 | 14053.8 | 16396.1
FR | 10 | 22 | 3 | 16396.1 | 14053.8 | 16396.1
FR | 10 | 22 | 4 | 16490.95 | 14135.1 | 16490.95
FR | 10 | 22 | 5 | 17556.35 | 15048.3 | 17556.35
FR | 10 | 22 | 6 | 19729.5 | 16911 | 19729.5
FR | 10 | 22 | 7 | 21303.8 | 18260.4 | 21303.8
FR | 10 | 22 | 8 | 22292.9 | 19108.2 | 22292.9
FR | 10 | 22 | 9 | 22855.35 | 19590.3 | 22855.35
FR | 10 | 22 | 10 | 22905.05 | 19632.9 | 22905.05
FR | 10 | 22 | 11 | 22922.55 | 19647.9 | 22922.55
FR | 10 | 22 | 12 | 22879.5 | 19611 | 22879.5
FR | 10 | 22 | 13 | 22879.5 | 19611 | 22879.5
FR | 10 | 22 | 14 | 22760.85 | 19509.3 | 22760.85
FR | 10 | 22 | 15 | 22616.3 | 19385.4 | 22616.3
FR | 10 | 22 | 16 | 22600.2 | 19371.6 | 22600.2
FR | 10 | 22 | 17 | 22551.2 | 19329.6 | 22551.2
FR | 10 | 22 | 18 | 22551.2 | 19329.6 | 22551.2
FR | 10 | 22 | 19 | 22431.85 | 19227.3 | 22431.85
FR | 10 | 22 | 20 | 22184.4 | 19015.2 | 22184.4
FR | 10 | 22 | 21 | 21371.35 | 18318.3 | 21371.35
FR | 10 | 22 | 22 | 20475.7 | 17550.6 | 20475.7
FR | 10 | 22 | 23 | 18617.2 | 15957.6 | 18617.2
FR | 10 | 22 | 24 | 17472.35 | 14976.3 | 17472.35
FR | 10 | 23 | 1 | 16732.1 | 14341.8 | 16732.1
FR | 10 | 23 | 2 | 16563.4 | 14197.2 | 16563.4
FR | 10 | 23 | 3 | 16451.4 | 14101.2 | 16451.4
FR | 10 | 23 | 4 | 16508.1 | 14149.8 | 16508.1
FR | 10 | 23 | 5 | 17587.5 | 15075 | 17587.5
FR | 10 | 23 | 6 | 19760.65 | 16937.7 | 19760.65
FR | 10 | 23 | 7 | 21334.95 | 18287.1 | 21334.95
FR | 10 | 23 | 8 | 22324.05 | 19134.9 | 22324.05
FR | 10 | 23 | 9 | 22855.35 | 19590.3 | 22855.35
FR | 10 | 23 | 10 | 22911.7 | 19638.6 | 22911.7
FR | 10 | 23 | 11 | 22911.7 | 19638.6 | 22911.7
FR | 10 | 23 | 12 | 22876.7 | 19608.6 | 22876.7
FR | 10 | 23 | 13 | 22870.75 | 19603.5 | 22870.75
FR | 10 | 23 | 14 | 22709.05 | 19464.9 | 22709.05
FR | 10 | 23 | 15 | 22570.1 | 19345.8 | 22570.1
FR | 10 | 23 | 16 | 22589 | 19362 | 22589
FR | 10 | 23 | 17 | 22540 | 19320 | 22540
FR | 10 | 23 | 18 | 22617.7 | 19386.6 | 22617.7
FR | 10 | 23 | 19 | 22542.45 | 19322.1 | 22542.45
FR | 10 | 23 | 20 | 22228.5 | 19053 | 22228.5
FR | 10 | 23 | 21 | 21303.45 | 18260.1 | 21303.45
FR | 10 | 23 | 22 | 20482.35 | 17556.3 | 20482.35
FR | 10 | 23 | 23 | 18527.6 | 15880.8 | 18527.6
FR | 10 | 23 | 24 | 17321.15 | 14846.7 | 17321.15
FR | 10 | 24 | 1 | 16549.05 | 14184.9 | 16549.05
FR | 10 | 24 | 2 | 16396.1 | 14053.8 | 16396.1
FR | 10 | 24 | 3 | 16396.1 | 14053.8 | 16396.1
FR | 10 | 24 | 4 | 16490.95 | 14135.1 | 16490.95
FR | 10 | 24 | 5 | 17515.75 | 15013.5 | 17515.75
FR | 10 | 24 | 6 | 19688.9 | 16876.2 | 19688.9
FR | 10 | 24 | 7 | 21318.85 | 18273.3 | 21318.85
FR | 10 | 24 | 8 | 22520.75 | 19303.5 | 22520.75
FR | 10 | 24 | 9 | 23133.6 | 19828.8 | 23133.6
FR | 10 | 24 | 10 | 23130.45 | 19826.1 | 23130.45
FR | 10 | 24 | 11 | 23042.25 | 19750.5 | 23042.25
FR | 10 | 24 | 12 | 22956.85 | 19677.3 | 22956.85
FR | 10 | 24 | 13 | 22960.35 | 19680.3 | 22960.35
FR | 10 | 24 | 14 | 22741.25 | 19492.5 | 22741.25
FR | 10 | 24 | 15 | 22576.75 | 19351.5 | 22576.75
FR | 10 | 24 | 16 | 22589 | 19362 | 22589
FR | 10 | 24 | 17 | 22617.7 | 19386.6 | 22617.7
FR | 10 | 24 | 18 | 22707.3 | 19463.4 | 22707.3
FR | 10 | 24 | 19 | 22651.65 | 19415.7 | 22651.65
FR | 10 | 24 | 20 | 22284.15 | 19100.7 | 22284.15
FR | 10 | 24 | 21 | 21355.95 | 18305.1 | 21355.95
FR | 10 | 24 | 22 | 20482.35 | 17556.3 | 20482.35
FR | 10 | 24 | 23 | 18527.6 | 15880.8 | 18527.6
FR | 10 | 24 | 24 | 17321.15 | 14846.7 | 17321.15
FR | 10 | 25 | 1 | 16549.05 | 14184.9 | 16549.05
FR | 10 | 25 | 2 | 16396.1 | 14053.8 | 16396.1
FR | 10 | 25 | 3 | 16396.1 | 14053.8 | 16396.1
FR | 10 | 25 | 4 | 16490.95 | 14135.1 | 16490.95
FR | 10 | 25 | 5 | 17556.35 | 15048.3 | 17556.35
FR | 10 | 25 | 6 | 19729.5 | 16911 | 19729.5
FR | 10 | 25 | 7 | 21303.8 | 18260.4 | 21303.8
FR | 10 | 25 | 8 | 22292.9 | 19108.2 | 22292.9
FR | 10 | 25 | 9 | 22880.9 | 19612.2 | 22880.9
FR | 10 | 25 | 10 | 22911.7 | 19638.6 | 22911.7
FR | 10 | 25 | 11 | 22905.05 | 19632.9 | 22905.05
FR | 10 | 25 | 12 | 22887.9 | 19618.2 | 22887.9
FR | 10 | 25 | 13 | 22887.9 | 19618.2 | 22887.9
FR | 10 | 25 | 14 | 22726.9 | 19480.2 | 22726.9
FR | 10 | 25 | 15 | 22587.95 | 19361.1 | 22587.95
FR | 10 | 25 | 16 | 22600.2 | 19371.6 | 22600.2
FR | 10 | 25 | 17 | 22533.7 | 19314.6 | 22533.7
FR | 10 | 25 | 18 | 22540 | 19320 | 22540
FR | 10 | 25 | 19 | 22438.5 | 19233 | 22438.5
FR | 10 | 25 | 20 | 22191.05 | 19020.9 | 22191.05
FR | 10 | 25 | 21 | 21378 | 18324 | 21378
FR | 10 | 25 | 22 | 20482.35 | 17556.3 | 20482.35
FR | 10 | 25 | 23 | 17689.35 | 15162.3 | 17689.35
FR | 10 | 25 | 24 | 16469.25 | 14116.5 | 16469.25
FR | 10 | 26 | 1 | 15611.75 | 13381.5 | 15611.75
FR | 10 | 26 | 2 | 15216.95 | 13043.1 | 15216.95
FR | 10 | 26 | 3 | 15216.95 | 13043.1 | 15216.95
FR | 10 | 26 | 4 | 15244.25 | 13066.5 | 15244.25
FR | 10 | 26 | 5 | 15212.4 | 13039.2 | 15212.4
FR | 10 | 26 | 6 | 15555.4 | 13333.2 | 15555.4
FR | 10 | 26 | 7 | 16309.65 | 13979.7 | 16309.65
FR | 10 | 26 | 8 | 17427.9 | 14938.2 | 17427.9
FR | 10 | 26 | 9 | 18714.85 | 16041.3 | 18714.85
FR | 10 | 26 | 10 | 19055.75 | 16333.5 | 19055.75
FR | 10 | 26 | 11 | 19066.6 | 16342.8 | 19066.6
FR | 10 | 26 | 12 | 19031.95 | 16313.1 | 19031.95
FR | 10 | 26 | 13 | 18972.1 | 16261.8 | 18972.1
FR | 10 | 26 | 14 | 18851.7 | 16158.6 | 18851.7
FR | 10 | 26 | 15 | 18808.65 | 16121.7 | 18808.65
FR | 10 | 26 | 16 | 18780.3 | 16097.4 | 18780.3
FR | 10 | 26 | 17 | 18739.7 | 16062.6 | 18739.7
FR | 10 | 26 | 18 | 18728.5 | 16053 | 18728.5
FR | 10 | 26 | 19 | 18737.95 | 16061.1 | 18737.95
FR | 10 | 26 | 20 | 18737.95 | 16061.1 | 18737.95
FR | 10 | 26 | 21 | 18693.85 | 16023.3 | 18693.85
FR | 10 | 26 | 22 | 18162.55 | 15567.9 | 18162.55
FR | 10 | 26 | 23 | 17720.5 | 15189 | 17720.5
FR | 10 | 26 | 24 | 16469.25 | 14116.5 | 16469.25
FR | 10 | 27 | 1 | 15611.75 | 13381.5 | 15611.75
FR | 10 | 27 | 2 | 15611.75 | 13381.5 | 15611.75
FR | 10 | 27 | 3 | 15216.95 | 13043.1 | 15216.95
FR | 10 | 27 | 4 | 15216.95 | 13043.1 | 15216.95
FR | 10 | 27 | 5 | 15244.25 | 13066.5 | 15244.25
FR | 10 | 27 | 6 | 15212.4 | 13039.2 | 15212.4
FR | 10 | 27 | 7 | 15555.4 | 13333.2 | 15555.4
FR | 10 | 27 | 8 | 16309.65 | 13979.7 | 16309.65
FR | 10 | 27 | 9 | 17465.35 | 14970.3 | 17465.35
FR | 10 | 27 | 10 | 18714.85 | 16041.3 | 18714.85
FR | 10 | 27 | 11 | 19055.75 | 16333.5 | 19055.75
FR | 10 | 27 | 12 | 19055.75 | 16333.5 | 19055.75
FR | 10 | 27 | 13 | 19020.75 | 16303.5 | 19020.75
FR | 10 | 27 | 14 | 18960.9 | 16252.2 | 18960.9
FR | 10 | 27 | 15 | 18840.5 | 16149 | 18840.5
FR | 10 | 27 | 16 | 18769.1 | 16087.8 | 18769.1
FR | 10 | 27 | 17 | 18769.1 | 16087.8 | 18769.1
FR | 10 | 27 | 18 | 18800.6 | 16114.8 | 18800.6
FR | 10 | 27 | 19 | 18907.7 | 16206.6 | 18907.7
FR | 10 | 27 | 20 | 18907.35 | 16206.3 | 18907.35
FR | 10 | 27 | 21 | 18879.7 | 16182.6 | 18879.7
FR | 10 | 27 | 22 | 18821.6 | 16132.8 | 18821.6
FR | 10 | 27 | 23 | 18248.65 | 15641.7 | 18248.65
FR | 10 | 27 | 24 | 18527.6 | 15880.8 | 18527.6
FR | 10 | 28 | 1 | 17321.15 | 14846.7 | 17321.15
FR | 10 | 28 | 2 | 16549.05 | 14184.9 | 16549.05
FR | 10 | 28 | 3 | 16396.1 | 14053.8 | 16396.1
FR | 10 | 28 | 4 | 16396.1 | 14053.8 | 16396.1
FR | 10 | 28 | 5 | 16490.95 | 14135.1 | 16490.95
FR | 10 | 28 | 6 | 17556.35 | 15048.3 | 17556.35
FR | 10 | 28 | 7 | 19729.5 | 16911 | 19729.5
FR | 10 | 28 | 8 | 21303.8 | 18260.4 | 21303.8
FR | 10 | 28 | 9 | 22324.05 | 19134.9 | 22324.05
FR | 10 | 28 | 10 | 22855.35 | 19590.3 | 22855.35
FR | 10 | 28 | 11 | 22911.7 | 19638.6 | 22911.7
FR | 10 | 28 | 12 | 22911.7 | 19638.6 | 22911.7
FR | 10 | 28 | 13 | 22876.7 | 19608.6 | 22876.7
FR | 10 | 28 | 14 | 22876.7 | 19608.6 | 22876.7
FR | 10 | 28 | 15 | 22715.7 | 19470.6 | 22715.7
FR | 10 | 28 | 16 | 22576.75 | 19351.5 | 22576.75
FR | 10 | 28 | 17 | 22641.5 | 19407 | 22641.5
FR | 10 | 28 | 18 | 22669.85 | 19431.3 | 22669.85
FR | 10 | 28 | 19 | 22707.3 | 19463.4 | 22707.3
FR | 10 | 28 | 20 | 22651.65 | 19415.7 | 22651.65
FR | 10 | 28 | 21 | 22301.3 | 19115.4 | 22301.3
FR | 10 | 28 | 22 | 20961.15 | 17966.7 | 20961.15
FR | 10 | 28 | 23 | 19983.6 | 17128.8 | 19983.6
FR | 10 | 28 | 24 | 18527.6 | 15880.8 | 18527.6
FR | 10 | 29 | 1 | 17321.15 | 14846.7 | 17321.15
FR | 10 | 29 | 2 | 16549.05 | 14184.9 | 16549.05
FR | 10 | 29 | 3 | 16396.1 | 14053.8 | 16396.1
FR | 10 | 29 | 4 | 16396.1 | 14053.8 | 16396.1
FR | 10 | 29 | 5 | 16410.1 | 14065.8 | 16410.1
FR | 10 | 29 | 6 | 17448.2 | 14955.6 | 17448.2
FR | 10 | 29 | 7 | 19589.5 | 16791 | 19589.5
FR | 10 | 29 | 8 | 21267.4 | 18229.2 | 21267.4
FR | 10 | 29 | 9 | 22588.65 | 19361.7 | 22588.65
FR | 10 | 29 | 10 | 23174.2 | 19863.6 | 23174.2
FR | 10 | 29 | 11 | 23230.55 | 19911.9 | 23230.55
FR | 10 | 29 | 12 | 23130.45 | 19826.1 | 23130.45
FR | 10 | 29 | 13 | 23078.3 | 19781.4 | 23078.3
FR | 10 | 29 | 14 | 23078.3 | 19781.4 | 23078.3
FR | 10 | 29 | 15 | 22967.7 | 19686.6 | 22967.7
FR | 10 | 29 | 16 | 22880.2 | 19611.6 | 22880.2
FR | 10 | 29 | 17 | 23048.9 | 19756.2 | 23048.9
FR | 10 | 29 | 18 | 23170 | 19860 | 23170
FR | 10 | 29 | 19 | 23208.5 | 19893 | 23208.5
FR | 10 | 29 | 20 | 23060.1 | 19765.8 | 23060.1
FR | 10 | 29 | 21 | 22315.3 | 19127.4 | 22315.3
FR | 10 | 29 | 22 | 20948.2 | 17955.6 | 20948.2
FR | 10 | 29 | 23 | 19969.25 | 17116.5 | 19969.25
FR | 10 | 29 | 24 | 18560.15 | 15908.7 | 18560.15
FR | 10 | 30 | 1 | 17379.25 | 14896.5 | 17379.25
FR | 10 | 30 | 2 | 16638.3 | 14261.4 | 16638.3
FR | 10 | 30 | 3 | 16580.9 | 14212.2 | 16580.9
FR | 10 | 30 | 4 | 16580.9 | 14212.2 | 16580.9
FR | 10 | 30 | 5 | 16850.05 | 14442.9 | 16850.05
FR | 10 | 30 | 6 | 18380.6 | 15754.8 | 18380.6
FR | 10 | 30 | 7 | 20136.9 | 17260.2 | 20136.9
FR | 10 | 30 | 8 | 21923.65 | 18791.7 | 21923.65
FR | 10 | 30 | 9 | 23019.85 | 19731.3 | 23019.85
FR | 10 | 30 | 10 | 23336.25 | 20002.5 | 23336.25
FR | 10 | 30 | 11 | 23350.25 | 20014.5 | 23350.25
FR | 10 | 30 | 12 | 23230.55 | 19911.9 | 23230.55
FR | 10 | 30 | 13 | 23095.45 | 19796.1 | 23095.45
FR | 10 | 30 | 14 | 23078.3 | 19781.4 | 23078.3
FR | 10 | 30 | 15 | 22967.7 | 19686.6 | 22967.7
FR | 10 | 30 | 16 | 22880.2 | 19611.6 | 22880.2
FR | 10 | 30 | 17 | 23048.9 | 19756.2 | 23048.9
FR | 10 | 30 | 18 | 23247.7 | 19926.6 | 23247.7
FR | 10 | 30 | 19 | 23294.25 | 19966.5 | 23294.25
FR | 10 | 30 | 20 | 23076.55 | 19779.9 | 23076.55
FR | 10 | 30 | 21 | 22403.85 | 19203.3 | 22403.85
FR | 10 | 30 | 22 | 21009.45 | 18008.1 | 21009.45
FR | 10 | 30 | 23 | 20100.5 | 17229 | 20100.5
FR | 10 | 30 | 24 | 18578.7 | 15924.6 | 18578.7
FR | 10 | 31 | 1 | 17434.55 | 14943.9 | 17434.55
FR | 10 | 31 | 2 | 16903.25 | 14488.5 | 16903.25
FR | 10 | 31 | 3 | 16730.7 | 14340.6 | 16730.7
FR | 10 | 31 | 4 | 16730.7 | 14340.6 | 16730.7
FR | 10 | 31 | 5 | 16927.4 | 14509.2 | 16927.4
FR | 10 | 31 | 6 | 18485.95 | 15845.1 | 18485.95
FR | 10 | 31 | 7 | 20284.25 | 17386.5 | 20284.25
FR | 10 | 31 | 8 | 21893.2 | 18765.6 | 21893.2
FR | 10 | 31 | 9 | 23019.85 | 19731.3 | 23019.85
FR | 10 | 31 | 10 | 23427.25 | 20080.5 | 23427.25
FR | 10 | 31 | 11 | 23457 | 20106 | 23457
FR | 10 | 31 | 12 | 23230.55 | 19911.9 | 23230.55
FR | 10 | 31 | 13 | 23215.85 | 19899.3 | 23215.85
FR | 10 | 31 | 14 | 23095.45 | 19796.1 | 23095.45
FR | 10 | 31 | 15 | 22993.6 | 19708.8 | 22993.6
FR | 10 | 31 | 16 | 22987.65 | 19703.7 | 22987.65
FR | 10 | 31 | 17 | 23048.9 | 19756.2 | 23048.9
FR | 10 | 31 | 18 | 23101.4 | 19801.2 | 23101.4
FR | 10 | 31 | 19 | 23151.1 | 19843.8 | 23151.1
FR | 10 | 31 | 20 | 23054.15 | 19760.7 | 23054.15
FR | 10 | 31 | 21 | 22428.35 | 19224.3 | 22428.35
FR | 10 | 31 | 22 | 20876.1 | 17893.8 | 20876.1
FR | 10 | 31 | 23 | 19864.25 | 17026.5 | 19864.25
FR | 10 | 31 | 24 | 18834.55 | 16143.9 | 18834.55
FR | 11 | 1 | 1 | 18106.55 | 15519.9 | 18106.55
FR | 11 | 1 | 2 | 17442.95 | 14951.1 | 17442.95
FR | 11 | 1 | 3 | 17378.9 | 14896.2 | 17378.9
FR | 11 | 1 | 4 | 17378.9 | 14896.2 | 17378.9
FR | 11 | 1 | 5 | 18029.2 | 15453.6 | 18029.2
FR | 11 | 1 | 6 | 19793.2 | 16965.6 | 19793.2
FR | 11 | 1 | 7 | 22866.55 | 19599.9 | 22866.55
FR | 11 | 1 | 8 | 24622.5 | 21105 | 24622.5
FR | 11 | 1 | 9 | 25004.7 | 21432.6 | 25004.7
FR | 11 | 1 | 10 | 25157.3 | 21563.4 | 25157.3
FR | 11 | 1 | 11 | 24972.15 | 21404.7 | 24972.15
FR | 11 | 1 | 12 | 24738.7 | 21204.6 | 24738.7
FR | 11 | 1 | 13 | 24611.3 | 21095.4 | 24611.3
FR | 11 | 1 | 14 | 24611.3 | 21095.4 | 24611.3
FR | 11 | 1 | 15 | 24532.9 | 21028.2 | 24532.9
FR | 11 | 1 | 16 | 24501.4 | 21001.2 | 24501.4
FR | 11 | 1 | 17 | 24570.7 | 21060.6 | 24570.7
FR | 11 | 1 | 18 | 24591.7 | 21078.6 | 24591.7
FR | 11 | 1 | 19 | 24591.7 | 21078.6 | 24591.7
FR | 11 | 1 | 20 | 24426.15 | 20936.7 | 24426.15
FR | 11 | 1 | 21 | 23014.6 | 19726.8 | 23014.6
FR | 11 | 1 | 22 | 21726.6 | 18622.8 | 21726.6
FR | 11 | 1 | 23 | 20406.75 | 17491.5 | 20406.75
FR | 11 | 1 | 24 | 18084.85 | 15501.3 | 18084.85
FR | 11 | 2 | 1 | 17371.9 | 14890.2 | 17371.9
FR | 11 | 2 | 2 | 16540.3 | 14177.4 | 16540.3
FR | 11 | 2 | 3 | 16280.95 | 13955.1 | 16280.95
FR | 11 | 2 | 4 | 16280.95 | 13955.1 | 16280.95
FR | 11 | 2 | 5 | 16408 | 14064 | 16408
FR | 11 | 2 | 6 | 16652.3 | 14273.4 | 16652.3
FR | 11 | 2 | 7 | 17193.05 | 14736.9 | 17193.05
FR | 11 | 2 | 8 | 18475.1 | 15835.8 | 18475.1
FR | 11 | 2 | 9 | 19353.95 | 16589.1 | 19353.95
FR | 11 | 2 | 10 | 19846.4 | 17011.2 | 19846.4
FR | 11 | 2 | 11 | 20170.85 | 17289.3 | 20170.85
FR | 11 | 2 | 12 | 20144.95 | 17267.1 | 20144.95
FR | 11 | 2 | 13 | 20122.2 | 17247.6 | 20122.2
FR | 11 | 2 | 14 | 20003.55 | 17145.9 | 20003.55
FR | 11 | 2 | 15 | 19886.3 | 17045.4 | 19886.3
FR | 11 | 2 | 16 | 19880 | 17040 | 19880
FR | 11 | 2 | 17 | 19994.45 | 17138.1 | 19994.45
FR | 11 | 2 | 18 | 20074.6 | 17206.8 | 20074.6
FR | 11 | 2 | 19 | 20074.6 | 17206.8 | 20074.6
FR | 11 | 2 | 20 | 20018.95 | 17159.1 | 20018.95
FR | 11 | 2 | 21 | 20119.4 | 17245.2 | 20119.4
FR | 11 | 2 | 22 | 19857.6 | 17020.8 | 19857.6
FR | 11 | 2 | 23 | 18886 | 16188 | 18886
FR | 11 | 2 | 24 | 18084.85 | 15501.3 | 18084.85
FR | 11 | 3 | 1 | 17371.9 | 14890.2 | 17371.9
FR | 11 | 3 | 2 | 16540.3 | 14177.4 | 16540.3
FR | 11 | 3 | 3 | 16372.3 | 14033.4 | 16372.3
FR | 11 | 3 | 4 | 16372.3 | 14033.4 | 16372.3
FR | 11 | 3 | 5 | 16499.7 | 14142.6 | 16499.7
FR | 11 | 3 | 6 | 16726.5 | 14337 | 16726.5
FR | 11 | 3 | 7 | 17317.65 | 14843.7 | 17317.65
FR | 11 | 3 | 8 | 18804.45 | 16118.1 | 18804.45
FR | 11 | 3 | 9 | 20124.3 | 17249.4 | 20124.3
FR | 11 | 3 | 10 | 20629 | 17682 | 20629
FR | 11 | 3 | 11 | 20918.8 | 17930.4 | 20918.8
FR | 11 | 3 | 12 | 20707.05 | 17748.9 | 20707.05
FR | 11 | 3 | 13 | 20456.45 | 17534.1 | 20456.45
FR | 11 | 3 | 14 | 20396.6 | 17482.8 | 20396.6
FR | 11 | 3 | 15 | 20341.65 | 17435.7 | 20341.65
FR | 11 | 3 | 16 | 20394.15 | 17480.7 | 20394.15
FR | 11 | 3 | 17 | 21086.45 | 18074.1 | 21086.45
FR | 11 | 3 | 18 | 21180.95 | 18155.1 | 21180.95
FR | 11 | 3 | 19 | 21180.95 | 18155.1 | 21180.95
FR | 11 | 3 | 20 | 20985.65 | 17987.7 | 20985.65
FR | 11 | 3 | 21 | 20662.95 | 17711.1 | 20662.95
FR | 11 | 3 | 22 | 20055.7 | 17190.6 | 20055.7
FR | 11 | 3 | 23 | 19001.5 | 16287 | 19001.5
FR | 11 | 3 | 24 | 18811.8 | 16124.4 | 18811.8
FR | 11 | 4 | 1 | 18120.9 | 15532.2 | 18120.9
FR | 11 | 4 | 2 | 17461.15 | 14966.7 | 17461.15
FR | 11 | 4 | 3 | 17396.75 | 14911.5 | 17396.75
FR | 11 | 4 | 4 | 17396.75 | 14911.5 | 17396.75
FR | 11 | 4 | 5 | 18048.8 | 15470.4 | 18048.8
FR | 11 | 4 | 6 | 19761.35 | 16938.3 | 19761.35
FR | 11 | 4 | 7 | 22864.8 | 19598.4 | 22864.8
FR | 11 | 4 | 8 | 23964.85 | 20541.3 | 23964.85
FR | 11 | 4 | 9 | 24363.85 | 20883.3 | 24363.85
FR | 11 | 4 | 10 | 24590.65 | 21077.7 | 24590.65
FR | 11 | 4 | 11 | 24628.45 | 21110.1 | 24628.45
FR | 11 | 4 | 12 | 24788.4 | 21247.2 | 24788.4
FR | 11 | 4 | 13 | 24955.7 | 21390.6 | 24955.7
FR | 11 | 4 | 14 | 25043.2 | 21465.6 | 25043.2
FR | 11 | 4 | 15 | 24964.45 | 21398.1 | 24964.45
FR | 11 | 4 | 16 | 25027.1 | 21451.8 | 25027.1
FR | 11 | 4 | 17 | 25070.15 | 21488.7 | 25070.15
FR | 11 | 4 | 18 | 25246.9 | 21640.2 | 25246.9
FR | 11 | 4 | 19 | 25425.4 | 21793.2 | 25425.4
FR | 11 | 4 | 20 | 25051.95 | 21473.1 | 25051.95
FR | 11 | 4 | 21 | 22968.4 | 19687.2 | 22968.4
FR | 11 | 4 | 22 | 21630 | 18540 | 21630
FR | 11 | 4 | 23 | 20416.55 | 17499.9 | 20416.55
FR | 11 | 4 | 24 | 18803.75 | 16117.5 | 18803.75
FR | 11 | 5 | 1 | 18179.7 | 15582.6 | 18179.7
FR | 11 | 5 | 2 | 17665.55 | 15141.9 | 17665.55
FR | 11 | 5 | 3 | 17571.05 | 15060.9 | 17571.05
FR | 11 | 5 | 4 | 17575.6 | 15064.8 | 17575.6
FR | 11 | 5 | 5 | 18361.35 | 15738.3 | 18361.35
FR | 11 | 5 | 6 | 20953.1 | 17959.8 | 20953.1
FR | 11 | 5 | 7 | 23505.65 | 20147.7 | 23505.65
FR | 11 | 5 | 8 | 25211.2 | 21609.6 | 25211.2
FR | 11 | 5 | 9 | 25450.25 | 21814.5 | 25450.25
FR | 11 | 5 | 10 | 25607.05 | 21948.9 | 25607.05
FR | 11 | 5 | 11 | 25644.85 | 21981.3 | 25644.85
FR | 11 | 5 | 12 | 25530.75 | 21883.5 | 25530.75
FR | 11 | 5 | 13 | 25277.7 | 21666.6 | 25277.7
FR | 11 | 5 | 14 | 25271.75 | 21661.5 | 25271.75
FR | 11 | 5 | 15 | 25069.8 | 21488.4 | 25069.8
FR | 11 | 5 | 16 | 25027.1 | 21451.8 | 25027.1
FR | 11 | 5 | 17 | 24964.8 | 21398.4 | 24964.8
FR | 11 | 5 | 18 | 24988.6 | 21418.8 | 24988.6
FR | 11 | 5 | 19 | 24978.45 | 21410.1 | 24978.45
FR | 11 | 5 | 20 | 24640 | 21120 | 24640
FR | 11 | 5 | 21 | 23095.8 | 19796.4 | 23095.8
FR | 11 | 5 | 22 | 21701.05 | 18600.9 | 21701.05
FR | 11 | 5 | 23 | 20327.3 | 17423.4 | 20327.3
FR | 11 | 5 | 24 | 18831.05 | 16140.9 | 18831.05
FR | 11 | 6 | 1 | 18144.7 | 15552.6 | 18144.7
FR | 11 | 6 | 2 | 17461.15 | 14966.7 | 17461.15
FR | 11 | 6 | 3 | 17396.75 | 14911.5 | 17396.75
FR | 11 | 6 | 4 | 17396.75 | 14911.5 | 17396.75
FR | 11 | 6 | 5 | 18048.8 | 15470.4 | 18048.8
FR | 11 | 6 | 6 | 19774.3 | 16949.4 | 19774.3
FR | 11 | 6 | 7 | 22864.8 | 19598.4 | 22864.8
FR | 11 | 6 | 8 | 23964.85 | 20541.3 | 23964.85
FR | 11 | 6 | 9 | 24322.55 | 20847.9 | 24322.55
FR | 11 | 6 | 10 | 24244.5 | 20781 | 24244.5
FR | 11 | 6 | 11 | 24264.8 | 20798.4 | 24264.8
FR | 11 | 6 | 12 | 24194.1 | 20737.8 | 24194.1
FR | 11 | 6 | 13 | 24100.65 | 20657.7 | 24100.65
FR | 11 | 6 | 14 | 23992.15 | 20564.7 | 23992.15
FR | 11 | 6 | 15 | 23851.45 | 20444.1 | 23851.45
FR | 11 | 6 | 16 | 23748.2 | 20355.6 | 23748.2
FR | 11 | 6 | 17 | 23869.3 | 20459.4 | 23869.3
FR | 11 | 6 | 18 | 23845.85 | 20439.3 | 23845.85
FR | 11 | 6 | 19 | 23845.85 | 20439.3 | 23845.85
FR | 11 | 6 | 20 | 23754.5 | 20361 | 23754.5
FR | 11 | 6 | 21 | 22670.55 | 19431.9 | 22670.55
FR | 11 | 6 | 22 | 21917.7 | 18786.6 | 21917.7
FR | 11 | 6 | 23 | 20716.5 | 17757 | 20716.5
FR | 11 | 6 | 24 | 18831.05 | 16140.9 | 18831.05
FR | 11 | 7 | 1 | 18144.7 | 15552.6 | 18144.7
FR | 11 | 7 | 2 | 17461.15 | 14966.7 | 17461.15
FR | 11 | 7 | 3 | 17396.75 | 14911.5 | 17396.75
FR | 11 | 7 | 4 | 17396.75 | 14911.5 | 17396.75
FR | 11 | 7 | 5 | 18048.8 | 15470.4 | 18048.8
FR | 11 | 7 | 6 | 19773.25 | 16948.5 | 19773.25
FR | 11 | 7 | 7 | 22810.55 | 19551.9 | 22810.55
FR | 11 | 7 | 8 | 23854.6 | 20446.8 | 23854.6
FR | 11 | 7 | 9 | 23977.1 | 20551.8 | 23977.1
FR | 11 | 7 | 10 | 24165.75 | 20713.5 | 24165.75
FR | 11 | 7 | 11 | 24133.55 | 20685.9 | 24133.55
FR | 11 | 7 | 12 | 24117.1 | 20671.8 | 24117.1
FR | 11 | 7 | 13 | 23992.15 | 20564.7 | 23992.15
FR | 11 | 7 | 14 | 23992.15 | 20564.7 | 23992.15
FR | 11 | 7 | 15 | 23851.45 | 20444.1 | 23851.45
FR | 11 | 7 | 16 | 23857.05 | 20448.9 | 23857.05
FR | 11 | 7 | 17 | 23934.05 | 20514.9 | 23934.05
FR | 11 | 7 | 18 | 24013.15 | 20582.7 | 24013.15
FR | 11 | 7 | 19 | 24083.5 | 20643 | 24083.5
FR | 11 | 7 | 20 | 23885.4 | 20473.2 | 23885.4
FR | 11 | 7 | 21 | 22891.05 | 19620.9 | 22891.05
FR | 11 | 7 | 22 | 21744.8 | 18638.4 | 21744.8
FR | 11 | 7 | 23 | 20406.75 | 17491.5 | 20406.75
FR | 11 | 7 | 24 | 18831.05 | 16140.9 | 18831.05
FR | 11 | 8 | 1 | 18144.7 | 15552.6 | 18144.7
FR | 11 | 8 | 2 | 17461.15 | 14966.7 | 17461.15
FR | 11 | 8 | 3 | 17396.75 | 14911.5 | 17396.75
FR | 11 | 8 | 4 | 17378.55 | 14895.9 | 17378.55
FR | 11 | 8 | 5 | 18029.9 | 15454.2 | 18029.9
FR | 11 | 8 | 6 | 19763.45 | 16940.1 | 19763.45
FR | 11 | 8 | 7 | 22885.45 | 19616.1 | 22885.45
FR | 11 | 8 | 8 | 24385.2 | 20901.6 | 24385.2
FR | 11 | 8 | 9 | 24534.3 | 21029.4 | 24534.3
FR | 11 | 8 | 10 | 24590.65 | 21077.7 | 24590.65
FR | 11 | 8 | 11 | 24388.35 | 20904.3 | 24388.35
FR | 11 | 8 | 12 | 24264.8 | 20798.4 | 24264.8
FR | 11 | 8 | 13 | 24248.7 | 20784.6 | 24248.7
FR | 11 | 8 | 14 | 24248.7 | 20784.6 | 24248.7
FR | 11 | 8 | 15 | 24170.3 | 20717.4 | 24170.3
FR | 11 | 8 | 16 | 24101.35 | 20658.3 | 24101.35
FR | 11 | 8 | 17 | 24149.65 | 20699.7 | 24149.65
FR | 11 | 8 | 18 | 24448.9 | 20956.2 | 24448.9
FR | 11 | 8 | 19 | 24448.9 | 20956.2 | 24448.9
FR | 11 | 8 | 20 | 24265.85 | 20799.3 | 24265.85
FR | 11 | 8 | 21 | 23033.85 | 19743.3 | 23033.85
FR | 11 | 8 | 22 | 21701.05 | 18600.9 | 21701.05
FR | 11 | 8 | 23 | 20331.15 | 17426.7 | 20331.15
FR | 11 | 8 | 24 | 18121.25 | 15532.5 | 18121.25
FR | 11 | 9 | 1 | 17407.6 | 14920.8 | 17407.6
FR | 11 | 9 | 2 | 16608.55 | 14235.9 | 16608.55
FR | 11 | 9 | 3 | 16509.85 | 14151.3 | 16509.85
FR | 11 | 9 | 4 | 16509.85 | 14151.3 | 16509.85
FR | 11 | 9 | 5 | 16661.4 | 14281.2 | 16661.4
FR | 11 | 9 | 6 | 17115.35 | 14670.3 | 17115.35
FR | 11 | 9 | 7 | 17913 | 15354 | 17913
FR | 11 | 9 | 8 | 19206.6 | 16462.8 | 19206.6
FR | 11 | 9 | 9 | 20502.65 | 17573.7 | 20502.65
FR | 11 | 9 | 10 | 20649.65 | 17699.7 | 20649.65
FR | 11 | 9 | 11 | 20918.8 | 17930.4 | 20918.8
FR | 11 | 9 | 12 | 20918.8 | 17930.4 | 20918.8
FR | 11 | 9 | 13 | 20752.9 | 17788.2 | 20752.9
FR | 11 | 9 | 14 | 20693.05 | 17736.9 | 20693.05
FR | 11 | 9 | 15 | 20760.25 | 17794.5 | 20760.25
FR | 11 | 9 | 16 | 20814.5 | 17841 | 20814.5
FR | 11 | 9 | 17 | 21132.65 | 18113.7 | 21132.65
FR | 11 | 9 | 18 | 21180.95 | 18155.1 | 21180.95
FR | 11 | 9 | 19 | 21180.95 | 18155.1 | 21180.95
FR | 11 | 9 | 20 | 20985.65 | 17987.7 | 20985.65
FR | 11 | 9 | 21 | 20718.25 | 17758.5 | 20718.25
FR | 11 | 9 | 22 | 20107.85 | 17235.3 | 20107.85
FR | 11 | 9 | 23 | 19015.5 | 16299 | 19015.5
FR | 11 | 9 | 24 | 18218.2 | 15615.6 | 18218.2
FR | 11 | 10 | 1 | 17505.25 | 15004.5 | 17505.25
FR | 11 | 10 | 2 | 16741.55 | 14349.9 | 16741.55
FR | 11 | 10 | 3 | 16509.85 | 14151.3 | 16509.85
FR | 11 | 10 | 4 | 16509.85 | 14151.3 | 16509.85
FR | 11 | 10 | 5 | 16636.9 | 14260.2 | 16636.9
FR | 11 | 10 | 6 | 16847.25 | 14440.5 | 16847.25
FR | 11 | 10 | 7 | 17662.4 | 15139.2 | 17662.4
FR | 11 | 10 | 8 | 18931.5 | 16227 | 18931.5
FR | 11 | 10 | 9 | 20377.7 | 17466.6 | 20377.7
FR | 11 | 10 | 10 | 20649.65 | 17699.7 | 20649.65
FR | 11 | 10 | 11 | 20870.85 | 17889.3 | 20870.85
FR | 11 | 10 | 12 | 20870.85 | 17889.3 | 20870.85
FR | 11 | 10 | 13 | 20854.4 | 17875.2 | 20854.4
FR | 11 | 10 | 14 | 20821.15 | 17846.7 | 20821.15
FR | 11 | 10 | 15 | 20802.95 | 17831.1 | 20802.95
FR | 11 | 10 | 16 | 21042.7 | 18036.6 | 21042.7
FR | 11 | 10 | 17 | 21726.95 | 18623.1 | 21726.95
FR | 11 | 10 | 18 | 22185.45 | 19016.1 | 22185.45
FR | 11 | 10 | 19 | 22185.45 | 19016.1 | 22185.45
FR | 11 | 10 | 20 | 21757.75 | 18649.5 | 21757.75
FR | 11 | 10 | 21 | 21138.95 | 18119.1 | 21138.95
FR | 11 | 10 | 22 | 20377.35 | 17466.3 | 20377.35
FR | 11 | 10 | 23 | 19247.55 | 16497.9 | 19247.55
FR | 11 | 10 | 24 | 18863.95 | 16169.1 | 18863.95
FR | 11 | 11 | 1 | 18255.65 | 15647.7 | 18255.65
FR | 11 | 11 | 2 | 17818.85 | 15273.3 | 17818.85
FR | 11 | 11 | 3 | 17805.9 | 15262.2 | 17805.9
FR | 11 | 11 | 4 | 17821.65 | 15275.7 | 17821.65
FR | 11 | 11 | 5 | 18702.25 | 16030.5 | 18702.25
FR | 11 | 11 | 6 | 21578.55 | 18495.9 | 21578.55
FR | 11 | 11 | 7 | 23947 | 20526 | 23947
FR | 11 | 11 | 8 | 25428.2 | 21795.6 | 25428.2
FR | 11 | 11 | 9 | 25808.3 | 22121.4 | 25808.3
FR | 11 | 11 | 10 | 25840.5 | 22149 | 25840.5
FR | 11 | 11 | 11 | 25644.85 | 21981.3 | 25644.85
FR | 11 | 11 | 12 | 25379.2 | 21753.6 | 25379.2
FR | 11 | 11 | 13 | 25251.45 | 21644.1 | 25251.45
FR | 11 | 11 | 14 | 25111.45 | 21524.1 | 25111.45
FR | 11 | 11 | 15 | 25069.8 | 21488.4 | 25069.8
FR | 11 | 11 | 16 | 25069.8 | 21488.4 | 25069.8
FR | 11 | 11 | 17 | 25250.05 | 21642.9 | 25250.05
FR | 11 | 11 | 18 | 25425.4 | 21793.2 | 25425.4
FR | 11 | 11 | 19 | 25520.6 | 21874.8 | 25520.6
FR | 11 | 11 | 20 | 25051.95 | 21473.1 | 25051.95
FR | 11 | 11 | 21 | 22968.4 | 19687.2 | 22968.4
FR | 11 | 11 | 22 | 21630 | 18540 | 21630
FR | 11 | 11 | 23 | 20416.55 | 17499.9 | 20416.55
FR | 11 | 11 | 24 | 18803.75 | 16117.5 | 18803.75
FR | 11 | 12 | 1 | 18179.7 | 15582.6 | 18179.7
FR | 11 | 12 | 2 | 17628.1 | 15109.8 | 17628.1
FR | 11 | 12 | 3 | 17566.15 | 15056.7 | 17566.15
FR | 11 | 12 | 4 | 17601.5 | 15087 | 17601.5
FR | 11 | 12 | 5 | 18387.25 | 15760.5 | 18387.25
FR | 11 | 12 | 6 | 20843.9 | 17866.2 | 20843.9
FR | 11 | 12 | 7 | 23505.65 | 20147.7 | 23505.65
FR | 11 | 12 | 8 | 25309.9 | 21694.2 | 25309.9
FR | 11 | 12 | 9 | 25555.6 | 21904.8 | 25555.6
FR | 11 | 12 | 10 | 25668.65 | 22001.7 | 25668.65
FR | 11 | 12 | 11 | 25644.85 | 21981.3 | 25644.85
FR | 11 | 12 | 12 | 25501.7 | 21858.6 | 25501.7
FR | 11 | 12 | 13 | 25298.35 | 21684.3 | 25298.35
FR | 11 | 12 | 14 | 25271.75 | 21661.5 | 25271.75
FR | 11 | 12 | 15 | 25069.8 | 21488.4 | 25069.8
FR | 11 | 12 | 16 | 25069.8 | 21488.4 | 25069.8
FR | 11 | 12 | 17 | 25250.05 | 21642.9 | 25250.05
FR | 11 | 12 | 18 | 25369.05 | 21744.9 | 25369.05
FR | 11 | 12 | 19 | 25425.4 | 21793.2 | 25425.4
FR | 11 | 12 | 20 | 25002.95 | 21431.1 | 25002.95
FR | 11 | 12 | 21 | 23104.2 | 19803.6 | 23104.2
FR | 11 | 12 | 22 | 21616 | 18528 | 21616
FR | 11 | 12 | 23 | 20284.25 | 17386.5 | 20284.25
FR | 11 | 12 | 24 | 18825.45 | 16136.1 | 18825.45
FR | 11 | 13 | 1 | 18100.6 | 15514.8 | 18100.6
FR | 11 | 13 | 2 | 17534.3 | 15029.4 | 17534.3
FR | 11 | 13 | 3 | 17437 | 14946 | 17437
FR | 11 | 13 | 4 | 17407.6 | 14920.8 | 17407.6
FR | 11 | 13 | 5 | 18265.8 | 15656.4 | 18265.8
FR | 11 | 13 | 6 | 20497.75 | 17569.5 | 20497.75
FR | 11 | 13 | 7 | 23293.9 | 19966.2 | 23293.9
FR | 11 | 13 | 8 | 25243.05 | 21636.9 | 25243.05
FR | 11 | 13 | 9 | 25491.9 | 21850.2 | 25491.9
FR | 11 | 13 | 10 | 25607.05 | 21948.9 | 25607.05
FR | 11 | 13 | 11 | 25294.15 | 21680.7 | 25294.15
FR | 11 | 13 | 12 | 25127.55 | 21537.9 | 25127.55
FR | 11 | 13 | 13 | 25115.65 | 21527.7 | 25115.65
FR | 11 | 13 | 14 | 24955.7 | 21390.6 | 24955.7
FR | 11 | 13 | 15 | 24964.45 | 21398.1 | 24964.45
FR | 11 | 13 | 16 | 25037.25 | 21460.5 | 25037.25
FR | 11 | 13 | 17 | 25230.45 | 21626.1 | 25230.45
FR | 11 | 13 | 18 | 25607.05 | 21948.9 | 25607.05
FR | 11 | 13 | 19 | 25700.15 | 22028.7 | 25700.15
FR | 11 | 13 | 20 | 25072.95 | 21491.1 | 25072.95
FR | 11 | 13 | 21 | 22966.65 | 19685.7 | 22966.65
FR | 11 | 13 | 22 | 21738.5 | 18633 | 21738.5
FR | 11 | 13 | 23 | 20645.1 | 17695.8 | 20645.1
FR | 11 | 13 | 24 | 18835.95 | 16145.1 | 18835.95
FR | 11 | 14 | 1 | 18211.2 | 15609.6 | 18211.2
FR | 11 | 14 | 2 | 17659.6 | 15136.8 | 17659.6
FR | 11 | 14 | 3 | 17682 | 15156 | 17682
FR | 11 | 14 | 4 | 17575.6 | 15064.8 | 17575.6
FR | 11 | 14 | 5 | 18361.35 | 15738.3 | 18361.35
FR | 11 | 14 | 6 | 20953.1 | 17959.8 | 20953.1
FR | 11 | 14 | 7 | 23505.65 | 20147.7 | 23505.65
FR | 11 | 14 | 8 | 25243.05 | 21636.9 | 25243.05
FR | 11 | 14 | 9 | 25450.25 | 21814.5 | 25450.25
FR | 11 | 14 | 10 | 25607.05 | 21948.9 | 25607.05
FR | 11 | 14 | 11 | 25530.75 | 21883.5 | 25530.75
FR | 11 | 14 | 12 | 25435.55 | 21801.9 | 25435.55
FR | 11 | 14 | 13 | 25277.7 | 21666.6 | 25277.7
FR | 11 | 14 | 14 | 25273.15 | 21662.7 | 25273.15
FR | 11 | 14 | 15 | 25254.6 | 21646.8 | 25254.6
FR | 11 | 14 | 16 | 25396 | 21768 | 25396
FR | 11 | 14 | 17 | 25641.7 | 21978.6 | 25641.7
FR | 11 | 14 | 18 | 25638.55 | 21975.9 | 25638.55
FR | 11 | 14 | 19 | 25638.55 | 21975.9 | 25638.55
FR | 11 | 14 | 20 | 25057.9 | 21478.2 | 25057.9
FR | 11 | 14 | 21 | 22968.4 | 19687.2 | 22968.4
FR | 11 | 14 | 22 | 21630 | 18540 | 21630
FR | 11 | 14 | 23 | 20452.25 | 17530.5 | 20452.25
FR | 11 | 14 | 24 | 18803.75 | 16117.5 | 18803.75
FR | 11 | 15 | 1 | 18202.8 | 15602.4 | 18202.8
FR | 11 | 15 | 2 | 17624.95 | 15107.1 | 17624.95
FR | 11 | 15 | 3 | 17563.7 | 15054.6 | 17563.7
FR | 11 | 15 | 4 | 17563.7 | 15054.6 | 17563.7
FR | 11 | 15 | 5 | 18315.5 | 15699 | 18315.5
FR | 11 | 15 | 6 | 20716.15 | 17756.7 | 20716.15
FR | 11 | 15 | 7 | 23310 | 19980 | 23310
FR | 11 | 15 | 8 | 25081 | 21498 | 25081
FR | 11 | 15 | 9 | 25450.25 | 21814.5 | 25450.25
FR | 11 | 15 | 10 | 25607.05 | 21948.9 | 25607.05
FR | 11 | 15 | 11 | 25563.65 | 21911.7 | 25563.65
FR | 11 | 15 | 12 | 25530.75 | 21883.5 | 25530.75
FR | 11 | 15 | 13 | 25419.45 | 21788.1 | 25419.45
FR | 11 | 15 | 14 | 25363.1 | 21739.8 | 25363.1
FR | 11 | 15 | 15 | 25254.6 | 21646.8 | 25254.6
FR | 11 | 15 | 16 | 25339.65 | 21719.7 | 25339.65
FR | 11 | 15 | 17 | 25523.75 | 21877.5 | 25523.75
FR | 11 | 15 | 18 | 25607.05 | 21948.9 | 25607.05
FR | 11 | 15 | 19 | 25638.55 | 21975.9 | 25638.55
FR | 11 | 15 | 20 | 25119.5 | 21531 | 25119.5
FR | 11 | 15 | 21 | 22966.65 | 19685.7 | 22966.65
FR | 11 | 15 | 22 | 21695.8 | 18596.4 | 21695.8
FR | 11 | 15 | 23 | 20641.25 | 17692.5 | 20641.25
FR | 11 | 15 | 24 | 18303.95 | 15689.1 | 18303.95
FR | 11 | 16 | 1 | 17647 | 15126 | 17647
FR | 11 | 16 | 2 | 17193.75 | 14737.5 | 17193.75
FR | 11 | 16 | 3 | 17097.85 | 14655.3 | 17097.85
FR | 11 | 16 | 4 | 17097.85 | 14655.3 | 17097.85
FR | 11 | 16 | 5 | 17230.15 | 14768.7 | 17230.15
FR | 11 | 16 | 6 | 17625.65 | 15107.7 | 17625.65
FR | 11 | 16 | 7 | 18483.5 | 15843 | 18483.5
FR | 11 | 16 | 8 | 19794.25 | 16966.5 | 19794.25
FR | 11 | 16 | 9 | 21085.75 | 18073.5 | 21085.75
FR | 11 | 16 | 10 | 21845.6 | 18724.8 | 21845.6
FR | 11 | 16 | 11 | 21936.25 | 18802.5 | 21936.25
FR | 11 | 16 | 12 | 21891.1 | 18763.8 | 21891.1
FR | 11 | 16 | 13 | 21767.9 | 18658.2 | 21767.9
FR | 11 | 16 | 14 | 21640.15 | 18548.7 | 21640.15
FR | 11 | 16 | 15 | 21640.15 | 18548.7 | 21640.15
FR | 11 | 16 | 16 | 21730.1 | 18625.8 | 21730.1
FR | 11 | 16 | 17 | 22353.45 | 19160.1 | 22353.45
FR | 11 | 16 | 18 | 22573.95 | 19349.1 | 22573.95
FR | 11 | 16 | 19 | 22478.05 | 19266.9 | 22478.05
FR | 11 | 16 | 20 | 21889.7 | 18762.6 | 21889.7
FR | 11 | 16 | 21 | 21178.15 | 18152.7 | 21178.15
FR | 11 | 16 | 22 | 20366.5 | 17457 | 20366.5
FR | 11 | 16 | 23 | 19251.4 | 16501.2 | 19251.4
FR | 11 | 16 | 24 | 18311.65 | 15695.7 | 18311.65
FR | 11 | 17 | 1 | 17647 | 15126 | 17647
FR | 11 | 17 | 2 | 17193.75 | 14737.5 | 17193.75
FR | 11 | 17 | 3 | 17064.6 | 14626.8 | 17064.6
FR | 11 | 17 | 4 | 17064.6 | 14626.8 | 17064.6
FR | 11 | 17 | 5 | 17215.8 | 14756.4 | 17215.8
FR | 11 | 17 | 6 | 17546.9 | 15040.2 | 17546.9
FR | 11 | 17 | 7 | 18284.7 | 15672.6 | 18284.7
FR | 11 | 17 | 8 | 19587.75 | 16789.5 | 19587.75
FR | 11 | 17 | 9 | 20967.1 | 17971.8 | 20967.1
FR | 11 | 17 | 10 | 21812 | 18696 | 21812
FR | 11 | 17 | 11 | 21829.5 | 18711 | 21829.5
FR | 11 | 17 | 12 | 21689.5 | 18591 | 21689.5
FR | 11 | 17 | 13 | 21673.4 | 18577.2 | 21673.4
FR | 11 | 17 | 14 | 21640.15 | 18548.7 | 21640.15
FR | 11 | 17 | 15 | 21569.1 | 18487.8 | 21569.1
FR | 11 | 17 | 16 | 21730.1 | 18625.8 | 21730.1
FR | 11 | 17 | 17 | 22255.1 | 19075.8 | 22255.1
FR | 11 | 17 | 18 | 22310.4 | 19123.2 | 22310.4
FR | 11 | 17 | 19 | 22310.4 | 19123.2 | 22310.4
FR | 11 | 17 | 20 | 21757.75 | 18649.5 | 21757.75
FR | 11 | 17 | 21 | 21245 | 18210 | 21245
FR | 11 | 17 | 22 | 20356.35 | 17448.3 | 20356.35
FR | 11 | 17 | 23 | 19247.55 | 16497.9 | 19247.55
FR | 11 | 17 | 24 | 18858.7 | 16164.6 | 18858.7
FR | 11 | 18 | 1 | 18255.65 | 15647.7 | 18255.65
FR | 11 | 18 | 2 | 17768.1 | 15229.8 | 17768.1
FR | 11 | 18 | 3 | 17703.7 | 15174.6 | 17703.7
FR | 11 | 18 | 4 | 17703.7 | 15174.6 | 17703.7
FR | 11 | 18 | 5 | 18533.9 | 15886.2 | 18533.9
FR | 11 | 18 | 6 | 21568.05 | 18486.9 | 21568.05
FR | 11 | 18 | 7 | 23994.6 | 20566.8 | 23994.6
FR | 11 | 18 | 8 | 25387.6 | 21760.8 | 25387.6
FR | 11 | 18 | 9 | 25762.8 | 22082.4 | 25762.8
FR | 11 | 18 | 10 | 25987.5 | 22275 | 25987.5
FR | 11 | 18 | 11 | 25884.6 | 22186.8 | 25884.6
FR | 11 | 18 | 12 | 25878.3 | 22181.4 | 25878.3
FR | 11 | 18 | 13 | 25861.85 | 22167.3 | 25861.85
FR | 11 | 18 | 14 | 25795.35 | 22110.3 | 25795.35
FR | 11 | 18 | 15 | 25769.1 | 22087.8 | 25769.1
FR | 11 | 18 | 16 | 25778.2 | 22095.6 | 25778.2
FR | 11 | 18 | 17 | 25912.95 | 22211.1 | 25912.95
FR | 11 | 18 | 18 | 25946.9 | 22240.2 | 25946.9
FR | 11 | 18 | 19 | 25946.2 | 22239.6 | 25946.2
FR | 11 | 18 | 20 | 25207.7 | 21606.6 | 25207.7
FR | 11 | 18 | 21 | 23110.85 | 19809.3 | 23110.85
FR | 11 | 18 | 22 | 21737.45 | 18632.1 | 21737.45
FR | 11 | 18 | 23 | 20641.25 | 17692.5 | 20641.25
FR | 11 | 18 | 24 | 18835.95 | 16145.1 | 18835.95
FR | 11 | 19 | 1 | 18191.25 | 15592.5 | 18191.25
FR | 11 | 19 | 2 | 17639.65 | 15119.7 | 17639.65
FR | 11 | 19 | 3 | 17571.05 | 15060.9 | 17571.05
FR | 11 | 19 | 4 | 17571.05 | 15060.9 | 17571.05
FR | 11 | 19 | 5 | 18387.25 | 15760.5 | 18387.25
FR | 11 | 19 | 6 | 20827.1 | 17851.8 | 20827.1
FR | 11 | 19 | 7 | 23252.25 | 19930.5 | 23252.25
FR | 11 | 19 | 8 | 25081 | 21498 | 25081
FR | 11 | 19 | 9 | 25450.25 | 21814.5 | 25450.25
FR | 11 | 19 | 10 | 25668.65 | 22001.7 | 25668.65
FR | 11 | 19 | 11 | 25706.45 | 22034.1 | 25706.45
FR | 11 | 19 | 12 | 25706.45 | 22034.1 | 25706.45
FR | 11 | 19 | 13 | 25690 | 22020 | 25690
FR | 11 | 19 | 14 | 25690 | 22020 | 25690
FR | 11 | 19 | 15 | 25666.9 | 22000.2 | 25666.9
FR | 11 | 19 | 16 | 25666.9 | 22000.2 | 25666.9
FR | 11 | 19 | 17 | 25912.95 | 22211.1 | 25912.95
FR | 11 | 19 | 18 | 25964.75 | 22255.5 | 25964.75
FR | 11 | 19 | 19 | 26005.35 | 22290.3 | 26005.35
FR | 11 | 19 | 20 | 25275.95 | 21665.1 | 25275.95
FR | 11 | 19 | 21 | 23059.05 | 19764.9 | 23059.05
FR | 11 | 19 | 22 | 21741.3 | 18635.4 | 21741.3
FR | 11 | 19 | 23 | 20645.1 | 17695.8 | 20645.1
FR | 11 | 19 | 24 | 18870.95 | 16175.1 | 18870.95
FR | 11 | 20 | 1 | 18262.3 | 15653.4 | 18262.3
FR | 11 | 20 | 2 | 17870.3 | 15317.4 | 17870.3
FR | 11 | 20 | 3 | 17805.9 | 15262.2 | 17805.9
FR | 11 | 20 | 4 | 17805.9 | 15262.2 | 17805.9
FR | 11 | 20 | 5 | 18690 | 16020 | 18690
FR | 11 | 20 | 6 | 21578.55 | 18495.9 | 21578.55
FR | 11 | 20 | 7 | 23947 | 20526 | 23947
FR | 11 | 20 | 8 | 25593.05 | 21936.9 | 25593.05
FR | 11 | 20 | 9 | 26165.3 | 22427.4 | 26165.3
FR | 11 | 20 | 10 | 26220.95 | 22475.1 | 26220.95
FR | 11 | 20 | 11 | 26070.8 | 22346.4 | 26070.8
FR | 11 | 20 | 12 | 26025.3 | 22307.4 | 26025.3
FR | 11 | 20 | 13 | 26009.2 | 22293.6 | 26009.2
FR | 11 | 20 | 14 | 26030.2 | 22311.6 | 26030.2
FR | 11 | 20 | 15 | 26030.2 | 22311.6 | 26030.2
FR | 11 | 20 | 16 | 26154.45 | 22418.1 | 26154.45
FR | 11 | 20 | 17 | 26330.5 | 22569 | 26330.5
FR | 11 | 20 | 18 | 26367.6 | 22600.8 | 26367.6
FR | 11 | 20 | 19 | 26234.6 | 22486.8 | 26234.6
FR | 11 | 20 | 20 | 25358.9 | 21736.2 | 25358.9
FR | 11 | 20 | 21 | 23041.9 | 19750.2 | 23041.9
FR | 11 | 20 | 22 | 21756.7 | 18648.6 | 21756.7
FR | 11 | 20 | 23 | 20661.55 | 17709.9 | 20661.55
FR | 11 | 20 | 24 | 18789.05 | 16104.9 | 18789.05
FR | 11 | 21 | 1 | 18359.25 | 15736.5 | 18359.25
FR | 11 | 21 | 2 | 17863.3 | 15311.4 | 17863.3
FR | 11 | 21 | 3 | 17799.25 | 15256.5 | 17799.25
FR | 11 | 21 | 4 | 17837.4 | 15289.2 | 17837.4
FR | 11 | 21 | 5 | 18756.85 | 16077.3 | 18756.85
FR | 11 | 21 | 6 | 21620.9 | 18532.2 | 21620.9
FR | 11 | 21 | 7 | 24098.55 | 20655.9 | 24098.55
FR | 11 | 21 | 8 | 25593.05 | 21936.9 | 25593.05
FR | 11 | 21 | 9 | 26165.3 | 22427.4 | 26165.3
FR | 11 | 21 | 10 | 26235.3 | 22487.4 | 26235.3
FR | 11 | 21 | 11 | 26206.6 | 22462.8 | 26206.6
FR | 11 | 21 | 12 | 26085.5 | 22359 | 26085.5
FR | 11 | 21 | 13 | 26030.2 | 22311.6 | 26030.2
FR | 11 | 21 | 14 | 26030.2 | 22311.6 | 26030.2
FR | 11 | 21 | 15 | 26030.2 | 22311.6 | 26030.2
FR | 11 | 21 | 16 | 26088.65 | 22361.7 | 26088.65
FR | 11 | 21 | 17 | 26183.5 | 22443 | 26183.5
FR | 11 | 21 | 18 | 26183.5 | 22443 | 26183.5
FR | 11 | 21 | 19 | 26191.55 | 22449.9 | 26191.55
FR | 11 | 21 | 20 | 25358.9 | 21736.2 | 25358.9
FR | 11 | 21 | 21 | 23085.3 | 19787.4 | 23085.3
FR | 11 | 21 | 22 | 21724.5 | 18621 | 21724.5
FR | 11 | 21 | 23 | 20675.9 | 17722.2 | 20675.9
FR | 11 | 21 | 24 | 18915.4 | 16213.2 | 18915.4
FR | 11 | 22 | 1 | 18348.4 | 15727.2 | 18348.4
FR | 11 | 22 | 2 | 17833.55 | 15285.9 | 17833.55
FR | 11 | 22 | 3 | 17821.65 | 15275.7 | 17821.65
FR | 11 | 22 | 4 | 17821.65 | 15275.7 | 17821.65
FR | 11 | 22 | 5 | 18702.25 | 16030.5 | 18702.25
FR | 11 | 22 | 6 | 21578.55 | 18495.9 | 21578.55
FR | 11 | 22 | 7 | 23947 | 20526 | 23947
FR | 11 | 22 | 8 | 25482.45 | 21842.1 | 25482.45
FR | 11 | 22 | 9 | 25960.55 | 22251.9 | 25960.55
FR | 11 | 22 | 10 | 26220.95 | 22475.1 | 26220.95
FR | 11 | 22 | 11 | 26085.5 | 22359 | 26085.5
FR | 11 | 22 | 12 | 26025.3 | 22307.4 | 26025.3
FR | 11 | 22 | 13 | 26030.2 | 22311.6 | 26030.2
FR | 11 | 22 | 14 | 25927.65 | 22223.7 | 25927.65
FR | 11 | 22 | 15 | 25886.7 | 22188.6 | 25886.7
FR | 11 | 22 | 16 | 25972.1 | 22261.8 | 25972.1
FR | 11 | 22 | 17 | 26008.5 | 22293 | 26008.5
FR | 11 | 22 | 18 | 26005.35 | 22290.3 | 26005.35
FR | 11 | 22 | 19 | 26050.15 | 22328.7 | 26050.15
FR | 11 | 22 | 20 | 25298.7 | 21684.6 | 25298.7
FR | 11 | 22 | 21 | 23110.85 | 19809.3 | 23110.85
FR | 11 | 22 | 22 | 21737.45 | 18632.1 | 21737.45
FR | 11 | 22 | 23 | 20645.1 | 17695.8 | 20645.1
FR | 11 | 22 | 24 | 18303.95 | 15689.1 | 18303.95
FR | 11 | 23 | 1 | 17670.8 | 15146.4 | 17670.8
FR | 11 | 23 | 2 | 17217.55 | 14757.9 | 17217.55
FR | 11 | 23 | 3 | 17088.4 | 14647.2 | 17088.4
FR | 11 | 23 | 4 | 17064.6 | 14626.8 | 17064.6
FR | 11 | 23 | 5 | 17192 | 14736 | 17192
FR | 11 | 23 | 6 | 17522.75 | 15019.5 | 17522.75
FR | 11 | 23 | 7 | 18284.7 | 15672.6 | 18284.7
FR | 11 | 23 | 8 | 19587.75 | 16789.5 | 19587.75
FR | 11 | 23 | 9 | 20967.1 | 17971.8 | 20967.1
FR | 11 | 23 | 10 | 21705.25 | 18604.5 | 21705.25
FR | 11 | 23 | 11 | 21689.5 | 18591 | 21689.5
FR | 11 | 23 | 12 | 21689.5 | 18591 | 21689.5
FR | 11 | 23 | 13 | 21602.35 | 18516.3 | 21602.35
FR | 11 | 23 | 14 | 21569.1 | 18487.8 | 21569.1
FR | 11 | 23 | 15 | 21569.1 | 18487.8 | 21569.1
FR | 11 | 23 | 16 | 21605.15 | 18518.7 | 21605.15
FR | 11 | 23 | 17 | 22130.15 | 18968.7 | 22130.15
FR | 11 | 23 | 18 | 22310.4 | 19123.2 | 22310.4
FR | 11 | 23 | 19 | 22310.4 | 19123.2 | 22310.4
FR | 11 | 23 | 20 | 21757.75 | 18649.5 | 21757.75
FR | 11 | 23 | 21 | 21138.95 | 18119.1 | 21138.95
FR | 11 | 23 | 22 | 20271.65 | 17375.7 | 20271.65
FR | 11 | 23 | 23 | 19252.8 | 16502.4 | 19252.8
FR | 11 | 23 | 24 | 18309.9 | 15694.2 | 18309.9
FR | 11 | 24 | 1 | 17676.75 | 15151.5 | 17676.75
FR | 11 | 24 | 2 | 17172.05 | 14718.9 | 17172.05
FR | 11 | 24 | 3 | 17088.4 | 14647.2 | 17088.4
FR | 11 | 24 | 4 | 17042.9 | 14608.2 | 17042.9
FR | 11 | 24 | 5 | 17169.95 | 14717.1 | 17169.95
FR | 11 | 24 | 6 | 17581.55 | 15069.9 | 17581.55
FR | 11 | 24 | 7 | 18238.15 | 15632.7 | 18238.15
FR | 11 | 24 | 8 | 19587.75 | 16789.5 | 19587.75
FR | 11 | 24 | 9 | 20846.7 | 17868.6 | 20846.7
FR | 11 | 24 | 10 | 21565.25 | 18484.5 | 21565.25
FR | 11 | 24 | 11 | 21631.4 | 18541.2 | 21631.4
FR | 11 | 24 | 12 | 21631.4 | 18541.2 | 21631.4
FR | 11 | 24 | 13 | 21322.7 | 18276.6 | 21322.7
FR | 11 | 24 | 14 | 21124.95 | 18107.1 | 21124.95
FR | 11 | 24 | 15 | 21124.95 | 18107.1 | 21124.95
FR | 11 | 24 | 16 | 21283.85 | 18243.3 | 21283.85
FR | 11 | 24 | 17 | 21783.3 | 18671.4 | 21783.3
FR | 11 | 24 | 18 | 22069.25 | 18916.5 | 22069.25
FR | 11 | 24 | 19 | 22185.45 | 19016.1 | 22185.45
FR | 11 | 24 | 20 | 21790.65 | 18677.7 | 21790.65
FR | 11 | 24 | 21 | 21171.85 | 18147.3 | 21171.85
FR | 11 | 24 | 22 | 20304.55 | 17403.9 | 20304.55
FR | 11 | 24 | 23 | 19141.85 | 16407.3 | 19141.85
FR | 11 | 24 | 24 | 18830.7 | 16140.6 | 18830.7
FR | 11 | 25 | 1 | 18217.5 | 15615 | 18217.5
FR | 11 | 25 | 2 | 17665.55 | 15141.9 | 17665.55
FR | 11 | 25 | 3 | 17601.5 | 15087 | 17601.5
FR | 11 | 25 | 4 | 17601.5 | 15087 | 17601.5
FR | 11 | 25 | 5 | 18387.25 | 15760.5 | 18387.25
FR | 11 | 25 | 6 | 20953.1 | 17959.8 | 20953.1
FR | 11 | 25 | 7 | 23623.25 | 20248.5 | 23623.25
FR | 11 | 25 | 8 | 25387.6 | 21760.8 | 25387.6
FR | 11 | 25 | 9 | 25762.8 | 22082.4 | 25762.8
FR | 11 | 25 | 10 | 25874.45 | 22178.1 | 25874.45
FR | 11 | 25 | 11 | 25811.45 | 22124.1 | 25811.45
FR | 11 | 25 | 12 | 25706.45 | 22034.1 | 25706.45
FR | 11 | 25 | 13 | 25690 | 22020 | 25690
FR | 11 | 25 | 14 | 25628.4 | 21967.2 | 25628.4
FR | 11 | 25 | 15 | 25666.9 | 22000.2 | 25666.9
FR | 11 | 25 | 16 | 25666.9 | 22000.2 | 25666.9
FR | 11 | 25 | 17 | 25912.95 | 22211.1 | 25912.95
FR | 11 | 25 | 18 | 25946.2 | 22239.6 | 25946.2
FR | 11 | 25 | 19 | 25964.75 | 22255.5 | 25964.75
FR | 11 | 25 | 20 | 25231.15 | 21626.7 | 25231.15
FR | 11 | 25 | 21 | 23110.85 | 19809.3 | 23110.85
FR | 11 | 25 | 22 | 21731.15 | 18626.7 | 21731.15
FR | 11 | 25 | 23 | 20645.1 | 17695.8 | 20645.1
FR | 11 | 25 | 24 | 18863.95 | 16169.1 | 18863.95
FR | 11 | 26 | 1 | 18255.65 | 15647.7 | 18255.65
FR | 11 | 26 | 2 | 17768.1 | 15229.8 | 17768.1
FR | 11 | 26 | 3 | 17703.7 | 15174.6 | 17703.7
FR | 11 | 26 | 4 | 17703.7 | 15174.6 | 17703.7
FR | 11 | 26 | 5 | 18533.9 | 15886.2 | 18533.9
FR | 11 | 26 | 6 | 21568.05 | 18486.9 | 21568.05
FR | 11 | 26 | 7 | 23994.6 | 20566.8 | 23994.6
FR | 11 | 26 | 8 | 25433.1 | 21799.8 | 25433.1
FR | 11 | 26 | 9 | 25762.8 | 22082.4 | 25762.8
FR | 11 | 26 | 10 | 25905.95 | 22205.1 | 25905.95
FR | 11 | 26 | 11 | 25884.6 | 22186.8 | 25884.6
FR | 11 | 26 | 12 | 25811.45 | 22124.1 | 25811.45
FR | 11 | 26 | 13 | 25690 | 22020 | 25690
FR | 11 | 26 | 14 | 25690 | 22020 | 25690
FR | 11 | 26 | 15 | 25666.9 | 22000.2 | 25666.9
FR | 11 | 26 | 16 | 25666.9 | 22000.2 | 25666.9
FR | 11 | 26 | 17 | 25912.95 | 22211.1 | 25912.95
FR | 11 | 26 | 18 | 25909.8 | 22208.4 | 25909.8
FR | 11 | 26 | 19 | 25973.85 | 22263.3 | 25973.85
FR | 11 | 26 | 20 | 25190.55 | 21591.9 | 25190.55
FR | 11 | 26 | 21 | 23110.85 | 19809.3 | 23110.85
FR | 11 | 26 | 22 | 21731.15 | 18626.7 | 21731.15
FR | 11 | 26 | 23 | 20645.1 | 17695.8 | 20645.1
FR | 11 | 26 | 24 | 18863.95 | 16169.1 | 18863.95
FR | 11 | 27 | 1 | 18262.3 | 15653.4 | 18262.3
FR | 11 | 27 | 2 | 17818.85 | 15273.3 | 17818.85
FR | 11 | 27 | 3 | 17805.9 | 15262.2 | 17805.9
FR | 11 | 27 | 4 | 17800.3 | 15257.4 | 17800.3
FR | 11 | 27 | 5 | 18690 | 16020 | 18690
FR | 11 | 27 | 6 | 21578.55 | 18495.9 | 21578.55
FR | 11 | 27 | 7 | 23947 | 20526 | 23947
FR | 11 | 27 | 8 | 25428.2 | 21795.6 | 25428.2
FR | 11 | 27 | 9 | 25960.55 | 22251.9 | 25960.55
FR | 11 | 27 | 10 | 26062.75 | 22339.5 | 26062.75
FR | 11 | 27 | 11 | 26025.3 | 22307.4 | 26025.3
FR | 11 | 27 | 12 | 25884.6 | 22186.8 | 25884.6
FR | 11 | 27 | 13 | 25861.85 | 22167.3 | 25861.85
FR | 11 | 27 | 14 | 25763.5 | 22083 | 25763.5
FR | 11 | 27 | 15 | 25734.8 | 22058.4 | 25734.8
FR | 11 | 27 | 16 | 25810.05 | 22122.9 | 25810.05
FR | 11 | 27 | 17 | 26117.35 | 22386.3 | 26117.35
FR | 11 | 27 | 18 | 26183.5 | 22443 | 26183.5
FR | 11 | 27 | 19 | 26271.7 | 22518.6 | 26271.7
FR | 11 | 27 | 20 | 25327.05 | 21708.9 | 25327.05
FR | 11 | 27 | 21 | 23109.8 | 19808.4 | 23109.8
FR | 11 | 27 | 22 | 21945.35 | 18810.3 | 21945.35
FR | 11 | 27 | 23 | 20937.7 | 17946.6 | 20937.7
FR | 11 | 27 | 24 | 18825.45 | 16136.1 | 18825.45
FR | 11 | 28 | 1 | 18321.8 | 15704.4 | 18321.8
FR | 11 | 28 | 2 | 17920.7 | 15360.6 | 17920.7
FR | 11 | 28 | 3 | 17856.3 | 15305.4 | 17856.3
FR | 11 | 28 | 4 | 17856.3 | 15305.4 | 17856.3
FR | 11 | 28 | 5 | 18775.75 | 16093.5 | 18775.75
FR | 11 | 28 | 6 | 21609.7 | 18522.6 | 21609.7
FR | 11 | 28 | 7 | 24077.9 | 20638.2 | 24077.9
FR | 11 | 28 | 8 | 25593.05 | 21936.9 | 25593.05
FR | 11 | 28 | 9 | 26038.6 | 22318.8 | 26038.6
FR | 11 | 28 | 10 | 26220.95 | 22475.1 | 26220.95
FR | 11 | 28 | 11 | 26070.8 | 22346.4 | 26070.8
FR | 11 | 28 | 12 | 26011.3 | 22295.4 | 26011.3
FR | 11 | 28 | 13 | 25868.5 | 22173 | 25868.5
FR | 11 | 28 | 14 | 25861.85 | 22167.3 | 25861.85
FR | 11 | 28 | 15 | 25795.35 | 22110.3 | 25795.35
FR | 11 | 28 | 16 | 25876.55 | 22179.9 | 25876.55
FR | 11 | 28 | 17 | 25949.35 | 22242.3 | 25949.35
FR | 11 | 28 | 18 | 25964.75 | 22255.5 | 25964.75
FR | 11 | 28 | 19 | 25964.75 | 22255.5 | 25964.75
FR | 11 | 28 | 20 | 25190.55 | 21591.9 | 25190.55
FR | 11 | 28 | 21 | 23155.3 | 19847.4 | 23155.3
FR | 11 | 28 | 22 | 21737.45 | 18632.1 | 21737.45
FR | 11 | 28 | 23 | 20642.3 | 17693.4 | 20642.3
FR | 11 | 28 | 24 | 18816 | 16128 | 18816
FR | 11 | 29 | 1 | 18211.2 | 15609.6 | 18211.2
FR | 11 | 29 | 2 | 17659.6 | 15136.8 | 17659.6
FR | 11 | 29 | 3 | 17575.6 | 15064.8 | 17575.6
FR | 11 | 29 | 4 | 17575.6 | 15064.8 | 17575.6
FR | 11 | 29 | 5 | 18361.35 | 15738.3 | 18361.35
FR | 11 | 29 | 6 | 20953.1 | 17959.8 | 20953.1
FR | 11 | 29 | 7 | 23582.65 | 20213.7 | 23582.65
FR | 11 | 29 | 8 | 25279.45 | 21668.1 | 25279.45
FR | 11 | 29 | 9 | 25628.75 | 21967.5 | 25628.75
FR | 11 | 29 | 10 | 25840.5 | 22149 | 25840.5
FR | 11 | 29 | 11 | 25706.45 | 22034.1 | 25706.45
FR | 11 | 29 | 12 | 25706.45 | 22034.1 | 25706.45
FR | 11 | 29 | 13 | 25628.4 | 21967.2 | 25628.4
FR | 11 | 29 | 14 | 25628.4 | 21967.2 | 25628.4
FR | 11 | 29 | 15 | 25604.95 | 21947.1 | 25604.95
FR | 11 | 29 | 16 | 25604.95 | 21947.1 | 25604.95
FR | 11 | 29 | 17 | 25641.7 | 21978.6 | 25641.7
FR | 11 | 29 | 18 | 25638.55 | 21975.9 | 25638.55
FR | 11 | 29 | 19 | 25700.15 | 22028.7 | 25700.15
FR | 11 | 29 | 20 | 25119.5 | 21531 | 25119.5
FR | 11 | 29 | 21 | 22966.65 | 19685.7 | 22966.65
FR | 11 | 29 | 22 | 21577.15 | 18494.7 | 21577.15
FR | 11 | 29 | 23 | 20642.3 | 17693.4 | 20642.3
FR | 11 | 29 | 24 | 18305.35 | 15690.3 | 18305.35
FR | 11 | 30 | 1 | 17676.75 | 15151.5 | 17676.75
FR | 11 | 30 | 2 | 17102.75 | 14659.5 | 17102.75
FR | 11 | 30 | 3 | 17042.9 | 14608.2 | 17042.9
FR | 11 | 30 | 4 | 17088.4 | 14647.2 | 17088.4
FR | 11 | 30 | 5 | 17192 | 14736 | 17192
FR | 11 | 30 | 6 | 17546.9 | 15040.2 | 17546.9
FR | 11 | 30 | 7 | 18315.85 | 15699.3 | 18315.85
FR | 11 | 30 | 8 | 19587.75 | 16789.5 | 19587.75
FR | 11 | 30 | 9 | 20892.2 | 17907.6 | 20892.2
FR | 11 | 30 | 10 | 21565.25 | 18484.5 | 21565.25
FR | 11 | 30 | 11 | 21618.45 | 18530.1 | 21618.45
FR | 11 | 30 | 12 | 21631.4 | 18541.2 | 21631.4
FR | 11 | 30 | 13 | 21498.75 | 18427.5 | 21498.75
FR | 11 | 30 | 14 | 21401.8 | 18344.4 | 21401.8
FR | 11 | 30 | 15 | 21289.45 | 18248.1 | 21289.45
FR | 11 | 30 | 16 | 21437.85 | 18375.3 | 21437.85
FR | 11 | 30 | 17 | 22143.1 | 18979.8 | 22143.1
FR | 11 | 30 | 18 | 22185.45 | 19016.1 | 22185.45
FR | 11 | 30 | 19 | 22185.45 | 19016.1 | 22185.45
FR | 11 | 30 | 20 | 21757.75 | 18649.5 | 21757.75
FR | 11 | 30 | 21 | 21138.95 | 18119.1 | 21138.95
FR | 11 | 30 | 22 | 20271.65 | 17375.7 | 20271.65
FR | 11 | 30 | 23 | 19199.95 | 16457.1 | 19199.95
FR | 11 | 30 | 24 | 18351.2 | 15729.6 | 18351.2
FR | 12 | 1 | 1 | 17752.7 | 15216.6 | 17752.7
FR | 12 | 1 | 2 | 17456.95 | 14963.1 | 17456.95
FR | 12 | 1 | 3 | 17304 | 14832 | 17304
FR | 12 | 1 | 4 | 17304 | 14832 | 17304
FR | 12 | 1 | 5 | 17418.45 | 14930.1 | 17418.45
FR | 12 | 1 | 6 | 17857 | 15306 | 17857
FR | 12 | 1 | 7 | 18694.9 | 16024.2 | 18694.9
FR | 12 | 1 | 8 | 19694.85 | 16881.3 | 19694.85
FR | 12 | 1 | 9 | 20956.25 | 17962.5 | 20956.25
FR | 12 | 1 | 10 | 21743.4 | 18637.2 | 21743.4
FR | 12 | 1 | 11 | 21660.1 | 18565.8 | 21660.1
FR | 12 | 1 | 12 | 21589.05 | 18504.9 | 21589.05
FR | 12 | 1 | 13 | 21585.55 | 18501.9 | 21585.55
FR | 12 | 1 | 14 | 21552.3 | 18473.4 | 21552.3
FR | 12 | 1 | 15 | 21552.3 | 18473.4 | 21552.3
FR | 12 | 1 | 16 | 21588.35 | 18504.3 | 21588.35
FR | 12 | 1 | 17 | 22100.4 | 18943.2 | 22100.4
FR | 12 | 1 | 18 | 22281 | 19098 | 22281
FR | 12 | 1 | 19 | 22281 | 19098 | 22281
FR | 12 | 1 | 20 | 21745.5 | 18639 | 21745.5
FR | 12 | 1 | 21 | 21117.6 | 18100.8 | 21117.6
FR | 12 | 1 | 22 | 20440 | 17520 | 20440
FR | 12 | 1 | 23 | 19343.45 | 16580.1 | 19343.45
FR | 12 | 1 | 24 | 18825.45 | 16136.1 | 18825.45
FR | 12 | 2 | 1 | 18257.05 | 15648.9 | 18257.05
FR | 12 | 2 | 2 | 17892.35 | 15336.3 | 17892.35
FR | 12 | 2 | 3 | 17827.95 | 15281.1 | 17827.95
FR | 12 | 2 | 4 | 17827.95 | 15281.1 | 17827.95
FR | 12 | 2 | 5 | 18557.7 | 15906.6 | 18557.7
FR | 12 | 2 | 6 | 21512.75 | 18439.5 | 21512.75
FR | 12 | 2 | 7 | 24045.7 | 20610.6 | 24045.7
FR | 12 | 2 | 8 | 25313.05 | 21696.9 | 25313.05
FR | 12 | 2 | 9 | 25585.7 | 21930.6 | 25585.7
FR | 12 | 2 | 10 | 25692.1 | 22021.8 | 25692.1
FR | 12 | 2 | 11 | 25544.05 | 21894.9 | 25544.05
FR | 12 | 2 | 12 | 25482.45 | 21842.1 | 25482.45
FR | 12 | 2 | 13 | 25466 | 21828 | 25466
FR | 12 | 2 | 14 | 25466 | 21828 | 25466
FR | 12 | 2 | 15 | 25442.55 | 21807.9 | 25442.55
FR | 12 | 2 | 16 | 25442.55 | 21807.9 | 25442.55
FR | 12 | 2 | 17 | 25750.55 | 22071.9 | 25750.55
FR | 12 | 2 | 18 | 25955.3 | 22247.4 | 25955.3
FR | 12 | 2 | 19 | 26043.15 | 22322.7 | 26043.15
FR | 12 | 2 | 20 | 25228 | 21624 | 25228
FR | 12 | 2 | 21 | 23012.5 | 19725 | 23012.5
FR | 12 | 2 | 22 | 21804.3 | 18689.4 | 21804.3
FR | 12 | 2 | 23 | 20839 | 17862 | 20839
FR | 12 | 2 | 24 | 18733.75 | 16057.5 | 18733.75
FR | 12 | 3 | 1 | 18540.55 | 15891.9 | 18540.55
FR | 12 | 3 | 2 | 18327.05 | 15708.9 | 18327.05
FR | 12 | 3 | 3 | 18338.25 | 15718.5 | 18338.25
FR | 12 | 3 | 4 | 18519.55 | 15873.9 | 18519.55
FR | 12 | 3 | 5 | 19332.6 | 16570.8 | 19332.6
FR | 12 | 3 | 6 | 22362.2 | 19167.6 | 22362.2
FR | 12 | 3 | 7 | 24569.3 | 21059.4 | 24569.3
FR | 12 | 3 | 8 | 25619.65 | 21959.7 | 25619.65
FR | 12 | 3 | 9 | 26137.65 | 22403.7 | 26137.65
FR | 12 | 3 | 10 | 26297.95 | 22541.1 | 26297.95
FR | 12 | 3 | 11 | 26221.3 | 22475.4 | 26221.3
FR | 12 | 3 | 12 | 26015.15 | 22298.7 | 26015.15
FR | 12 | 3 | 13 | 25846.8 | 22154.4 | 25846.8
FR | 12 | 3 | 14 | 25699.8 | 22028.4 | 25699.8
FR | 12 | 3 | 15 | 25632.95 | 21971.1 | 25632.95
FR | 12 | 3 | 16 | 25714.15 | 22040.7 | 25714.15
FR | 12 | 3 | 17 | 26000.8 | 22286.4 | 26000.8
FR | 12 | 3 | 18 | 26233.55 | 22485.9 | 26233.55
FR | 12 | 3 | 19 | 26163.55 | 22425.9 | 26163.55
FR | 12 | 3 | 20 | 25267.9 | 21658.2 | 25267.9
FR | 12 | 3 | 21 | 23120.3 | 19817.4 | 23120.3
FR | 12 | 3 | 22 | 21843.15 | 18722.7 | 21843.15
FR | 12 | 3 | 23 | 20861.75 | 17881.5 | 20861.75
FR | 12 | 3 | 24 | 18886.7 | 16188.6 | 18886.7
FR | 12 | 4 | 1 | 18286.45 | 15674.1 | 18286.45
FR | 12 | 4 | 2 | 18072.95 | 15491.1 | 18072.95
FR | 12 | 4 | 3 | 18008.55 | 15435.9 | 18008.55
FR | 12 | 4 | 4 | 17989.65 | 15419.7 | 17989.65
FR | 12 | 4 | 5 | 18853.1 | 16159.8 | 18853.1
FR | 12 | 4 | 6 | 22059.8 | 18908.4 | 22059.8
FR | 12 | 4 | 7 | 24440.85 | 20949.3 | 24440.85
FR | 12 | 4 | 8 | 25485.6 | 21844.8 | 25485.6
FR | 12 | 4 | 9 | 25899.3 | 22199.4 | 25899.3
FR | 12 | 4 | 10 | 25914.35 | 22212.3 | 25914.35
FR | 12 | 4 | 11 | 25722.2 | 22047.6 | 25722.2
FR | 12 | 4 | 12 | 25544.05 | 21894.9 | 25544.05
FR | 12 | 4 | 13 | 25434.5 | 21801 | 25434.5
FR | 12 | 4 | 14 | 25257.05 | 21648.9 | 25257.05
FR | 12 | 4 | 15 | 25177.25 | 21580.5 | 25177.25
FR | 12 | 4 | 16 | 25328.8 | 21710.4 | 25328.8
FR | 12 | 4 | 17 | 25540.9 | 21892.2 | 25540.9
FR | 12 | 4 | 18 | 25538.1 | 21889.8 | 25538.1
FR | 12 | 4 | 19 | 25680.9 | 22012.2 | 25680.9
FR | 12 | 4 | 20 | 25063.5 | 21483 | 25063.5
FR | 12 | 4 | 21 | 22983.1 | 19699.8 | 22983.1
FR | 12 | 4 | 22 | 21682.15 | 18584.7 | 21682.15
FR | 12 | 4 | 23 | 20608 | 17664 | 20608
FR | 12 | 4 | 24 | 18873.4 | 16177.2 | 18873.4
FR | 12 | 5 | 1 | 18328.1 | 15709.8 | 18328.1
FR | 12 | 5 | 2 | 18071.2 | 15489.6 | 18071.2
FR | 12 | 5 | 3 | 18058.6 | 15478.8 | 18058.6
FR | 12 | 5 | 4 | 18058.6 | 15478.8 | 18058.6
FR | 12 | 5 | 5 | 18922.75 | 16219.5 | 18922.75
FR | 12 | 5 | 6 | 22156.75 | 18991.5 | 22156.75
FR | 12 | 5 | 7 | 24410.4 | 20923.2 | 24410.4
FR | 12 | 5 | 8 | 25444.65 | 21809.7 | 25444.65
FR | 12 | 5 | 9 | 25776.45 | 22094.1 | 25776.45
FR | 12 | 5 | 10 | 25839.1 | 22147.8 | 25839.1
FR | 12 | 5 | 11 | 25722.2 | 22047.6 | 25722.2
FR | 12 | 5 | 12 | 25544.05 | 21894.9 | 25544.05
FR | 12 | 5 | 13 | 25466 | 21828 | 25466
FR | 12 | 5 | 14 | 25466 | 21828 | 25466
FR | 12 | 5 | 15 | 25442.55 | 21807.9 | 25442.55
FR | 12 | 5 | 16 | 25442.55 | 21807.9 | 25442.55
FR | 12 | 5 | 17 | 25479.3 | 21839.4 | 25479.3
FR | 12 | 5 | 18 | 25476.15 | 21836.7 | 25476.15
FR | 12 | 5 | 19 | 25476.15 | 21836.7 | 25476.15
FR | 12 | 5 | 20 | 24974.6 | 21406.8 | 24974.6
FR | 12 | 5 | 21 | 22920.8 | 19646.4 | 22920.8
FR | 12 | 5 | 22 | 21521.85 | 18447.3 | 21521.85
FR | 12 | 5 | 23 | 20443.85 | 17523.3 | 20443.85
FR | 12 | 5 | 24 | 18851.35 | 16158.3 | 18851.35
FR | 12 | 6 | 1 | 18282.95 | 15671.1 | 18282.95
FR | 12 | 6 | 2 | 17918.25 | 15358.5 | 17918.25
FR | 12 | 6 | 3 | 17853.85 | 15303.3 | 17853.85
FR | 12 | 6 | 4 | 17827.95 | 15281.1 | 17827.95
FR | 12 | 6 | 5 | 18557.7 | 15906.6 | 18557.7
FR | 12 | 6 | 6 | 21666.75 | 18571.5 | 21666.75
FR | 12 | 6 | 7 | 24458 | 20964 | 24458
FR | 12 | 6 | 8 | 25380.6 | 21754.8 | 25380.6
FR | 12 | 6 | 9 | 25701.55 | 22029.9 | 25701.55
FR | 12 | 6 | 10 | 25716.95 | 22043.1 | 25716.95
FR | 12 | 6 | 11 | 25544.05 | 21894.9 | 25544.05
FR | 12 | 6 | 12 | 25482.45 | 21842.1 | 25482.45
FR | 12 | 6 | 13 | 25466 | 21828 | 25466
FR | 12 | 6 | 14 | 25466 | 21828 | 25466
FR | 12 | 6 | 15 | 25442.55 | 21807.9 | 25442.55
FR | 12 | 6 | 16 | 25442.55 | 21807.9 | 25442.55
FR | 12 | 6 | 17 | 25652.2 | 21987.6 | 25652.2
FR | 12 | 6 | 18 | 25784.15 | 22100.7 | 25784.15
FR | 12 | 6 | 19 | 25802.35 | 22116.3 | 25802.35
FR | 12 | 6 | 20 | 25102.35 | 21516.3 | 25102.35
FR | 12 | 6 | 21 | 22914.15 | 19640.7 | 22914.15
FR | 12 | 6 | 22 | 21686 | 18588 | 21686
FR | 12 | 6 | 23 | 20608 | 17664 | 20608
FR | 12 | 6 | 24 | 18353.3 | 15731.4 | 18353.3
FR | 12 | 7 | 1 | 17722.95 | 15191.1 | 17722.95
FR | 12 | 7 | 2 | 17432.8 | 14942.4 | 17432.8
FR | 12 | 7 | 3 | 17304 | 14832 | 17304
FR | 12 | 7 | 4 | 17304 | 14832 | 17304
FR | 12 | 7 | 5 | 17442.6 | 14950.8 | 17442.6
FR | 12 | 7 | 6 | 17880.8 | 15326.4 | 17880.8
FR | 12 | 7 | 7 | 18694.9 | 16024.2 | 18694.9
FR | 12 | 7 | 8 | 19694.85 | 16881.3 | 19694.85
FR | 12 | 7 | 9 | 20956.25 | 17962.5 | 20956.25
FR | 12 | 7 | 10 | 21549.5 | 18471 | 21549.5
FR | 12 | 7 | 11 | 21589.05 | 18504.9 | 21589.05
FR | 12 | 7 | 12 | 21602 | 18516 | 21602
FR | 12 | 7 | 13 | 21310.1 | 18265.8 | 21310.1
FR | 12 | 7 | 14 | 21260.05 | 18222.9 | 21260.05
FR | 12 | 7 | 15 | 21260.05 | 18222.9 | 21260.05
FR | 12 | 7 | 16 | 21271.6 | 18232.8 | 21271.6
FR | 12 | 7 | 17 | 22113.35 | 18954.3 | 22113.35
FR | 12 | 7 | 18 | 22256.85 | 19077.3 | 22256.85
FR | 12 | 7 | 19 | 22281 | 19098 | 22281
FR | 12 | 7 | 20 | 21745.5 | 18639 | 21745.5
FR | 12 | 7 | 21 | 21127.4 | 18109.2 | 21127.4
FR | 12 | 7 | 22 | 20438.6 | 17518.8 | 20438.6
FR | 12 | 7 | 23 | 19341.7 | 16578.6 | 19341.7
FR | 12 | 7 | 24 | 18353.3 | 15731.4 | 18353.3
FR | 12 | 8 | 1 | 17709.65 | 15179.7 | 17709.65
FR | 12 | 8 | 2 | 17504.9 | 15004.2 | 17504.9
FR | 12 | 8 | 3 | 17375.75 | 14893.5 | 17375.75
FR | 12 | 8 | 4 | 17375.75 | 14893.5 | 17375.75
FR | 12 | 8 | 5 | 17487.4 | 14989.2 | 17487.4
FR | 12 | 8 | 6 | 17959.9 | 15394.2 | 17959.9
FR | 12 | 8 | 7 | 18893.35 | 16194.3 | 18893.35
FR | 12 | 8 | 8 | 19901.7 | 17058.6 | 19901.7
FR | 12 | 8 | 9 | 21074.55 | 18063.9 | 21074.55
FR | 12 | 8 | 10 | 21743.4 | 18637.2 | 21743.4
FR | 12 | 8 | 11 | 21660.1 | 18565.8 | 21660.1
FR | 12 | 8 | 12 | 21602 | 18516 | 21602
FR | 12 | 8 | 13 | 21292.95 | 18251.1 | 21292.95
FR | 12 | 8 | 14 | 21095.2 | 18081.6 | 21095.2
FR | 12 | 8 | 15 | 21011.55 | 18009.9 | 21011.55
FR | 12 | 8 | 16 | 21254.45 | 18218.1 | 21254.45
FR | 12 | 8 | 17 | 22100.4 | 18943.2 | 22100.4
FR | 12 | 8 | 18 | 22326.15 | 19136.7 | 22326.15
FR | 12 | 8 | 19 | 22395.45 | 19196.1 | 22395.45
FR | 12 | 8 | 20 | 21812 | 18696 | 21812
FR | 12 | 8 | 21 | 21082.25 | 18070.5 | 21082.25
FR | 12 | 8 | 22 | 20524.35 | 17592.3 | 20524.35
FR | 12 | 8 | 23 | 19412.75 | 16639.5 | 19412.75
FR | 12 | 8 | 24 | 18695.95 | 16025.1 | 18695.95
FR | 12 | 9 | 1 | 18287.15 | 15674.7 | 18287.15
FR | 12 | 9 | 2 | 18054.05 | 15474.9 | 18054.05
FR | 12 | 9 | 3 | 17989.65 | 15419.7 | 17989.65
FR | 12 | 9 | 4 | 18008.55 | 15435.9 | 18008.55
FR | 12 | 9 | 5 | 18872 | 16176 | 18872
FR | 12 | 9 | 6 | 22126.65 | 18965.7 | 22126.65
FR | 12 | 9 | 7 | 24569.3 | 21059.4 | 24569.3
FR | 12 | 9 | 8 | 25619.65 | 21959.7 | 25619.65
FR | 12 | 9 | 9 | 26152.35 | 22416.3 | 26152.35
FR | 12 | 9 | 10 | 26213.6 | 22468.8 | 26213.6
FR | 12 | 9 | 11 | 26015.15 | 22298.7 | 26015.15
FR | 12 | 9 | 12 | 25740.75 | 22063.5 | 25740.75
FR | 12 | 9 | 13 | 25527.95 | 21881.1 | 25527.95
FR | 12 | 9 | 14 | 25466 | 21828 | 25466
FR | 12 | 9 | 15 | 25442.55 | 21807.9 | 25442.55
FR | 12 | 9 | 16 | 25504.5 | 21861 | 25504.5
FR | 12 | 9 | 17 | 25805.5 | 22119 | 25805.5
FR | 12 | 9 | 18 | 26182.1 | 22441.8 | 26182.1
FR | 12 | 9 | 19 | 26129.25 | 22396.5 | 26129.25
FR | 12 | 9 | 20 | 25267.9 | 21658.2 | 25267.9
FR | 12 | 9 | 21 | 23082.15 | 19784.7 | 23082.15
FR | 12 | 9 | 22 | 21926.8 | 18794.4 | 21926.8
FR | 12 | 9 | 23 | 20914.6 | 17926.8 | 20914.6
FR | 12 | 9 | 24 | 19126.1 | 16393.8 | 19126.1
FR | 12 | 10 | 1 | 18784.85 | 16101.3 | 18784.85
FR | 12 | 10 | 2 | 18620.7 | 15960.6 | 18620.7
FR | 12 | 10 | 3 | 18556.3 | 15905.4 | 18556.3
FR | 12 | 10 | 4 | 18556.3 | 15905.4 | 18556.3
FR | 12 | 10 | 5 | 19332.6 | 16570.8 | 19332.6
FR | 12 | 10 | 6 | 22362.2 | 19167.6 | 22362.2
FR | 12 | 10 | 7 | 24569.3 | 21059.4 | 24569.3
FR | 12 | 10 | 8 | 25619.65 | 21959.7 | 25619.65
FR | 12 | 10 | 9 | 26137.65 | 22403.7 | 26137.65
FR | 12 | 10 | 10 | 26308.8 | 22550.4 | 26308.8
FR | 12 | 10 | 11 | 26216.4 | 22471.2 | 26216.4
FR | 12 | 10 | 12 | 25937.1 | 22231.8 | 25937.1
FR | 12 | 10 | 13 | 25699.8 | 22028.4 | 25699.8
FR | 12 | 10 | 14 | 25466 | 21828 | 25466
FR | 12 | 10 | 15 | 25442.55 | 21807.9 | 25442.55
FR | 12 | 10 | 16 | 25504.5 | 21861 | 25504.5
FR | 12 | 10 | 17 | 25955.3 | 22247.4 | 25955.3
FR | 12 | 10 | 18 | 26219.2 | 22473.6 | 26219.2
FR | 12 | 10 | 19 | 26163.55 | 22425.9 | 26163.55
FR | 12 | 10 | 20 | 25306.75 | 21691.5 | 25306.75
FR | 12 | 10 | 21 | 23165.8 | 19856.4 | 23165.8
FR | 12 | 10 | 22 | 21937.65 | 18803.7 | 21937.65
FR | 12 | 10 | 23 | 20914.6 | 17926.8 | 20914.6
FR | 12 | 10 | 24 | 19162.85 | 16425.3 | 19162.85
FR | 12 | 11 | 1 | 18784.85 | 16101.3 | 18784.85
FR | 12 | 11 | 2 | 18620.7 | 15960.6 | 18620.7
FR | 12 | 11 | 3 | 18556.3 | 15905.4 | 18556.3
FR | 12 | 11 | 4 | 18556.3 | 15905.4 | 18556.3
FR | 12 | 11 | 5 | 19332.6 | 16570.8 | 19332.6
FR | 12 | 11 | 6 | 22362.2 | 19167.6 | 22362.2
FR | 12 | 11 | 7 | 24569.3 | 21059.4 | 24569.3
FR | 12 | 11 | 8 | 25619.65 | 21959.7 | 25619.65
FR | 12 | 11 | 9 | 26137.65 | 22403.7 | 26137.65
FR | 12 | 11 | 10 | 26237.05 | 22488.9 | 26237.05
FR | 12 | 11 | 11 | 26095.3 | 22367.4 | 26095.3
FR | 12 | 11 | 12 | 25862.9 | 22168.2 | 25862.9
FR | 12 | 11 | 13 | 25527.95 | 21881.1 | 25527.95
FR | 12 | 11 | 14 | 25466 | 21828 | 25466
FR | 12 | 11 | 15 | 25442.55 | 21807.9 | 25442.55
FR | 12 | 11 | 16 | 25504.5 | 21861 | 25504.5
FR | 12 | 11 | 17 | 26000.8 | 22286.4 | 26000.8
FR | 12 | 11 | 18 | 26219.2 | 22473.6 | 26219.2
FR | 12 | 11 | 19 | 26162.85 | 22425.3 | 26162.85
FR | 12 | 11 | 20 | 25267.9 | 21658.2 | 25267.9
FR | 12 | 11 | 21 | 23082.15 | 19784.7 | 23082.15
FR | 12 | 11 | 22 | 21926.8 | 18794.4 | 21926.8
FR | 12 | 11 | 23 | 20922.65 | 17933.7 | 20922.65
FR | 12 | 11 | 24 | 18965.8 | 16256.4 | 18965.8
FR | 12 | 12 | 1 | 18616.15 | 15956.7 | 18616.15
FR | 12 | 12 | 2 | 18402.65 | 15773.7 | 18402.65
FR | 12 | 12 | 3 | 18519.55 | 15873.9 | 18519.55
FR | 12 | 12 | 4 | 18519.55 | 15873.9 | 18519.55
FR | 12 | 12 | 5 | 19332.6 | 16570.8 | 19332.6
FR | 12 | 12 | 6 | 22362.2 | 19167.6 | 22362.2
FR | 12 | 12 | 7 | 24569.3 | 21059.4 | 24569.3
FR | 12 | 12 | 8 | 25619.65 | 21959.7 | 25619.65
FR | 12 | 12 | 9 | 26137.65 | 22403.7 | 26137.65
FR | 12 | 12 | 10 | 26297.95 | 22541.1 | 26297.95
FR | 12 | 12 | 11 | 26221.3 | 22475.4 | 26221.3
FR | 12 | 12 | 12 | 26095.3 | 22367.4 | 26095.3
FR | 12 | 12 | 13 | 25867.8 | 22172.4 | 25867.8
FR | 12 | 12 | 14 | 25733.4 | 22057.2 | 25733.4
FR | 12 | 12 | 15 | 25736.55 | 22059.9 | 25736.55
FR | 12 | 12 | 16 | 25926.25 | 22222.5 | 25926.25
FR | 12 | 12 | 17 | 26182.1 | 22441.8 | 26182.1
FR | 12 | 12 | 18 | 26287.8 | 22532.4 | 26287.8
FR | 12 | 12 | 19 | 26163.55 | 22425.9 | 26163.55
FR | 12 | 12 | 20 | 25306.75 | 21691.5 | 25306.75
FR | 12 | 12 | 21 | 23165.8 | 19856.4 | 23165.8
FR | 12 | 12 | 22 | 21937.65 | 18803.7 | 21937.65
FR | 12 | 12 | 23 | 20914.6 | 17926.8 | 20914.6
FR | 12 | 12 | 24 | 18965.8 | 16256.4 | 18965.8
FR | 12 | 13 | 1 | 18616.15 | 15956.7 | 18616.15
FR | 12 | 13 | 2 | 18583.95 | 15929.1 | 18583.95
FR | 12 | 13 | 3 | 18519.55 | 15873.9 | 18519.55
FR | 12 | 13 | 4 | 18556.3 | 15905.4 | 18556.3
FR | 12 | 13 | 5 | 19332.6 | 16570.8 | 19332.6
FR | 12 | 13 | 6 | 22362.2 | 19167.6 | 22362.2
FR | 12 | 13 | 7 | 24569.3 | 21059.4 | 24569.3
FR | 12 | 13 | 8 | 25619.65 | 21959.7 | 25619.65
FR | 12 | 13 | 9 | 26137.65 | 22403.7 | 26137.65
FR | 12 | 13 | 10 | 26308.8 | 22550.4 | 26308.8
FR | 12 | 13 | 11 | 26221.3 | 22475.4 | 26221.3
FR | 12 | 13 | 12 | 26237.75 | 22489.5 | 26237.75
FR | 12 | 13 | 13 | 26020.05 | 22302.9 | 26020.05
FR | 12 | 13 | 14 | 25867.8 | 22172.4 | 25867.8
FR | 12 | 13 | 15 | 25867.8 | 22172.4 | 25867.8
FR | 12 | 13 | 16 | 25926.25 | 22222.5 | 25926.25
FR | 12 | 13 | 17 | 26000.8 | 22286.4 | 26000.8
FR | 12 | 13 | 18 | 26096.7 | 22368.6 | 26096.7
FR | 12 | 13 | 19 | 26123.3 | 22391.4 | 26123.3
FR | 12 | 13 | 20 | 25228 | 21624 | 25228
FR | 12 | 13 | 21 | 22954.05 | 19674.9 | 22954.05
FR | 12 | 13 | 22 | 21715.05 | 18612.9 | 21715.05
FR | 12 | 13 | 23 | 20638.8 | 17690.4 | 20638.8
FR | 12 | 13 | 24 | 18322.15 | 15704.7 | 18322.15
FR | 12 | 14 | 1 | 17709.65 | 15179.7 | 17709.65
FR | 12 | 14 | 2 | 17432.8 | 14942.4 | 17432.8
FR | 12 | 14 | 3 | 17304 | 14832 | 17304
FR | 12 | 14 | 4 | 17304 | 14832 | 17304
FR | 12 | 14 | 5 | 17418.45 | 14930.1 | 17418.45
FR | 12 | 14 | 6 | 17857 | 15306 | 17857
FR | 12 | 14 | 7 | 18743.9 | 16066.2 | 18743.9
FR | 12 | 14 | 8 | 19794.95 | 16967.1 | 19794.95
FR | 12 | 14 | 9 | 21074.55 | 18063.9 | 21074.55
FR | 12 | 14 | 10 | 21743.4 | 18637.2 | 21743.4
FR | 12 | 14 | 11 | 21660.1 | 18565.8 | 21660.1
FR | 12 | 14 | 12 | 21602 | 18516 | 21602
FR | 12 | 14 | 13 | 21292.95 | 18251.1 | 21292.95
FR | 12 | 14 | 14 | 21095.2 | 18081.6 | 21095.2
FR | 12 | 14 | 15 | 21011.55 | 18009.9 | 21011.55
FR | 12 | 14 | 16 | 21254.45 | 18218.1 | 21254.45
FR | 12 | 14 | 17 | 22113.35 | 18954.3 | 22113.35
FR | 12 | 14 | 18 | 22281 | 19098 | 22281
FR | 12 | 14 | 19 | 22281 | 19098 | 22281
FR | 12 | 14 | 20 | 21745.5 | 18639 | 21745.5
FR | 12 | 14 | 21 | 21074.2 | 18063.6 | 21074.2
FR | 12 | 14 | 22 | 20440 | 17520 | 20440
FR | 12 | 14 | 23 | 19352.9 | 16588.2 | 19352.9
FR | 12 | 14 | 24 | 18351.2 | 15729.6 | 18351.2
FR | 12 | 15 | 1 | 17752.7 | 15216.6 | 17752.7
FR | 12 | 15 | 2 | 17342.15 | 14864.7 | 17342.15
FR | 12 | 15 | 3 | 17281.95 | 14813.1 | 17281.95
FR | 12 | 15 | 4 | 17327.8 | 14852.4 | 17327.8
FR | 12 | 15 | 5 | 17442.6 | 14950.8 | 17442.6
FR | 12 | 15 | 6 | 17857 | 15306 | 17857
FR | 12 | 15 | 7 | 18694.9 | 16024.2 | 18694.9
FR | 12 | 15 | 8 | 19694.85 | 16881.3 | 19694.85
FR | 12 | 15 | 9 | 20956.25 | 17962.5 | 20956.25
FR | 12 | 15 | 10 | 21698.25 | 18598.5 | 21698.25
FR | 12 | 15 | 11 | 21660.1 | 18565.8 | 21660.1
FR | 12 | 15 | 12 | 21602 | 18516 | 21602
FR | 12 | 15 | 13 | 21292.95 | 18251.1 | 21292.95
FR | 12 | 15 | 14 | 21011.55 | 18009.9 | 21011.55
FR | 12 | 15 | 15 | 20946.45 | 17954.1 | 20946.45
FR | 12 | 15 | 16 | 21096.95 | 18083.1 | 21096.95
FR | 12 | 15 | 17 | 22100.4 | 18943.2 | 22100.4
FR | 12 | 15 | 18 | 22281 | 19098 | 22281
FR | 12 | 15 | 19 | 22281 | 19098 | 22281
FR | 12 | 15 | 20 | 21754.95 | 18647.1 | 21754.95
FR | 12 | 15 | 21 | 21127.4 | 18109.2 | 21127.4
FR | 12 | 15 | 22 | 20449.8 | 17528.4 | 20449.8
FR | 12 | 15 | 23 | 19341.7 | 16578.6 | 19341.7
FR | 12 | 15 | 24 | 18867.8 | 16172.4 | 18867.8
FR | 12 | 16 | 1 | 18321.1 | 15703.8 | 18321.1
FR | 12 | 16 | 2 | 18020.45 | 15446.1 | 18020.45
FR | 12 | 16 | 3 | 17956.4 | 15391.2 | 17956.4
FR | 12 | 16 | 4 | 17956.4 | 15391.2 | 17956.4
FR | 12 | 16 | 5 | 18780.65 | 16097.7 | 18780.65
FR | 12 | 16 | 6 | 22090.25 | 18934.5 | 22090.25
FR | 12 | 16 | 7 | 24434.2 | 20943.6 | 24434.2
FR | 12 | 16 | 8 | 25402.3 | 21773.4 | 25402.3
FR | 12 | 16 | 9 | 25701.55 | 22029.9 | 25701.55
FR | 12 | 16 | 10 | 25692.1 | 22021.8 | 25692.1
FR | 12 | 16 | 11 | 25482.45 | 21842.1 | 25482.45
FR | 12 | 16 | 12 | 25082.4 | 21499.2 | 25082.4
FR | 12 | 16 | 13 | 24633.35 | 21114.3 | 24633.35
FR | 12 | 16 | 14 | 24532.9 | 21028.2 | 24532.9
FR | 12 | 16 | 15 | 24314.15 | 20840.7 | 24314.15
FR | 12 | 16 | 16 | 24474.45 | 20978.1 | 24474.45
FR | 12 | 16 | 17 | 25040.75 | 21463.5 | 25040.75
FR | 12 | 16 | 18 | 25263 | 21654 | 25263
FR | 12 | 16 | 19 | 25395.3 | 21767.4 | 25395.3
FR | 12 | 16 | 20 | 24913 | 21354 | 24913
FR | 12 | 16 | 21 | 22823.5 | 19563 | 22823.5
FR | 12 | 16 | 22 | 21574.7 | 18492.6 | 21574.7
FR | 12 | 16 | 23 | 20379.45 | 17468.1 | 20379.45
FR | 12 | 16 | 24 | 18813.2 | 16125.6 | 18813.2
FR | 12 | 17 | 1 | 18245.5 | 15639 | 18245.5
FR | 12 | 17 | 2 | 17880.8 | 15326.4 | 17880.8
FR | 12 | 17 | 3 | 17818.85 | 15273.3 | 17818.85
FR | 12 | 17 | 4 | 17818.85 | 15273.3 | 17818.85
FR | 12 | 17 | 5 | 18525.85 | 15879.3 | 18525.85
FR | 12 | 17 | 6 | 21403.9 | 18346.2 | 21403.9
FR | 12 | 17 | 7 | 23968.7 | 20544.6 | 23968.7
FR | 12 | 17 | 8 | 25302.55 | 21687.9 | 25302.55
FR | 12 | 17 | 9 | 25567.15 | 21914.7 | 25567.15
FR | 12 | 17 | 10 | 25520.25 | 21874.5 | 25520.25
FR | 12 | 17 | 11 | 25401.25 | 21772.5 | 25401.25
FR | 12 | 17 | 12 | 25082.4 | 21499.2 | 25082.4
FR | 12 | 17 | 13 | 24921.75 | 21361.5 | 24921.75
FR | 12 | 17 | 14 | 24853.5 | 21303 | 24853.5
FR | 12 | 17 | 15 | 24807.65 | 21263.7 | 24807.65
FR | 12 | 17 | 16 | 24947.3 | 21383.4 | 24947.3
FR | 12 | 17 | 17 | 25332.3 | 21713.4 | 25332.3
FR | 12 | 17 | 18 | 25476.15 | 21836.7 | 25476.15
FR | 12 | 17 | 19 | 25476.15 | 21836.7 | 25476.15
FR | 12 | 17 | 20 | 24974.6 | 21406.8 | 24974.6
FR | 12 | 17 | 21 | 22823.5 | 19563 | 22823.5
FR | 12 | 17 | 22 | 21574.7 | 18492.6 | 21574.7
FR | 12 | 17 | 23 | 20379.45 | 17468.1 | 20379.45
FR | 12 | 17 | 24 | 18842.25 | 16150.5 | 18842.25
FR | 12 | 18 | 1 | 18249.35 | 15642.3 | 18249.35
FR | 12 | 18 | 2 | 17703.7 | 15174.6 | 17703.7
FR | 12 | 18 | 3 | 17629.85 | 15111.3 | 17629.85
FR | 12 | 18 | 4 | 17629.85 | 15111.3 | 17629.85
FR | 12 | 18 | 5 | 18285.05 | 15672.9 | 18285.05
FR | 12 | 18 | 6 | 20515.6 | 17584.8 | 20515.6
FR | 12 | 18 | 7 | 23496.55 | 20139.9 | 23496.55
FR | 12 | 18 | 8 | 24950.1 | 21385.8 | 24950.1
FR | 12 | 18 | 9 | 25327.4 | 21709.2 | 25327.4
FR | 12 | 18 | 10 | 25458.65 | 21821.7 | 25458.65
FR | 12 | 18 | 11 | 25273.15 | 21662.7 | 25273.15
FR | 12 | 18 | 12 | 25082.4 | 21499.2 | 25082.4
FR | 12 | 18 | 13 | 24921.75 | 21361.5 | 24921.75
FR | 12 | 18 | 14 | 24925.95 | 21365.1 | 24925.95
FR | 12 | 18 | 15 | 24817.8 | 21272.4 | 24817.8
FR | 12 | 18 | 16 | 24880.1 | 21325.8 | 24880.1
FR | 12 | 18 | 17 | 25043.2 | 21465.6 | 25043.2
FR | 12 | 18 | 18 | 25121.6 | 21532.8 | 25121.6
FR | 12 | 18 | 19 | 25121.6 | 21532.8 | 25121.6
FR | 12 | 18 | 20 | 24727.85 | 21195.3 | 24727.85
FR | 12 | 18 | 21 | 22932.35 | 19656.3 | 22932.35
FR | 12 | 18 | 22 | 21457.8 | 18392.4 | 21457.8
FR | 12 | 18 | 23 | 20158.6 | 17278.8 | 20158.6
FR | 12 | 18 | 24 | 18796.4 | 16111.2 | 18796.4
FR | 12 | 19 | 1 | 18165.7 | 15570.6 | 18165.7
FR | 12 | 19 | 2 | 17669.05 | 15144.9 | 17669.05
FR | 12 | 19 | 3 | 17599.75 | 15085.5 | 17599.75
FR | 12 | 19 | 4 | 17623.9 | 15106.2 | 17623.9
FR | 12 | 19 | 5 | 18219.6 | 15616.8 | 18219.6
FR | 12 | 19 | 6 | 20298.6 | 17398.8 | 20298.6
FR | 12 | 19 | 7 | 23290.05 | 19962.9 | 23290.05
FR | 12 | 19 | 8 | 24522.05 | 21018.9 | 24522.05
FR | 12 | 19 | 9 | 24898.65 | 21341.7 | 24898.65
FR | 12 | 19 | 10 | 25058.95 | 21479.1 | 25058.95
FR | 12 | 19 | 11 | 25082.4 | 21499.2 | 25082.4
FR | 12 | 19 | 12 | 25078.2 | 21495.6 | 25078.2
FR | 12 | 19 | 13 | 24988.95 | 21419.1 | 24988.95
FR | 12 | 19 | 14 | 24988.95 | 21419.1 | 24988.95
FR | 12 | 19 | 15 | 25040.4 | 21463.2 | 25040.4
FR | 12 | 19 | 16 | 25092.2 | 21507.6 | 25092.2
FR | 12 | 19 | 17 | 25398.1 | 21769.8 | 25398.1
FR | 12 | 19 | 18 | 25476.15 | 21836.7 | 25476.15
FR | 12 | 19 | 19 | 25538.1 | 21889.8 | 25538.1
FR | 12 | 19 | 20 | 24959.9 | 21394.2 | 24959.9
FR | 12 | 19 | 21 | 22821.75 | 19561.5 | 22821.75
FR | 12 | 19 | 22 | 21683.2 | 18585.6 | 21683.2
FR | 12 | 19 | 23 | 20562.15 | 17624.7 | 20562.15
FR | 12 | 19 | 24 | 18820.9 | 16132.2 | 18820.9
FR | 12 | 20 | 1 | 18282.95 | 15671.1 | 18282.95
FR | 12 | 20 | 2 | 17918.25 | 15358.5 | 17918.25
FR | 12 | 20 | 3 | 17853.85 | 15303.3 | 17853.85
FR | 12 | 20 | 4 | 17853.85 | 15303.3 | 17853.85
FR | 12 | 20 | 5 | 18583.6 | 15928.8 | 18583.6
FR | 12 | 20 | 6 | 21512.75 | 18439.5 | 21512.75
FR | 12 | 20 | 7 | 24045.7 | 20610.6 | 24045.7
FR | 12 | 20 | 8 | 25380.6 | 21754.8 | 25380.6
FR | 12 | 20 | 9 | 25701.55 | 22029.9 | 25701.55
FR | 12 | 20 | 10 | 25698.75 | 22027.5 | 25698.75
FR | 12 | 20 | 11 | 25544.05 | 21894.9 | 25544.05
FR | 12 | 20 | 12 | 25450.6 | 21814.8 | 25450.6
FR | 12 | 20 | 13 | 25257.05 | 21648.9 | 25257.05
FR | 12 | 20 | 14 | 25115.65 | 21527.7 | 25115.65
FR | 12 | 20 | 15 | 25092.2 | 21507.6 | 25092.2
FR | 12 | 20 | 16 | 25299.75 | 21685.5 | 25299.75
FR | 12 | 20 | 17 | 25479.3 | 21839.4 | 25479.3
FR | 12 | 20 | 18 | 25538.1 | 21889.8 | 25538.1
FR | 12 | 20 | 19 | 25747.75 | 22069.5 | 25747.75
FR | 12 | 20 | 20 | 25026.4 | 21451.2 | 25026.4
FR | 12 | 20 | 21 | 22983.1 | 19699.8 | 22983.1
FR | 12 | 20 | 22 | 21683.2 | 18585.6 | 21683.2
FR | 12 | 20 | 23 | 20604.15 | 17660.7 | 20604.15
FR | 12 | 20 | 24 | 18363.8 | 15740.4 | 18363.8
FR | 12 | 21 | 1 | 17764.95 | 15227.1 | 17764.95
FR | 12 | 21 | 2 | 17411.1 | 14923.8 | 17411.1
FR | 12 | 21 | 3 | 17213 | 14754 | 17213
FR | 12 | 21 | 4 | 17213 | 14754 | 17213
FR | 12 | 21 | 5 | 17327.8 | 14852.4 | 17327.8
FR | 12 | 21 | 6 | 17879.05 | 15324.9 | 17879.05
FR | 12 | 21 | 7 | 18648 | 15984 | 18648
FR | 12 | 21 | 8 | 19694.85 | 16881.3 | 19694.85
FR | 12 | 21 | 9 | 20835.85 | 17859.3 | 20835.85
FR | 12 | 21 | 10 | 21549.5 | 18471 | 21549.5
FR | 12 | 21 | 11 | 21660.1 | 18565.8 | 21660.1
FR | 12 | 21 | 12 | 21602 | 18516 | 21602
FR | 12 | 21 | 13 | 21585.55 | 18501.9 | 21585.55
FR | 12 | 21 | 14 | 21260.05 | 18222.9 | 21260.05
FR | 12 | 21 | 15 | 21095.2 | 18081.6 | 21095.2
FR | 12 | 21 | 16 | 21096.95 | 18083.1 | 21096.95
FR | 12 | 21 | 17 | 21753.9 | 18646.2 | 21753.9
FR | 12 | 21 | 18 | 22039.5 | 18891 | 22039.5
FR | 12 | 21 | 19 | 22155.7 | 18990.6 | 22155.7
FR | 12 | 21 | 20 | 21778.4 | 18667.2 | 21778.4
FR | 12 | 21 | 21 | 21107.1 | 18091.8 | 21107.1
FR | 12 | 21 | 22 | 20429.5 | 17511 | 20429.5
FR | 12 | 21 | 23 | 19232.5 | 16485 | 19232.5
FR | 12 | 21 | 24 | 18335.45 | 15716.1 | 18335.45
FR | 12 | 22 | 1 | 17622.85 | 15105.3 | 17622.85
FR | 12 | 22 | 2 | 17019.45 | 14588.1 | 17019.45
FR | 12 | 22 | 3 | 16801.75 | 14401.5 | 16801.75
FR | 12 | 22 | 4 | 16801.75 | 14401.5 | 16801.75
FR | 12 | 22 | 5 | 16916.55 | 14499.9 | 16916.55
FR | 12 | 22 | 6 | 17228.05 | 14766.9 | 17228.05
FR | 12 | 22 | 7 | 17867.85 | 15315.3 | 17867.85
FR | 12 | 22 | 8 | 19067.65 | 16343.7 | 19067.65
FR | 12 | 22 | 9 | 20269.2 | 17373.6 | 20269.2
FR | 12 | 22 | 10 | 20668.2 | 17715.6 | 20668.2
FR | 12 | 22 | 11 | 20992.3 | 17993.4 | 20992.3
FR | 12 | 22 | 12 | 20938.4 | 17947.2 | 20938.4
FR | 12 | 22 | 13 | 20917.75 | 17929.5 | 20917.75
FR | 12 | 22 | 14 | 20796.3 | 17825.4 | 20796.3
FR | 12 | 22 | 15 | 20773.2 | 17805.6 | 20773.2
FR | 12 | 22 | 16 | 20773.2 | 17805.6 | 20773.2
FR | 12 | 22 | 17 | 21129.85 | 18111.3 | 21129.85
FR | 12 | 22 | 18 | 21235.9 | 18202.2 | 21235.9
FR | 12 | 22 | 19 | 21254.45 | 18218.1 | 21254.45
FR | 12 | 22 | 20 | 21059.15 | 18050.7 | 21059.15
FR | 12 | 22 | 21 | 20683.95 | 17729.1 | 20683.95
FR | 12 | 22 | 22 | 20318.55 | 17415.9 | 20318.55
FR | 12 | 22 | 23 | 19279.05 | 16524.9 | 19279.05
FR | 12 | 22 | 24 | 18807.25 | 16120.5 | 18807.25
FR | 12 | 23 | 1 | 18135.6 | 15544.8 | 18135.6
FR | 12 | 23 | 2 | 17700.2 | 15171.6 | 17700.2
FR | 12 | 23 | 3 | 17639.3 | 15119.4 | 17639.3
FR | 12 | 23 | 4 | 17639.3 | 15119.4 | 17639.3
FR | 12 | 23 | 5 | 18288.55 | 15675.9 | 18288.55
FR | 12 | 23 | 6 | 20515.6 | 17584.8 | 20515.6
FR | 12 | 23 | 7 | 23496.55 | 20139.9 | 23496.55
FR | 12 | 23 | 8 | 24950.1 | 21385.8 | 24950.1
FR | 12 | 23 | 9 | 25327.4 | 21709.2 | 25327.4
FR | 12 | 23 | 10 | 25193.35 | 21594.3 | 25193.35
FR | 12 | 23 | 11 | 25005.4 | 21433.2 | 25005.4
FR | 12 | 23 | 12 | 24869.6 | 21316.8 | 24869.6
FR | 12 | 23 | 13 | 24532.9 | 21028.2 | 24532.9
FR | 12 | 23 | 14 | 24462.9 | 20968.2 | 24462.9
FR | 12 | 23 | 15 | 24301.2 | 20829.6 | 24301.2
FR | 12 | 23 | 16 | 24314.15 | 20840.7 | 24314.15
FR | 12 | 23 | 17 | 24421.25 | 20932.5 | 24421.25
FR | 12 | 23 | 18 | 24372.25 | 20890.5 | 24372.25
FR | 12 | 23 | 19 | 24421.95 | 20933.1 | 24421.95
FR | 12 | 23 | 20 | 24200.4 | 20743.2 | 24200.4
FR | 12 | 23 | 21 | 22788.85 | 19533.3 | 22788.85
FR | 12 | 23 | 22 | 21577.5 | 18495 | 21577.5
FR | 12 | 23 | 23 | 20221.95 | 17333.1 | 20221.95
FR | 12 | 23 | 24 | 18814.95 | 16127.1 | 18814.95
FR | 12 | 24 | 1 | 18184.95 | 15587.1 | 18184.95
FR | 12 | 24 | 2 | 17687.95 | 15161.1 | 17687.95
FR | 12 | 24 | 3 | 17623.9 | 15106.2 | 17623.9
FR | 12 | 24 | 4 | 17623.9 | 15106.2 | 17623.9
FR | 12 | 24 | 5 | 18219.6 | 15616.8 | 18219.6
FR | 12 | 24 | 6 | 20308.4 | 17407.2 | 20308.4
FR | 12 | 24 | 7 | 23300.9 | 19972.2 | 23300.9
FR | 12 | 24 | 8 | 23930.55 | 20511.9 | 23930.55
FR | 12 | 24 | 9 | 24275.3 | 20807.4 | 24275.3
FR | 12 | 24 | 10 | 24414.95 | 20927.1 | 24414.95
FR | 12 | 24 | 11 | 24479.35 | 20982.3 | 24479.35
FR | 12 | 24 | 12 | 24438.75 | 20947.5 | 24438.75
FR | 12 | 24 | 13 | 24409.35 | 20922.3 | 24409.35
FR | 12 | 24 | 14 | 24421.6 | 20932.8 | 24421.6
FR | 12 | 24 | 15 | 24313.45 | 20840.1 | 24313.45
FR | 12 | 24 | 16 | 24281.95 | 20813.1 | 24281.95
FR | 12 | 24 | 17 | 24310.65 | 20837.7 | 24310.65
FR | 12 | 24 | 18 | 24372.25 | 20890.5 | 24372.25
FR | 12 | 24 | 19 | 24468.85 | 20973.3 | 24468.85
FR | 12 | 24 | 20 | 24200.4 | 20743.2 | 24200.4
FR | 12 | 24 | 21 | 22788.85 | 19533.3 | 22788.85
FR | 12 | 24 | 22 | 21571.2 | 18489.6 | 21571.2
FR | 12 | 24 | 23 | 20207.95 | 17321.1 | 20207.95
FR | 12 | 24 | 24 | 18814.95 | 16127.1 | 18814.95
FR | 12 | 25 | 1 | 18184.95 | 15587.1 | 18184.95
FR | 12 | 25 | 2 | 17669.75 | 15145.5 | 17669.75
FR | 12 | 25 | 3 | 17604.65 | 15089.7 | 17604.65
FR | 12 | 25 | 4 | 17604.65 | 15089.7 | 17604.65
FR | 12 | 25 | 5 | 18201.4 | 15601.2 | 18201.4
FR | 12 | 25 | 6 | 20329.05 | 17424.9 | 20329.05
FR | 12 | 25 | 7 | 23329.6 | 19996.8 | 23329.6
FR | 12 | 25 | 8 | 24671.85 | 21147.3 | 24671.85
FR | 12 | 25 | 9 | 25217.5 | 21615 | 25217.5
FR | 12 | 25 | 10 | 25344.9 | 21724.2 | 25344.9
FR | 12 | 25 | 11 | 25131.75 | 21541.5 | 25131.75
FR | 12 | 25 | 12 | 25082.4 | 21499.2 | 25082.4
FR | 12 | 25 | 13 | 25066.3 | 21485.4 | 25066.3
FR | 12 | 25 | 14 | 24988.95 | 21419.1 | 24988.95
FR | 12 | 25 | 15 | 24880.1 | 21325.8 | 24880.1
FR | 12 | 25 | 16 | 25042.85 | 21465.3 | 25042.85
FR | 12 | 25 | 17 | 25332.3 | 21713.4 | 25332.3
FR | 12 | 25 | 18 | 25476.15 | 21836.7 | 25476.15
FR | 12 | 25 | 19 | 25476.15 | 21836.7 | 25476.15
FR | 12 | 25 | 20 | 24974.6 | 21406.8 | 24974.6
FR | 12 | 25 | 21 | 22920.8 | 19646.4 | 22920.8
FR | 12 | 25 | 22 | 21610.05 | 18522.9 | 21610.05
FR | 12 | 25 | 23 | 20414.8 | 17498.4 | 20414.8
FR | 12 | 25 | 24 | 18843.65 | 16151.7 | 18843.65
FR | 12 | 26 | 1 | 18251.8 | 15644.4 | 18251.8
FR | 12 | 26 | 2 | 17880.8 | 15326.4 | 17880.8
FR | 12 | 26 | 3 | 17853.85 | 15303.3 | 17853.85
FR | 12 | 26 | 4 | 17853.85 | 15303.3 | 17853.85
FR | 12 | 26 | 5 | 18583.6 | 15928.8 | 18583.6
FR | 12 | 26 | 6 | 21403.9 | 18346.2 | 21403.9
FR | 12 | 26 | 7 | 23968.7 | 20544.6 | 23968.7
FR | 12 | 26 | 8 | 25272.1 | 21661.8 | 25272.1
FR | 12 | 26 | 9 | 25567.15 | 21914.7 | 25567.15
FR | 12 | 26 | 10 | 25692.1 | 22021.8 | 25692.1
FR | 12 | 26 | 11 | 25544.05 | 21894.9 | 25544.05
FR | 12 | 26 | 12 | 25482.45 | 21842.1 | 25482.45
FR | 12 | 26 | 13 | 25434.5 | 21801 | 25434.5
FR | 12 | 26 | 14 | 25352.25 | 21730.5 | 25352.25
FR | 12 | 26 | 15 | 25328.8 | 21710.4 | 25328.8
FR | 12 | 26 | 16 | 25411.05 | 21780.9 | 25411.05
FR | 12 | 26 | 17 | 25540.9 | 21892.2 | 25540.9
FR | 12 | 26 | 18 | 25747.75 | 22069.5 | 25747.75
FR | 12 | 26 | 19 | 25747.75 | 22069.5 | 25747.75
FR | 12 | 26 | 20 | 25026.4 | 21451.2 | 25026.4
FR | 12 | 26 | 21 | 22983.1 | 19699.8 | 22983.1
FR | 12 | 26 | 22 | 21682.15 | 18584.7 | 21682.15
FR | 12 | 26 | 23 | 20604.15 | 17660.7 | 20604.15
FR | 12 | 26 | 24 | 18867.8 | 16172.4 | 18867.8
FR | 12 | 27 | 1 | 18299.4 | 15685.2 | 18299.4
FR | 12 | 27 | 2 | 18020.45 | 15446.1 | 18020.45
FR | 12 | 27 | 3 | 17858.4 | 15307.2 | 17858.4
FR | 12 | 27 | 4 | 17827.95 | 15281.1 | 17827.95
FR | 12 | 27 | 5 | 18557.7 | 15906.6 | 18557.7
FR | 12 | 27 | 6 | 21373.45 | 18320.1 | 21373.45
FR | 12 | 27 | 7 | 23902.2 | 20487.6 | 23902.2
FR | 12 | 27 | 8 | 25074 | 21492 | 25074
FR | 12 | 27 | 9 | 25389 | 21762 | 25389
FR | 12 | 27 | 10 | 25458.65 | 21821.7 | 25458.65
FR | 12 | 27 | 11 | 25368.7 | 21744.6 | 25368.7
FR | 12 | 27 | 12 | 25131.75 | 21541.5 | 25131.75
FR | 12 | 27 | 13 | 25082.05 | 21498.9 | 25082.05
FR | 12 | 27 | 14 | 24921.75 | 21361.5 | 24921.75
FR | 12 | 27 | 15 | 24745 | 21210 | 24745
FR | 12 | 27 | 16 | 24745 | 21210 | 24745
FR | 12 | 27 | 17 | 24880.45 | 21326.1 | 24880.45
FR | 12 | 27 | 18 | 25037.6 | 21460.8 | 25037.6
FR | 12 | 27 | 19 | 25040.05 | 21462.9 | 25040.05
FR | 12 | 27 | 20 | 24740.45 | 21206.1 | 24740.45
FR | 12 | 27 | 21 | 22932.35 | 19656.3 | 22932.35
FR | 12 | 27 | 22 | 21454.65 | 18389.7 | 21454.65
FR | 12 | 27 | 23 | 20122.2 | 17247.6 | 20122.2
FR | 12 | 27 | 24 | 18319.7 | 15702.6 | 18319.7
FR | 12 | 28 | 1 | 17641.4 | 15121.2 | 17641.4
FR | 12 | 28 | 2 | 17005.45 | 14576.1 | 17005.45
FR | 12 | 28 | 3 | 16777.6 | 14380.8 | 16777.6
FR | 12 | 28 | 4 | 16801.75 | 14401.5 | 16801.75
FR | 12 | 28 | 5 | 16916.55 | 14499.9 | 16916.55
FR | 12 | 28 | 6 | 17252.2 | 14787.6 | 17252.2
FR | 12 | 28 | 7 | 18097.45 | 15512.1 | 18097.45
FR | 12 | 28 | 8 | 19226.9 | 16480.2 | 19226.9
FR | 12 | 28 | 9 | 20634.25 | 17686.5 | 20634.25
FR | 12 | 28 | 10 | 21033.25 | 18028.5 | 21033.25
FR | 12 | 28 | 11 | 21144.55 | 18123.9 | 21144.55
FR | 12 | 28 | 12 | 20991.6 | 17992.8 | 20991.6
FR | 12 | 28 | 13 | 20991.25 | 17992.5 | 20991.25
FR | 12 | 28 | 14 | 20942.25 | 17950.5 | 20942.25
FR | 12 | 28 | 15 | 21011.55 | 18009.9 | 21011.55
FR | 12 | 28 | 16 | 21096.95 | 18083.1 | 21096.95
FR | 12 | 28 | 17 | 21997.15 | 18854.7 | 21997.15
FR | 12 | 28 | 18 | 22155.7 | 18990.6 | 22155.7
FR | 12 | 28 | 19 | 22155.7 | 18990.6 | 22155.7
FR | 12 | 28 | 20 | 21745.5 | 18639 | 21745.5
FR | 12 | 28 | 21 | 21074.2 | 18063.6 | 21074.2
FR | 12 | 28 | 22 | 20396.95 | 17483.1 | 20396.95
FR | 12 | 28 | 23 | 19343.45 | 16580.1 | 19343.45
FR | 12 | 28 | 24 | 18351.2 | 15729.6 | 18351.2
FR | 12 | 29 | 1 | 17764.95 | 15227.1 | 17764.95
FR | 12 | 29 | 2 | 17411.1 | 14923.8 | 17411.1
FR | 12 | 29 | 3 | 17304 | 14832 | 17304
FR | 12 | 29 | 4 | 17304 | 14832 | 17304
FR | 12 | 29 | 5 | 17418.45 | 14930.1 | 17418.45
FR | 12 | 29 | 6 | 17857 | 15306 | 17857
FR | 12 | 29 | 7 | 18694.9 | 16024.2 | 18694.9
FR | 12 | 29 | 8 | 19888.05 | 17046.9 | 19888.05
FR | 12 | 29 | 9 | 21074.55 | 18063.9 | 21074.55
FR | 12 | 29 | 10 | 21743.4 | 18637.2 | 21743.4
FR | 12 | 29 | 11 | 21660.1 | 18565.8 | 21660.1
FR | 12 | 29 | 12 | 21602 | 18516 | 21602
FR | 12 | 29 | 13 | 21292.95 | 18251.1 | 21292.95
FR | 12 | 29 | 14 | 21095.2 | 18081.6 | 21095.2
FR | 12 | 29 | 15 | 21095.2 | 18081.6 | 21095.2
FR | 12 | 29 | 16 | 21254.45 | 18218.1 | 21254.45
FR | 12 | 29 | 17 | 22113.35 | 18954.3 | 22113.35
FR | 12 | 29 | 18 | 22281 | 19098 | 22281
FR | 12 | 29 | 19 | 22281 | 19098 | 22281
FR | 12 | 29 | 20 | 21824.25 | 18706.5 | 21824.25
FR | 12 | 29 | 21 | 21060.9 | 18052.2 | 21060.9
FR | 12 | 29 | 22 | 20438.6 | 17518.8 | 20438.6
FR | 12 | 29 | 23 | 19341.7 | 16578.6 | 19341.7
FR | 12 | 29 | 24 | 18880.05 | 16182.9 | 18880.05
FR | 12 | 30 | 1 | 18328.1 | 15709.8 | 18328.1
FR | 12 | 30 | 2 | 18122.65 | 15533.7 | 18122.65
FR | 12 | 30 | 3 | 18058.6 | 15478.8 | 18058.6
FR | 12 | 30 | 4 | 18058.6 | 15478.8 | 18058.6
FR | 12 | 30 | 5 | 18922.75 | 16219.5 | 18922.75
FR | 12 | 30 | 6 | 22232.35 | 19056.3 | 22232.35
FR | 12 | 30 | 7 | 24434.2 | 20943.6 | 24434.2
FR | 12 | 30 | 8 | 25402.3 | 21773.4 | 25402.3
FR | 12 | 30 | 9 | 25776.45 | 22094.1 | 25776.45
FR | 12 | 30 | 10 | 25839.1 | 22147.8 | 25839.1
FR | 12 | 30 | 11 | 25749.85 | 22071.3 | 25749.85
FR | 12 | 30 | 12 | 25715.9 | 22042.2 | 25715.9
FR | 12 | 30 | 13 | 25527.95 | 21881.1 | 25527.95
FR | 12 | 30 | 14 | 25527.95 | 21881.1 | 25527.95
FR | 12 | 30 | 15 | 25504.5 | 21861 | 25504.5
FR | 12 | 30 | 16 | 25504.5 | 21861 | 25504.5
FR | 12 | 30 | 17 | 25657.8 | 21992.4 | 25657.8
FR | 12 | 30 | 18 | 25680.9 | 22012.2 | 25680.9
FR | 12 | 30 | 19 | 25747.75 | 22069.5 | 25747.75
FR | 12 | 30 | 20 | 25026.4 | 21451.2 | 25026.4
FR | 12 | 30 | 21 | 22821.75 | 19561.5 | 22821.75
FR | 12 | 30 | 22 | 21683.2 | 18585.6 | 21683.2
FR | 12 | 30 | 23 | 20604.15 | 17660.7 | 20604.15
FR | 12 | 30 | 24 | 18825.45 | 16136.1 | 18825.45
FR | 12 | 31 | 1 | 18277 | 15666 | 18277
FR | 12 | 31 | 2 | 17912.3 | 15353.4 | 17912.3
FR | 12 | 31 | 3 | 17934.7 | 15372.6 | 17934.7
FR | 12 | 31 | 4 | 17956.4 | 15391.2 | 17956.4
FR | 12 | 31 | 5 | 18729.9 | 16054.2 | 18729.9
FR | 12 | 31 | 6 | 22127.7 | 18966.6 | 22127.7
FR | 12 | 31 | 7 | 24458 | 20964 | 24458
FR | 12 | 31 | 8 | 25380.6 | 21754.8 | 25380.6
FR | 12 | 31 | 9 | 25701.55 | 22029.9 | 25701.55
FR | 12 | 31 | 10 | 25698.75 | 22027.5 | 25698.75
FR | 12 | 31 | 11 | 25544.05 | 21894.9 | 25544.05
FR | 12 | 31 | 12 | 25482.45 | 21842.1 | 25482.45
FR | 12 | 31 | 13 | 25434.5 | 21801 | 25434.5
FR | 12 | 31 | 14 | 25257.05 | 21648.9 | 25257.05
FR | 12 | 31 | 15 | 25233.6 | 21628.8 | 25233.6
FR | 12 | 31 | 16 | 25299.75 | 21685.5 | 25299.75
FR | 12 | 31 | 17 | 25447.8 | 21812.4 | 25447.8
FR | 12 | 31 | 18 | 25476.15 | 21836.7 | 25476.15
FR | 12 | 31 | 19 | 25476.15 | 21836.7 | 25476.15
FR | 12 | 31 | 20 | 24913 | 21354 | 24913
FR | 12 | 31 | 21 | 22823.5 | 19563 | 22823.5
FR | 12 | 31 | 22 | 21574.7 | 18492.6 | 21574.7
FR | 12 | 31 | 23 | 20379.45 | 17468.1 | 20379.45
FR | 12 | 31 | 24 | 19049.45 | 16328.1 | 19049.45

## Hourly_resource_shapes
grid_cell | month | day | hour | com_fr_solar | com_fr_wind | com_fr_offwind | solar_capacity_factor | wind_capacity_factor | offwind_capacity_factor | iso

## historical_data_long
model_fuel | Year | Unit | Value
coal | 2000 | TWh | 27
gas | 2000 | TWh | 11.51
hydro | 2000 | TWh | 64.78
nuclear | 2000 | TWh | 415.16
oil | 2000 | TWh | 11.06
coal | 2001 | TWh | 20.48
gas | 2001 | TWh | 15.15
hydro | 2001 | TWh | 72.62
nuclear | 2001 | TWh | 421.08
oil | 2001 | TWh | 9.8
coal | 2002 | TWh | 23.66
gas | 2002 | TWh | 18.37
hydro | 2002 | TWh | 58.88
nuclear | 2002 | TWh | 436.76
oil | 2002 | TWh | 9.76
coal | 2003 | TWh | 26.26
gas | 2003 | TWh | 19.37
hydro | 2003 | TWh | 57.35
nuclear | 2003 | TWh | 441.07
oil | 2003 | TWh | 10.96
coal | 2004 | TWh | 24.37
gas | 2004 | TWh | 21.05
hydro | 2004 | TWh | 58.04
nuclear | 2004 | TWh | 448.24
oil | 2004 | TWh | 10.22
coal | 2005 | TWh | 27.51
gas | 2005 | TWh | 23.07
hydro | 2005 | TWh | 50.14
nuclear | 2005 | TWh | 451.53
oil | 2005 | TWh | 12.05
coal | 2006 | TWh | 22.89
gas | 2006 | TWh | 21.76
hydro | 2006 | TWh | 54.88
nuclear | 2006 | TWh | 450.19
oil | 2006 | TWh | 11.55
coal | 2007 | TWh | 24.45
gas | 2007 | TWh | 21.99
hydro | 2007 | TWh | 55.99
nuclear | 2007 | TWh | 439.73
oil | 2007 | TWh | 11.37
coal | 2008 | TWh | 23.06
gas | 2008 | TWh | 21.88
hydro | 2008 | TWh | 62.16
nuclear | 2008 | TWh | 439.45
oil | 2008 | TWh | 10.26
coal | 2009 | TWh | 21.67
gas | 2009 | TWh | 20.5
hydro | 2009 | TWh | 55.49
nuclear | 2009 | TWh | 409.74
oil | 2009 | TWh | 8.81
coal | 2010 | TWh | 23.36
gas | 2010 | TWh | 23.76
hydro | 2010 | TWh | 61.2
nuclear | 2010 | TWh | 428.52
oil | 2010 | TWh | 10.04
coal | 2011 | TWh | 17.39
gas | 2011 | TWh | 29.49
hydro | 2011 | TWh | 45.74
nuclear | 2011 | TWh | 442.39
oil | 2011 | TWh | 12.37
coal | 2012 | TWh | 21.46
gas | 2012 | TWh | 22.75
hydro | 2012 | TWh | 59.83
nuclear | 2012 | TWh | 425.41
oil | 2012 | TWh | 12.72
coal | 2013 | TWh | 23.84
gas | 2013 | TWh | 18.39
hydro | 2013 | TWh | 71.92
nuclear | 2013 | TWh | 423.68
oil | 2013 | TWh | 11.41
coal | 2014 | TWh | 11.26
gas | 2014 | TWh | 13.16
hydro | 2014 | TWh | 63.77
nuclear | 2014 | TWh | 436.48
oil | 2014 | TWh | 11.38
coal | 2015 | TWh | 11.89
gas | 2015 | TWh | 21.14
hydro | 2015 | TWh | 55.56
nuclear | 2015 | TWh | 437.43
oil | 2015 | TWh | 11.85
coal | 2016 | TWh | 10.23
gas | 2016 | TWh | 34.97
hydro | 2016 | TWh | 60.84
nuclear | 2016 | TWh | 403.2
oil | 2016 | TWh | 11.44
coal | 2017 | TWh | 12.81
gas | 2017 | TWh | 40.5
hydro | 2017 | TWh | 50
nuclear | 2017 | TWh | 398.36
oil | 2017 | TWh | 12.16
coal | 2018 | TWh | 8.31
gas | 2018 | TWh | 30.55
hydro | 2018 | TWh | 65.11
nuclear | 2018 | TWh | 412.94
oil | 2018 | TWh | 10.59
coal | 2019 | TWh | 3.64
gas | 2019 | TWh | 39.24
hydro | 2019 | TWh | 56.91
nuclear | 2019 | TWh | 399.01
oil | 2019 | TWh | 10.73
coal | 2020 | TWh | 3.09
gas | 2020 | TWh | 35.25
hydro | 2020 | TWh | 62.52
nuclear | 2020 | TWh | 353.83
oil | 2020 | TWh | 10.05
coal | 2021 | TWh | 5.44
gas | 2021 | TWh | 33.31
hydro | 2021 | TWh | 59.54
nuclear | 2021 | TWh | 379.36
oil | 2021 | TWh | 10.1
coal | 2022 | TWh | 4.16
gas | 2022 | TWh | 45.74
hydro | 2022 | TWh | 45.48
nuclear | 2022 | TWh | 294.73
oil | 2022 | TWh | 10.45
coal | 2023 | TWh | 1.61
gas | 2023 | TWh | 30.02
hydro | 2023 | TWh | 55.9
nuclear | 2023 | TWh | 338.2
oil | 2023 | TWh | 9.43
coal | 2024 | TWh | 1.02
gas | 2024 | TWh | 18.1
hydro | 2024 | TWh | 71.12
nuclear | 2024 | TWh | 380.45
oil | 2024 | TWh | 9.54
coal | 2025 | TWh | 1.74
gas | 2025 | TWh | 17.25
hydro | 2025 | TWh | 59.41
nuclear | 2025 | TWh | 392.07
oil | 2025 | TWh | 10.36
coal | 2000 | GW | 8.4
gas | 2000 | GW | 25.27
hydro | 2000 | GW | 23.3
nuclear | 2000 | GW | 63.18
oil | 2000 | GW | 1.23
coal | 2001 | GW | 8.4
gas | 2001 | GW | 26.17
hydro | 2001 | GW | 23.32
nuclear | 2001 | GW | 63.18
oil | 2001 | GW | 1.26
coal | 2002 | GW | 8.4
gas | 2002 | GW | 26.91
hydro | 2002 | GW | 23.42
nuclear | 2002 | GW | 63.27
oil | 2002 | GW | 1.26
coal | 2003 | GW | 8.4
gas | 2003 | GW | 26.51
hydro | 2003 | GW | 23.43
nuclear | 2003 | GW | 63.36
oil | 2003 | GW | 1.26
coal | 2004 | GW | 8.45
gas | 2004 | GW | 26.17
hydro | 2004 | GW | 23.32
nuclear | 2004 | GW | 63.36
oil | 2004 | GW | 1.3
coal | 2005 | GW | 7.72
gas | 2005 | GW | 25.45
hydro | 2005 | GW | 23.33
nuclear | 2005 | GW | 63.26
oil | 2005 | GW | 2.11
coal | 2006 | GW | 7.53
gas | 2006 | GW | 24.64
hydro | 2006 | GW | 23.34
nuclear | 2006 | GW | 63.26
oil | 2006 | GW | 2.11
coal | 2007 | GW | 7.53
gas | 2007 | GW | 24.37
hydro | 2007 | GW | 23.35
nuclear | 2007 | GW | 63.26
oil | 2007 | GW | 2.23
coal | 2008 | GW | 7.53
gas | 2008 | GW | 24.23
hydro | 2008 | GW | 23.31
nuclear | 2008 | GW | 63.26
oil | 2008 | GW | 2.68
coal | 2009 | GW | 7.53
gas | 2009 | GW | 25.82
hydro | 2009 | GW | 23.4
nuclear | 2009 | GW | 63.13
oil | 2009 | GW | 2.88
coal | 2010 | GW | 7.53
gas | 2010 | GW | 27.02
hydro | 2010 | GW | 23.62
nuclear | 2010 | GW | 63.13
oil | 2010 | GW | 2.94
coal | 2011 | GW | 7.53
gas | 2011 | GW | 26.97
hydro | 2011 | GW | 23.83
nuclear | 2011 | GW | 63.13
oil | 2011 | GW | 2.94
coal | 2012 | GW | 7.53
gas | 2012 | GW | 27.97
hydro | 2012 | GW | 23.85
nuclear | 2012 | GW | 63.13
oil | 2012 | GW | 2.94
coal | 2013 | GW | 5.94
gas | 2013 | GW | 25.85
hydro | 2013 | GW | 23.84
nuclear | 2013 | GW | 63.13
oil | 2013 | GW | 2.94
coal | 2014 | GW | 5.42
gas | 2014 | GW | 24.13
hydro | 2014 | GW | 23.85
nuclear | 2014 | GW | 63.13
oil | 2014 | GW | 3.06
coal | 2015 | GW | 3.37
gas | 2015 | GW | 24
hydro | 2015 | GW | 23.82
nuclear | 2015 | GW | 63.13
oil | 2015 | GW | 3.11
coal | 2016 | GW | 3.37
gas | 2016 | GW | 22.72
hydro | 2016 | GW | 23.89
nuclear | 2016 | GW | 63.13
oil | 2016 | GW | 3.11
coal | 2017 | GW | 3.37
gas | 2017 | GW | 19.68
hydro | 2017 | GW | 23.98
nuclear | 2017 | GW | 63.13
oil | 2017 | GW | 3.11
coal | 2018 | GW | 3.37
gas | 2018 | GW | 18.38
hydro | 2018 | GW | 24
nuclear | 2018 | GW | 63.13
oil | 2018 | GW | 3.11
coal | 2019 | GW | 3.37
gas | 2019 | GW | 18.31
hydro | 2019 | GW | 24.14
nuclear | 2019 | GW | 63.13
oil | 2019 | GW | 3.11
coal | 2020 | GW | 3.37
gas | 2020 | GW | 18.59
hydro | 2020 | GW | 24.17
nuclear | 2020 | GW | 61.4
oil | 2020 | GW | 3.16
coal | 2021 | GW | 2.14
gas | 2021 | GW | 18.57
hydro | 2021 | GW | 24.21
nuclear | 2021 | GW | 61.4
oil | 2021 | GW | 3.16
coal | 2022 | GW | 2.14
gas | 2022 | GW | 18.56
hydro | 2022 | GW | 24.18
nuclear | 2022 | GW | 61.4
oil | 2022 | GW | 3.16
coal | 2023 | GW | 2.03
gas | 2023 | GW | 18.57
hydro | 2023 | GW | 24.33
nuclear | 2023 | GW | 61.4
oil | 2023 | GW | 3.16
coal | 2024 | GW | 1.91
gas | 2024 | GW | 17.5
hydro | 2024 | GW | 24.3
nuclear | 2024 | GW | 61.4
oil | 2024 | GW | 3.16
coal | 2025 | GW | 1.91
gas | 2025 | GW | 17.52
hydro | 2025 | GW | 24.31
nuclear | 2025 | GW | 61.4
oil | 2025 | GW | 3.16
bioenergy | 2000 | mtCO2 | 0.54
coal | 2000 | mtCO2 | 26.09
gas | 2000 | mtCO2 | 5.01
hydro | 2000 | mtCO2 | 1.54
nuclear | 2000 | mtCO2 | 2
oil | 2000 | mtCO2 | 7.28
bioenergy | 2000 | mtCO2 | 0.02
solar | 2000 | mtCO2 | 0
windon | 2000 | mtCO2 | 0
bioenergy | 2001 | mtCO2 | 0.62
coal | 2001 | mtCO2 | 19.8
gas | 2001 | mtCO2 | 6.59
hydro | 2001 | mtCO2 | 1.73
nuclear | 2001 | mtCO2 | 2.03
oil | 2001 | mtCO2 | 6.45
bioenergy | 2001 | mtCO2 | 0.02
solar | 2001 | mtCO2 | 0
windon | 2001 | mtCO2 | 0
bioenergy | 2002 | mtCO2 | 0.66
coal | 2002 | mtCO2 | 22.86
gas | 2002 | mtCO2 | 7.99
hydro | 2002 | mtCO2 | 1.4
nuclear | 2002 | mtCO2 | 2.11
oil | 2002 | mtCO2 | 6.42
bioenergy | 2002 | mtCO2 | 0.02
solar | 2002 | mtCO2 | 0
windon | 2002 | mtCO2 | 0
bioenergy | 2003 | mtCO2 | 0.7
coal | 2003 | mtCO2 | 25.36
gas | 2003 | mtCO2 | 8.43
hydro | 2003 | mtCO2 | 1.36
nuclear | 2003 | mtCO2 | 2.13
oil | 2003 | mtCO2 | 7.21
bioenergy | 2003 | mtCO2 | 0.02
solar | 2003 | mtCO2 | 0
windon | 2003 | mtCO2 | 0
bioenergy | 2004 | mtCO2 | 0.72
coal | 2004 | mtCO2 | 23.54
gas | 2004 | mtCO2 | 9.16
hydro | 2004 | mtCO2 | 1.38
nuclear | 2004 | mtCO2 | 2.16
oil | 2004 | mtCO2 | 6.72
bioenergy | 2004 | mtCO2 | 0.02
solar | 2004 | mtCO2 | 0
windon | 2004 | mtCO2 | 0.01
bioenergy | 2005 | mtCO2 | 0.73
coal | 2005 | mtCO2 | 26.58
gas | 2005 | mtCO2 | 10.04
hydro | 2005 | mtCO2 | 1.19
nuclear | 2005 | mtCO2 | 2.18
oil | 2005 | mtCO2 | 7.93
bioenergy | 2005 | mtCO2 | 0.02
solar | 2005 | mtCO2 | 0
windon | 2005 | mtCO2 | 0.01
bioenergy | 2006 | mtCO2 | 0.73
coal | 2006 | mtCO2 | 22.12
gas | 2006 | mtCO2 | 9.47
hydro | 2006 | mtCO2 | 1.3
nuclear | 2006 | mtCO2 | 2.17
oil | 2006 | mtCO2 | 7.6
bioenergy | 2006 | mtCO2 | 0.02
solar | 2006 | mtCO2 | 0
windon | 2006 | mtCO2 | 0.03
bioenergy | 2007 | mtCO2 | 0.81
coal | 2007 | mtCO2 | 23.63
gas | 2007 | mtCO2 | 9.57
hydro | 2007 | mtCO2 | 1.33
nuclear | 2007 | mtCO2 | 2.12
oil | 2007 | mtCO2 | 7.48
bioenergy | 2007 | mtCO2 | 0.02
solar | 2007 | mtCO2 | 0
windon | 2007 | mtCO2 | 0.05
bioenergy | 2008 | mtCO2 | 0.86
coal | 2008 | mtCO2 | 22.29
gas | 2008 | mtCO2 | 9.52
hydro | 2008 | mtCO2 | 1.48
nuclear | 2008 | mtCO2 | 2.12
oil | 2008 | mtCO2 | 6.75
bioenergy | 2008 | mtCO2 | 0.02
solar | 2008 | mtCO2 | 0
windon | 2008 | mtCO2 | 0.07
bioenergy | 2009 | mtCO2 | 0.89
coal | 2009 | mtCO2 | 20.94
gas | 2009 | mtCO2 | 8.92
hydro | 2009 | mtCO2 | 1.32
nuclear | 2009 | mtCO2 | 1.98
oil | 2009 | mtCO2 | 5.8
bioenergy | 2009 | mtCO2 | 0.02
solar | 2009 | mtCO2 | 0.01
windon | 2009 | mtCO2 | 0.1
bioenergy | 2010 | mtCO2 | 0.96
coal | 2010 | mtCO2 | 22.58
gas | 2010 | mtCO2 | 10.34
hydro | 2010 | mtCO2 | 1.45
nuclear | 2010 | mtCO2 | 2.07
oil | 2010 | mtCO2 | 6.61
bioenergy | 2010 | mtCO2 | 0.02
solar | 2010 | mtCO2 | 0.03
windon | 2010 | mtCO2 | 0.12
bioenergy | 2011 | mtCO2 | 1.09
coal | 2011 | mtCO2 | 16.81
gas | 2011 | mtCO2 | 12.83
hydro | 2011 | mtCO2 | 1.09
nuclear | 2011 | mtCO2 | 2.13
oil | 2011 | mtCO2 | 8.14
bioenergy | 2011 | mtCO2 | 0.02
solar | 2011 | mtCO2 | 0.11
windon | 2011 | mtCO2 | 0.15
bioenergy | 2012 | mtCO2 | 1.15
coal | 2012 | mtCO2 | 20.74
gas | 2012 | mtCO2 | 9.9
hydro | 2012 | mtCO2 | 1.42
nuclear | 2012 | mtCO2 | 2.05
oil | 2012 | mtCO2 | 8.37
bioenergy | 2012 | mtCO2 | 0.02
solar | 2012 | mtCO2 | 0.21
windon | 2012 | mtCO2 | 0.19
bioenergy | 2013 | mtCO2 | 1.23
coal | 2013 | mtCO2 | 23.04
gas | 2013 | mtCO2 | 8
hydro | 2013 | mtCO2 | 1.71
nuclear | 2013 | mtCO2 | 2.04
oil | 2013 | mtCO2 | 7.51
bioenergy | 2013 | mtCO2 | 0.02
solar | 2013 | mtCO2 | 0.25
windon | 2013 | mtCO2 | 0.2
bioenergy | 2014 | mtCO2 | 1.3
coal | 2014 | mtCO2 | 10.89
gas | 2014 | mtCO2 | 5.73
hydro | 2014 | mtCO2 | 1.52
nuclear | 2014 | mtCO2 | 2.11
oil | 2014 | mtCO2 | 7.49
bioenergy | 2014 | mtCO2 | 0.02
solar | 2014 | mtCO2 | 0.3
windon | 2014 | mtCO2 | 0.21
bioenergy | 2015 | mtCO2 | 1.41
coal | 2015 | mtCO2 | 11.49
gas | 2015 | mtCO2 | 9.2
hydro | 2015 | mtCO2 | 1.32
nuclear | 2015 | mtCO2 | 2.11
oil | 2015 | mtCO2 | 7.8
bioenergy | 2015 | mtCO2 | 0.02
solar | 2015 | mtCO2 | 0.37
windon | 2015 | mtCO2 | 0.26
bioenergy | 2016 | mtCO2 | 1.63
coal | 2016 | mtCO2 | 9.88
gas | 2016 | mtCO2 | 15.22
hydro | 2016 | mtCO2 | 1.45
nuclear | 2016 | mtCO2 | 1.95
oil | 2016 | mtCO2 | 7.53
bioenergy | 2016 | mtCO2 | 0.02
solar | 2016 | mtCO2 | 0.41
windon | 2016 | mtCO2 | 0.26
bioenergy | 2017 | mtCO2 | 1.68
coal | 2017 | mtCO2 | 12.37
gas | 2017 | mtCO2 | 17.62
hydro | 2017 | mtCO2 | 1.19
nuclear | 2017 | mtCO2 | 1.92
oil | 2017 | mtCO2 | 8
bioenergy | 2017 | mtCO2 | 0.02
solar | 2017 | mtCO2 | 0.42
windon | 2017 | mtCO2 | 0.3
bioenergy | 2018 | mtCO2 | 1.81
coal | 2018 | mtCO2 | 8.02
gas | 2018 | mtCO2 | 13.29
hydro | 2018 | mtCO2 | 1.55
nuclear | 2018 | mtCO2 | 1.99
oil | 2018 | mtCO2 | 6.97
bioenergy | 2018 | mtCO2 | 0.02
solar | 2018 | mtCO2 | 0.53
windon | 2018 | mtCO2 | 0.35
bioenergy | 2019 | mtCO2 | 1.87
coal | 2019 | mtCO2 | 3.51
gas | 2019 | mtCO2 | 17.07
hydro | 2019 | mtCO2 | 1.35
nuclear | 2019 | mtCO2 | 1.93
oil | 2019 | mtCO2 | 7.06
bioenergy | 2019 | mtCO2 | 0.02
solar | 2019 | mtCO2 | 0.57
windon | 2019 | mtCO2 | 0.43
bioenergy | 2020 | mtCO2 | 1.89
coal | 2020 | mtCO2 | 2.98
gas | 2020 | mtCO2 | 15.34
hydro | 2020 | mtCO2 | 1.49
nuclear | 2020 | mtCO2 | 1.71
oil | 2020 | mtCO2 | 6.61
bioenergy | 2020 | mtCO2 | 0.02
solar | 2020 | mtCO2 | 0.62
windon | 2020 | mtCO2 | 0.49
bioenergy | 2021 | mtCO2 | 2.07
coal | 2021 | mtCO2 | 5.25
gas | 2021 | mtCO2 | 14.49
hydro | 2021 | mtCO2 | 1.41
nuclear | 2021 | mtCO2 | 1.83
oil | 2021 | mtCO2 | 6.65
bioenergy | 2021 | mtCO2 | 0.02
solar | 2021 | mtCO2 | 0.73
windon | 2021 | mtCO2 | 0.46
bioenergy | 2022 | mtCO2 | 2.09
coal | 2022 | mtCO2 | 4.01
gas | 2022 | mtCO2 | 19.9
hydro | 2022 | mtCO2 | 1.08
nuclear | 2022 | mtCO2 | 1.42
oil | 2022 | mtCO2 | 6.88
bioenergy | 2022 | mtCO2 | 0.02
solar | 2022 | mtCO2 | 0.92
windon | 2022 | mtCO2 | 0.47
bioenergy | 2023 | mtCO2 | 2.15
coal | 2023 | mtCO2 | 1.55
gas | 2023 | mtCO2 | 13.06
hydro | 2023 | mtCO2 | 1.33
nuclear | 2023 | mtCO2 | 1.63
oil | 2023 | mtCO2 | 6.2
bioenergy | 2023 | mtCO2 | 0.02
solar | 2023 | mtCO2 | 1.07
windon | 2023 | mtCO2 | 0.62
bioenergy | 2024 | mtCO2 | 2.31
coal | 2024 | mtCO2 | 0.98
gas | 2024 | mtCO2 | 7.88
hydro | 2024 | mtCO2 | 1.69
nuclear | 2024 | mtCO2 | 1.84
oil | 2024 | mtCO2 | 6.28
bioenergy | 2024 | mtCO2 | 0.02
solar | 2024 | mtCO2 | 1.19
windon | 2024 | mtCO2 | 0.56
bioenergy | 2025 | mtCO2 | 2.22
coal | 2025 | mtCO2 | 1.67
gas | 2025 | mtCO2 | 7.51
hydro | 2025 | mtCO2 | 1.41
nuclear | 2025 | mtCO2 | 1.89
oil | 2025 | mtCO2 | 6.82
bioenergy | 2025 | mtCO2 | 0.02
solar | 2025 | mtCO2 | 1.52
windon | 2025 | mtCO2 | 0.57
solar | 2000 | GW | 0.007
solar | 2001 | GW | 0.007
solar | 2002 | GW | 0.008
solar | 2003 | GW | 0.009
solar | 2004 | GW | 0.011
solar | 2005 | GW | 0.013
solar | 2006 | GW | 0.015
solar | 2007 | GW | 0.026
solar | 2008 | GW | 0.08
solar | 2009 | GW | 0.277
solar | 2010 | GW | 1.044
solar | 2011 | GW | 2.9886
solar | 2012 | GW | 4.3008
solar | 2013 | GW | 5.1603
solar | 2014 | GW | 5.8614
solar | 2015 | GW | 6.8195
solar | 2016 | GW | 7.3191
solar | 2017 | GW | 8.1004
solar | 2018 | GW | 9.0316
solar | 2019 | GW | 10.0132
solar | 2020 | GW | 11.1333
solar | 2021 | GW | 13.446
solar | 2022 | GW | 14.7218
solar | 2023 | GW | 17.3991
solar | 2024 | GW | 21.5281
solar | 2000 | TWh | 0.005223
solar | 2001 | TWh | 0.006161
solar | 2002 | TWh | 0.007104
solar | 2003 | TWh | 0.007767
solar | 2004 | TWh | 0.008448
solar | 2005 | TWh | 0.010501
solar | 2006 | TWh | 0.012103
solar | 2007 | TWh | 0.017572
solar | 2008 | TWh | 0.041692
solar | 2009 | TWh | 0.17397
solar | 2010 | TWh | 0.62
solar | 2011 | TWh | 2.3338
solar | 2012 | TWh | 4.4279
solar | 2013 | TWh | 5.1936
solar | 2014 | TWh | 6.3916
solar | 2015 | TWh | 7.7538
solar | 2016 | TWh | 8.66
solar | 2017 | TWh | 9.5866
solar | 2018 | TWh | 10.8665
solar | 2019 | TWh | 12.2543
solar | 2020 | TWh | 13.2462
solar | 2021 | TWh | 15.4395
solar | 2022 | TWh | 19.7518
solar | 2023 | TWh | 22.1257
windon | 2000 | GW | 0.038
windon | 2001 | GW | 0.066
windon | 2002 | GW | 0.138
windon | 2003 | GW | 0.218
windon | 2004 | GW | 0.358
windon | 2005 | GW | 0.69
windon | 2006 | GW | 1.412
windon | 2007 | GW | 2.223
windon | 2008 | GW | 3.403
windon | 2009 | GW | 4.582
windon | 2010 | GW | 5.912
windon | 2011 | GW | 6.7472
windon | 2012 | GW | 7.5967
windon | 2013 | GW | 8.1493
windon | 2014 | GW | 9.1906
windon | 2015 | GW | 10.2873
windon | 2016 | GW | 11.5558
windon | 2017 | GW | 13.4886
windon | 2018 | GW | 14.8873
windon | 2019 | GW | 16.4126
windon | 2020 | GW | 17.521
windon | 2021 | GW | 18.5368
windon | 2022 | GW | 20.3344
windon | 2023 | GW | 21.6451
windon | 2024 | GW | 23.1051
windon | 2000 | TWh | 0.04816
windon | 2001 | TWh | 0.13124
windon | 2002 | TWh | 0.26559
windon | 2003 | TWh | 0.38775
windon | 2004 | TWh | 0.59485
windon | 2005 | TWh | 0.96257
windon | 2006 | TWh | 2.1826
windon | 2007 | TWh | 4.0701
windon | 2008 | TWh | 5.6942
windon | 2009 | TWh | 7.9116
windon | 2010 | TWh | 9.945
windon | 2011 | TWh | 12.3716
windon | 2012 | TWh | 15.1784
windon | 2013 | TWh | 16.137
windon | 2014 | TWh | 17.3238
windon | 2015 | TWh | 21.4206
windon | 2016 | TWh | 21.381
windon | 2017 | TWh | 24.6094
windon | 2018 | TWh | 28.5986
windon | 2019 | TWh | 34.7217
windon | 2020 | TWh | 40.0454
windon | 2021 | TWh | 37.1194
windon | 2022 | TWh | 38.1991
windon | 2023 | TWh | 50.4792
windoff | 2011 | GW | 0.0108
windoff | 2012 | GW | 0.0108
windoff | 2013 | GW | 0.0108
windoff | 2014 | GW | 0.0108
windoff | 2015 | GW | 0.0108
windoff | 2016 | GW | 0.0108
windoff | 2017 | GW | 0.0108
windoff | 2018 | GW | 0.0128
windoff | 2019 | GW | 0.0143
windoff | 2020 | GW | 0.0143
windoff | 2021 | GW | 0.0143
windoff | 2022 | GW | 0.5008
windoff | 2023 | GW | 1.4865
windoff | 2024 | GW | 1.4865
bioenergy | 2000 | GW | 0.034
bioenergy | 2001 | GW | 0.035
bioenergy | 2002 | GW | 0.066
bioenergy | 2003 | GW | 0.069
bioenergy | 2004 | GW | 0.073
bioenergy | 2005 | GW | 0.084
bioenergy | 2006 | GW | 0.09
bioenergy | 2007 | GW | 0.107
bioenergy | 2008 | GW | 0.127
bioenergy | 2009 | GW | 0.159
bioenergy | 2010 | GW | 0.171
bioenergy | 2011 | GW | 0.21992
bioenergy | 2012 | GW | 0.26889
bioenergy | 2013 | GW | 0.31205
bioenergy | 2014 | GW | 0.35607
bioenergy | 2015 | GW | 0.39832
bioenergy | 2016 | GW | 0.42621
bioenergy | 2017 | GW | 0.46431
bioenergy | 2018 | GW | 0.48986
bioenergy | 2019 | GW | 0.52554
bioenergy | 2020 | GW | 0.55278
bioenergy | 2021 | GW | 0.57196
bioenergy | 2022 | GW | 0.56
bioenergy | 2023 | GW | 0.571
bioenergy | 2024 | GW | 0.571
bioenergy | 2015 | GW | 0.002687
bioenergy | 2016 | GW | 0.00365
bioenergy | 2017 | GW | 0.000128
bioenergy | 2018 | GW | 5e-05
bioenergy | 2019 | GW | 0.000138
bioenergy | 2020 | GW | 0.01457
bioenergy | 2021 | GW | 0.009748
bioenergy | 2022 | GW | 0.010746
bioenergy | 2023 | GW | 0.006006
bioenergy | 2024 | GW | 0.006006
bioenergy | 2000 | GW | 0.216
bioenergy | 2001 | GW | 0.235
bioenergy | 2002 | GW | 0.2725
bioenergy | 2003 | GW | 0.2925
bioenergy | 2004 | GW | 0.3305
bioenergy | 2005 | GW | 0.338
bioenergy | 2006 | GW | 0.3645
bioenergy | 2007 | GW | 0.372
bioenergy | 2008 | GW | 0.4095
bioenergy | 2009 | GW | 0.4105
bioenergy | 2010 | GW | 0.4035
bioenergy | 2011 | GW | 0.62317
bioenergy | 2012 | GW | 0.65028
bioenergy | 2013 | GW | 0.64563
bioenergy | 2014 | GW | 0.64309
bioenergy | 2015 | GW | 0.60241
bioenergy | 2016 | GW | 0.61925
bioenergy | 2017 | GW | 0.62385
bioenergy | 2018 | GW | 0.60669
bioenergy | 2019 | GW | 0.6078
bioenergy | 2020 | GW | 0.55478
bioenergy | 2021 | GW | 0.56581
bioenergy | 2022 | GW | 0.57664
bioenergy | 2023 | GW | 0.48601
bioenergy | 2024 | GW | 0.48601
bioenergy | 2000 | GW | 0.182
bioenergy | 2001 | GW | 0.189
bioenergy | 2002 | GW | 0.19
bioenergy | 2003 | GW | 0.19
bioenergy | 2004 | GW | 0.202
bioenergy | 2005 | GW | 0.211
bioenergy | 2006 | GW | 0.213
bioenergy | 2007 | GW | 0.245
bioenergy | 2008 | GW | 0.251
bioenergy | 2009 | GW | 0.248
bioenergy | 2010 | GW | 0.353
bioenergy | 2011 | GW | 0.33185
bioenergy | 2012 | GW | 0.36187
bioenergy | 2013 | GW | 0.45028
bioenergy | 2014 | GW | 0.4641
bioenergy | 2015 | GW | 0.52786
bioenergy | 2016 | GW | 0.61157
bioenergy | 2017 | GW | 0.62415
bioenergy | 2018 | GW | 0.82791
bioenergy | 2019 | GW | 0.87469
bioenergy | 2020 | GW | 0.80965
bioenergy | 2021 | GW | 0.89884
bioenergy | 2022 | GW | 0.91115
bioenergy | 2023 | GW | 1.0274
bioenergy | 2024 | GW | 2.2884
bioenergy | 2000 | TWh | 0.308
bioenergy | 2001 | TWh | 0.338
bioenergy | 2002 | TWh | 0.397
bioenergy | 2003 | TWh | 0.447
bioenergy | 2004 | TWh | 0.467
bioenergy | 2005 | TWh | 0.48
bioenergy | 2006 | TWh | 0.525
bioenergy | 2007 | TWh | 0.621
bioenergy | 2008 | TWh | 0.695
bioenergy | 2009 | TWh | 0.875
bioenergy | 2010 | TWh | 1.005
bioenergy | 2011 | TWh | 1.1517
bioenergy | 2012 | TWh | 1.2964
bioenergy | 2013 | TWh | 1.5447
bioenergy | 2014 | TWh | 1.5956
bioenergy | 2015 | TWh | 1.8339
bioenergy | 2016 | TWh | 1.9911
bioenergy | 2017 | TWh | 2.1137
bioenergy | 2018 | TWh | 2.3698
bioenergy | 2019 | TWh | 2.5896
bioenergy | 2020 | TWh | 2.7665
bioenergy | 2021 | TWh | 3.0199
bioenergy | 2022 | TWh | 2.9996
bioenergy | 2023 | TWh | 3.0892
bioenergy | 2015 | TWh | 0.000193
bioenergy | 2016 | TWh | 0.000229
bioenergy | 2017 | TWh | 0.00021
bioenergy | 2018 | TWh | 0.000163
bioenergy | 2019 | TWh | 0.000149
bioenergy | 2020 | TWh | 0.005384
bioenergy | 2021 | TWh | 0.008058
bioenergy | 2022 | TWh | 0.008271
bioenergy | 2023 | TWh | 0.006064
bioenergy | 2000 | TWh | 1.081
bioenergy | 2001 | TWh | 1.467
bioenergy | 2002 | TWh | 1.537
bioenergy | 2003 | TWh | 1.647
bioenergy | 2004 | TWh | 1.717
bioenergy | 2005 | TWh | 1.657
bioenergy | 2006 | TWh | 1.605
bioenergy | 2007 | TWh | 1.776
bioenergy | 2008 | TWh | 1.863
bioenergy | 2009 | TWh | 2.02
bioenergy | 2010 | TWh | 1.973
bioenergy | 2011 | TWh | 2.0807
bioenergy | 2012 | TWh | 2.1499
bioenergy | 2013 | TWh | 2.1249
bioenergy | 2014 | TWh | 2.0838
bioenergy | 2015 | TWh | 2.0257
bioenergy | 2016 | TWh | 2.1219
bioenergy | 2017 | TWh | 2.2051
bioenergy | 2018 | TWh | 2.2021
bioenergy | 2019 | TWh | 2.1726
bioenergy | 2020 | TWh | 2.1373
bioenergy | 2021 | TWh | 2.1246
bioenergy | 2022 | TWh | 2.1081
bioenergy | 2023 | TWh | 2.0825
bioenergy | 2000 | TWh | 1.09
bioenergy | 2001 | TWh | 1.044
bioenergy | 2002 | TWh | 1.109
bioenergy | 2003 | TWh | 1.133
bioenergy | 2004 | TWh | 1.128
bioenergy | 2005 | TWh | 1.254
bioenergy | 2006 | TWh | 1.247
bioenergy | 2007 | TWh | 1.354
bioenergy | 2008 | TWh | 1.413
bioenergy | 2009 | TWh | 1.235
bioenergy | 2010 | TWh | 1.463
bioenergy | 2011 | TWh | 1.8086
bioenergy | 2012 | TWh | 1.8528
bioenergy | 2013 | TWh | 2.0118
bioenergy | 2014 | TWh | 2.3075
bioenergy | 2015 | TWh | 2.6652
bioenergy | 2016 | TWh | 3.4077
bioenergy | 2017 | TWh | 3.4622
bioenergy | 2018 | TWh | 3.8061
bioenergy | 2019 | TWh | 3.8817
bioenergy | 2020 | TWh | 3.8545
bioenergy | 2021 | TWh | 4.4233
bioenergy | 2022 | TWh | 4.5471
bioenergy | 2023 | TWh | 4.7173
geothermal | 2011 | GW | 0.0149
geothermal | 2012 | GW | 0.0135
geothermal | 2013 | GW | 0.015
geothermal | 2014 | GW | 0.015
geothermal | 2015 | GW | 0.01475
geothermal | 2016 | GW | 0.01615
geothermal | 2017 | GW | 0.01615
geothermal | 2018 | GW | 0.01615
geothermal | 2019 | GW | 0.01615
geothermal | 2020 | GW | 0.01615
geothermal | 2021 | GW | 0.01615
geothermal | 2022 | GW | 0.01615
geothermal | 2023 | GW | 0.01615
geothermal | 2024 | GW | 0.01615
geothermal | 2011 | TWh | 0.062237
geothermal | 2012 | TWh | 0.056513
geothermal | 2013 | TWh | 0.090151
geothermal | 2014 | TWh | 0.083113
geothermal | 2015 | TWh | 0.091939
geothermal | 2016 | TWh | 0.097605
geothermal | 2017 | TWh | 0.13313
geothermal | 2018 | TWh | 0.12698
geothermal | 2019 | TWh | 0.12849
geothermal | 2020 | TWh | 0.1332
geothermal | 2021 | TWh | 0.10031
geothermal | 2022 | TWh | 0.1136
geothermal | 2023 | TWh | 0.1288
Import | 2000 | TWh | 0
Export | 2000 | TWh | 69.48
Import | 2001 | TWh | 0
Export | 2001 | TWh | 68.39
Import | 2002 | TWh | 0
Export | 2002 | TWh | 77.03
Import | 2003 | TWh | 0
Export | 2003 | TWh | 66.41
Import | 2004 | TWh | 0
Export | 2004 | TWh | 61.91
Import | 2005 | TWh | 0
Export | 2005 | TWh | 60.33
Import | 2006 | TWh | 0
Export | 2006 | TWh | 63.34
Import | 2007 | TWh | 0
Export | 2007 | TWh | 56.81
Import | 2008 | TWh | 0
Export | 2008 | TWh | 47.99
Import | 2009 | TWh | 0
Export | 2009 | TWh | 25.93
Import | 2010 | TWh | 0
Export | 2010 | TWh | 30.71
Import | 2011 | TWh | 0
Export | 2011 | TWh | 56.41
Import | 2012 | TWh | 0
Export | 2012 | TWh | 44.52
Import | 2013 | TWh | 0
Export | 2013 | TWh | 48.46
Import | 2014 | TWh | 0
Export | 2014 | TWh | 67.19
Import | 2015 | TWh | 0
Export | 2015 | TWh | 64.06
Import | 2016 | TWh | 0
Export | 2016 | TWh | 41.5
Import | 2017 | TWh | 0
Export | 2017 | TWh | 40.13
Import | 2018 | TWh | 0
Export | 2018 | TWh | 62.97
Import | 2019 | TWh | 0
Export | 2019 | TWh | 57.67
Import | 2020 | TWh | 0
Export | 2020 | TWh | 45.04
Import | 2021 | TWh | 0
Export | 2021 | TWh | 44.89
Import | 2022 | TWh | 14.94
Export | 2022 | TWh | 0
Import | 2023 | TWh | 0
Export | 2023 | TWh | 50.47
Import | 2024 | TWh | 0
Export | 2024 | TWh | 89.98
Import | 2025 | TWh | 0
Export | 2025 | TWh | 93.35

## historical_data
EMBER Generation (TWh)
model_fuel | 2000 | 2001 | 2002 | 2003 | 2004 | 2005 | 2006 | 2007 | 2008 | 2009 | 2010 | 2011 | 2012 | 2013 | 2014 | 2015 | 2016 | 2017 | 2018 | 2019 | 2020 | 2021 | 2022 | 2023 | 2024 | 2025
bioenergy | 2.99 | 3.33 | 3.53 | 3.72 | 3.78 | 3.87 | 3.84 | 4.22 | 4.44 | 4.58 | 4.92 | 5.58 | 5.81 | 6.18 | 6.55 | 7.11 | 8.12 | 8.43 | 8.99 | 9.25 | 9.37 | 10.16 | 10.27 | 10.52 | 11.25 | 10.84
coal | 27 | 20.48 | 23.66 | 26.26 | 24.37 | 27.51 | 22.89 | 24.45 | 23.06 | 21.67 | 23.36 | 17.39 | 21.46 | 23.84 | 11.26 | 11.89 | 10.23 | 12.81 | 8.31 | 3.64 | 3.09 | 5.44 | 4.16 | 1.61 | 1.02 | 1.74
gas | 11.51 | 15.15 | 18.37 | 19.37 | 21.05 | 23.07 | 21.76 | 21.99 | 21.88 | 20.5 | 23.76 | 29.49 | 22.75 | 18.39 | 13.16 | 21.14 | 34.97 | 40.5 | 30.55 | 39.24 | 35.25 | 33.31 | 45.74 | 30.02 | 18.1 | 17.25
hydro | 64.78 | 72.62 | 58.88 | 57.35 | 58.04 | 50.14 | 54.88 | 55.99 | 62.16 | 55.49 | 61.2 | 45.74 | 59.83 | 71.92 | 63.77 | 55.56 | 60.84 | 50 | 65.11 | 56.91 | 62.52 | 59.54 | 45.48 | 55.9 | 71.12 | 59.41
nuclear | 415.16 | 421.08 | 436.76 | 441.07 | 448.24 | 451.53 | 450.19 | 439.73 | 439.45 | 409.74 | 428.52 | 442.39 | 425.41 | 423.68 | 436.48 | 437.43 | 403.2 | 398.36 | 412.94 | 399.01 | 353.83 | 379.36 | 294.73 | 338.2 | 380.45 | 392.07
oil | 11.06 | 9.8 | 9.76 | 10.96 | 10.22 | 12.05 | 11.55 | 11.37 | 10.26 | 8.81 | 10.04 | 12.37 | 12.72 | 11.41 | 11.38 | 11.85 | 11.44 | 12.16 | 10.59 | 10.73 | 10.05 | 10.1 | 10.45 | 9.43 | 9.54 | 10.36
solar | 0.01 | 0.01 | 0.01 | 0.01 | 0.01 | 0.01 | 0.01 | 0.02 | 0.04 | 0.17 | 0.62 | 2.33 | 4.43 | 5.19 | 6.39 | 7.75 | 8.66 | 8.87 | 11.15 | 12.02 | 13.09 | 15.28 | 19.34 | 22.59 | 25.06 | 32.01
windon | 0.05 | 0.13 | 0.27 | 0.39 | 0.59 | 0.96 | 2.18 | 4.07 | 5.69 | 7.91 | 9.94 | 12.37 | 15.18 | 16.14 | 17.32 | 21.42 | 21.38 | 24.61 | 28.6 | 34.72 | 40.05 | 37.12 | 38.2 | 50.48 | 45.4 | 46.46
EMBER Capacity (GW)
model_fuel | 2000 | 2001 | 2002 | 2003 | 2004 | 2005 | 2006 | 2007 | 2008 | 2009 | 2010 | 2011 | 2012 | 2013 | 2014 | 2015 | 2016 | 2017 | 2018 | 2019 | 2020 | 2021 | 2022 | 2023 | 2024 | 2025
bioenergy | 0.65 | 0.67 | 0.75 | 0.77 | 0.83 | 0.84 | 0.88 | 0.94 | 1.01 | 1.04 | 1.14 | 1.38 | 1.49 | 1.61 | 1.67 | 1.74 | 1.87 | 1.92 | 2.12 | 2.21 | 2.14 | 2.25 | 2.28 | 2.38 | 2.4 | 2.42
coal | 8.4 | 8.4 | 8.4 | 8.4 | 8.45 | 7.72 | 7.53 | 7.53 | 7.53 | 7.53 | 7.53 | 7.53 | 7.53 | 5.94 | 5.42 | 3.37 | 3.37 | 3.37 | 3.37 | 3.37 | 3.37 | 2.14 | 2.14 | 2.03 | 1.91 | 1.91
gas | 25.27 | 26.17 | 26.91 | 26.51 | 26.17 | 25.45 | 24.64 | 24.37 | 24.23 | 25.82 | 27.02 | 26.97 | 27.97 | 25.85 | 24.13 | 24 | 22.72 | 19.68 | 18.38 | 18.31 | 18.59 | 18.57 | 18.56 | 18.57 | 17.5 | 17.52
hydro | 23.3 | 23.32 | 23.42 | 23.43 | 23.32 | 23.33 | 23.34 | 23.35 | 23.31 | 23.4 | 23.62 | 23.83 | 23.85 | 23.84 | 23.85 | 23.82 | 23.89 | 23.98 | 24 | 24.14 | 24.17 | 24.21 | 24.18 | 24.33 | 24.3 | 24.31
nuclear | 63.18 | 63.18 | 63.27 | 63.36 | 63.36 | 63.26 | 63.26 | 63.26 | 63.26 | 63.13 | 63.13 | 63.13 | 63.13 | 63.13 | 63.13 | 63.13 | 63.13 | 63.13 | 63.13 | 63.13 | 61.4 | 61.4 | 61.4 | 61.4 | 61.4 | 61.4
oil | 1.23 | 1.26 | 1.26 | 1.26 | 1.3 | 2.11 | 2.11 | 2.23 | 2.68 | 2.88 | 2.94 | 2.94 | 2.94 | 2.94 | 3.06 | 3.11 | 3.11 | 3.11 | 3.11 | 3.11 | 3.16 | 3.16 | 3.16 | 3.16 | 3.16 | 3.16
solar | 0.01 | 0.01 | 0.01 | 0.01 | 0.01 | 0.01 | 0.01 | 0.03 | 0.08 | 0.28 | 1.04 | 2.99 | 4.3 | 5.16 | 5.86 | 6.82 | 7.32 | 7.52 | 8.73 | 9.8 | 11.13 | 14.21 | 16.8 | 20.12 | 25.46 | 31.23
windon | 0.04 | 0.07 | 0.14 | 0.22 | 0.36 | 0.69 | 1.41 | 2.22 | 3.4 | 4.58 | 5.91 | 6.76 | 7.61 | 8.16 | 9.2 | 10.3 | 11.57 | 13.5 | 14.9 | 16.44 | 17.46 | 18.44 | 20.91 | 23.1 | 24.24 | 25.65
EMBER Emissions (Mt CO2)
model_fuel | 2000 | 2001 | 2002 | 2003 | 2004 | 2005 | 2006 | 2007 | 2008 | 2009 | 2010 | 2011 | 2012 | 2013 | 2014 | 2015 | 2016 | 2017 | 2018 | 2019 | 2020 | 2021 | 2022 | 2023 | 2024 | 2025
bioenergy | 0.56 | 0.64 | 0.68 | 0.72 | 0.74 | 0.75 | 0.75 | 0.83 | 0.88 | 0.91 | 0.98 | 1.11 | 1.17 | 1.25 | 1.32 | 1.43 | 1.65 | 1.7 | 1.83 | 1.89 | 1.91 | 2.09 | 2.11 | 2.17 | 2.33 | 2.24
coal | 26.09 | 19.8 | 22.86 | 25.36 | 23.54 | 26.58 | 22.12 | 23.63 | 22.29 | 20.94 | 22.58 | 16.81 | 20.74 | 23.04 | 10.89 | 11.49 | 9.88 | 12.37 | 8.02 | 3.51 | 2.98 | 5.25 | 4.01 | 1.55 | 0.98 | 1.67
gas | 5.01 | 6.59 | 7.99 | 8.43 | 9.16 | 10.04 | 9.47 | 9.57 | 9.52 | 8.92 | 10.34 | 12.83 | 9.9 | 8 | 5.73 | 9.2 | 15.22 | 17.62 | 13.29 | 17.07 | 15.34 | 14.49 | 19.9 | 13.06 | 7.88 | 7.51
hydro | 1.54 | 1.73 | 1.4 | 1.36 | 1.38 | 1.19 | 1.3 | 1.33 | 1.48 | 1.32 | 1.45 | 1.09 | 1.42 | 1.71 | 1.52 | 1.32 | 1.45 | 1.19 | 1.55 | 1.35 | 1.49 | 1.41 | 1.08 | 1.33 | 1.69 | 1.41
nuclear | 2 | 2.03 | 2.11 | 2.13 | 2.16 | 2.18 | 2.17 | 2.12 | 2.12 | 1.98 | 2.07 | 2.13 | 2.05 | 2.04 | 2.11 | 2.11 | 1.95 | 1.92 | 1.99 | 1.93 | 1.71 | 1.83 | 1.42 | 1.63 | 1.84 | 1.89
oil | 7.28 | 6.45 | 6.42 | 7.21 | 6.72 | 7.93 | 7.6 | 7.48 | 6.75 | 5.8 | 6.61 | 8.14 | 8.37 | 7.51 | 7.49 | 7.8 | 7.53 | 8 | 6.97 | 7.06 | 6.61 | 6.65 | 6.88 | 6.2 | 6.28 | 6.82
solar | 0 | 0 | 0 | 0 | 0 | 0 | 0 | 0 | 0 | 0.01 | 0.03 | 0.11 | 0.21 | 0.25 | 0.3 | 0.37 | 0.41 | 0.42 | 0.53 | 0.57 | 0.62 | 0.73 | 0.92 | 1.07 | 1.19 | 1.52
windon | 0 | 0 | 0 | 0 | 0.01 | 0.01 | 0.03 | 0.05 | 0.07 | 0.1 | 0.12 | 0.15 | 0.19 | 0.2 | 0.21 | 0.26 | 0.26 | 0.3 | 0.35 | 0.43 | 0.49 | 0.46 | 0.47 | 0.62 | 0.56 | 0.57
IRENA Generation (TWh)
model_fuel | 2000 | 2001 | 2002 | 2003 | 2004 | 2005 | 2006 | 2007 | 2008 | 2009 | 2010 | 2011 | 2012 | 2013 | 2014 | 2015 | 2016 | 2017 | 2018 | 2019 | 2020 | 2021 | 2022 | 2023
bioenergy | 2.479 | 2.849 | 3.043 | 3.227 | 3.312 | 3.391 | 3.377 | 3.751 | 3.971 | 4.13 | 4.441 | 5.0409 | 5.2991 | 5.6814 | 5.9869 | 6.5249 | 7.521 | 7.7812 | 8.3782 | 8.6441 | 8.7637 | 9.5759 | 9.6631 | 9.8951
coal | 30.86 | 23.901 | 26.991 | 29.266 | 27.235 | 30.705 | 26.404 | 28.197 | 26.434 | 24.019 | 26.315 | 19.8771 | 24.1306 | 26.3436 | 13.8327 | 14.5565 | 12.246 | 15.1984 | 10.5425 | 5.8727 | 4.9435 | 7.3391 | 5.8673 | 3.0711
gas | 11.514 | 15.146 | 18.369 | 19.368 | 21.049 | 23.069 | 21.76 | 21.987 | 21.884 | 20.503 | 23.758 | 29.4891 | 22.7533 | 18.3933 | 13.1629 | 21.1432 | 34.9671 | 40.5004 | 30.5475 | 39.2361 | 35.2451 | 33.3061 | 45.7407 | 29.8393
geothermal | [11 empty] | 0.062237 | 0.056513 | 0.090151 | 0.083113 | 0.091939 | 0.097605 | 0.13313 | 0.12698 | 0.12849 | 0.1332 | 0.10031 | 0.1136 | 0.1288
hydro | 71.1332 | 78.5114 | 65.8306 | 64.2786 | 64.8989 | 56.3319 | 61.7417 | 63.2594 | 68.3677 | 61.9662 | 67.5256 | 50.893 | 64.7595 | 77.071 | 69.57 | 60.5134 | 65.6855 | 55.1349 | 70.4721 | 61.5723 | 67.0943 | 63.9467 | 51.0491 | 60.8504
nuclear | 415.162 | 421.076 | 436.76 | 441.07 | 448.241 | 451.529 | 450.191 | 439.73 | 439.447 | 409.736 | 428.521 | 442.3878 | 425.406 | 423.6847 | 436.479 | 437.4278 | 403.1955 | 398.3591 | 412.9418 | 399.0116 | 353.8329 | 379.3613 | 294.731 | 338.2023
oil | 8.246 | 7.425 | 7.304 | 8.743 | 8.245 | 9.582 | 8.738 | 8.291 | 7.5021 | 7.0372 | 7.6861 | 10.4252 | 10.3183 | 9.3097 | 9.3165 | 9.5553 | 9.8411 | 10.1643 | 8.7596 | 8.8886 | 8.5484 | 8.5432 | 9.1667 | 9.9119
solar | 0.005223 | 0.006161 | 0.007104 | 0.007767 | 0.008448 | 0.010501 | 0.012103 | 0.017572 | 0.041692 | 0.17397 | 0.62 | 2.3338 | 4.4279 | 5.1936 | 6.3916 | 7.7538 | 8.66 | 9.5866 | 10.8665 | 12.2543 | 13.2462 | 15.4395 | 19.7518 | 22.1257
windon | 0.04816 | 0.13124 | 0.26559 | 0.38775 | 0.59485 | 0.96257 | 2.1826 | 4.0701 | 5.6942 | 7.9116 | 9.945 | 12.3716 | 15.1784 | 16.137 | 17.3238 | 21.4206 | 21.381 | 24.6094 | 28.5986 | 34.7217 | 40.0454 | 37.1194 | 38.1991 | 50.4792
IRENA Capacity (GW)
model_fuel | 2000 | 2001 | 2002 | 2003 | 2004 | 2005 | 2006 | 2007 | 2008 | 2009 | 2010 | 2011 | 2012 | 2013 | 2014 | 2015 | 2016 | 2017 | 2018 | 2019 | 2020 | 2021 | 2022 | 2023 | 2024
bioenergy | 0.432 | 0.459 | 0.5285 | 0.5515 | 0.6055 | 0.633 | 0.6675 | 0.724 | 0.7875 | 0.8175 | 0.9275 | 1.1749 | 1.281 | 1.408 | 1.4633 | 1.5313 | 1.6607 | 1.7124 | 1.9245 | 2.0082 | 1.9318 | 2.0464 | 2.0585 | 2.0905 | 3.3515
geothermal | [11 empty] | 0.0149 | 0.0135 | 0.015 | 0.015 | 0.01475 | 0.01615 | 0.01615 | 0.01615 | 0.01615 | 0.01615 | 0.01615 | 0.01615 | 0.01615 | 0.01615
hydro | 25.154 | 25.179 | 25.278 | 25.23 | 25.117 | 25.13 | 25.142 | 25.155 | 25.12 | 25.208 | 25.425 | 25.6416 | 25.6559 | 25.6454 | 25.5263 | 25.5518 | 25.6209 | 25.7069 | 25.7269 | 25.8684 | 25.9544 | 25.9908 | 25.9637 | 26.3252 | 26.8462
nuclear | 63.183 | 63.183 | 63.273 | 63.363 | 63.363 | 63.26 | 63.26 | 63.26 | 63.26 | 63.13 | 63.13 | 63.13 | 63.13 | 63.13 | 63.13 | 63.13 | 63.13 | 63.13 | 63.13 | 63.13 | 61.4 | 61.4 | 61.4 | 61.4 | 61.4
oil | 25.491 | 26.4 | 27.1815 | 26.8045 | 26.4995 | 25.788 | 25.0075 | 24.807 | 24.7055 | 26.2915 | 27.4835 | 27.429 | 26.5764 | 24.456 | 22.7541 | 24.4632 | 23.1938 | 20.1506 | 18.8303 | 18.7777 | 19.0481 | 19.365 | 20.9344 | 19.7444 | 18.8194
solar | 0.007 | 0.007 | 0.008 | 0.009 | 0.011 | 0.013 | 0.015 | 0.026 | 0.08 | 0.277 | 1.044 | 2.9886 | 4.3008 | 5.1603 | 5.8614 | 6.8195 | 7.3191 | 8.1004 | 9.0316 | 10.0132 | 11.1333 | 13.446 | 14.7218 | 17.3991 | 21.5281
windoff | [11 empty] | 0.0108 | 0.0108 | 0.0108 | 0.0108 | 0.0108 | 0.0108 | 0.0108 | 0.0128 | 0.0143 | 0.0143 | 0.0143 | 0.5008 | 1.4865 | 1.4865
windon | 0.038 | 0.066 | 0.138 | 0.218 | 0.358 | 0.69 | 1.412 | 2.223 | 3.403 | 4.582 | 5.912 | 6.7472 | 7.5967 | 8.1493 | 9.1906 | 10.2873 | 11.5558 | 13.4886 | 14.8873 | 16.4126 | 17.521 | 18.5368 | 20.3344 | 21.6451 | 23.1051
EMBER Utilization Factors
model_fuel | 2000 | 2001 | 2002 | 2003 | 2004 | 2005 | 2006 | 2007 | 2008 | 2009 | 2010 | 2011 | 2012 | 2013 | 2014 | 2015 | 2016 | 2017 | 2018 | 2019 | 2020 | 2021 | 2022 | 2023 | 2024 | 2025
bioenergy | 52.51% | 56.74% | 53.73% | 55.15% | 51.99% | 52.59% | 49.81% | 51.25% | 50.18% | 50.27% | 49.27% | 46.16% | 44.51% | 43.82% | 44.77% | 46.65% | 49.57% | 50.12% | 48.41% | 47.78% | 49.98% | 51.55% | 51.42% | 50.46% | 53.51% | 51.13%
coal | 36.69% | 27.83% | 32.15% | 35.69% | 32.92% | 40.68% | 34.7% | 37.07% | 34.96% | 32.85% | 35.41% | 26.36% | 32.53% | 45.82% | 23.72% | 40.28% | 34.65% | 43.39% | 28.15% | 12.33% | 10.47% | 29.02% | 22.19% | 9.054% | 6.096% | 10.4%
gas | 5.2% | 6.609% | 7.793% | 8.341% | 9.182% | 10.35% | 10.08% | 10.3% | 10.31% | 9.063% | 10.04% | 12.48% | 9.285% | 8.121% | 6.226% | 10.06% | 17.57% | 23.49% | 18.97% | 24.46% | 21.65% | 20.48% | 28.13% | 18.45% | 11.81% | 11.24%
hydro | 31.74% | 35.55% | 28.7% | 27.94% | 28.41% | 24.53% | 26.84% | 27.37% | 30.44% | 27.07% | 29.58% | 21.91% | 28.64% | 34.44% | 30.52% | 26.63% | 29.07% | 23.8% | 30.97% | 26.91% | 29.53% | 28.07% | 21.47% | 26.23% | 33.41% | 27.9%
nuclear | 75.01% | 76.08% | 78.8% | 79.47% | 80.76% | 81.48% | 81.24% | 79.35% | 79.3% | 74.09% | 77.49% | 80% | 76.93% | 76.61% | 78.93% | 79.1% | 72.91% | 72.03% | 74.67% | 72.15% | 65.78% | 70.53% | 54.8% | 62.88% | 70.73% | 72.89%
oil | 102.6% | 88.79% | 88.43% | 99.3% | 89.74% | 65.19% | 62.49% | 58.2% | 43.7% | 34.92% | 38.98% | 48.03% | 49.39% | 44.3% | 42.45% | 43.5% | 41.99% | 44.63% | 38.87% | 39.39% | 36.31% | 36.49% | 37.75% | 34.07% | 34.46% | 37.43%
solar | 11.42% | 11.42% | 11.42% | 11.42% | 11.42% | 11.42% | 11.42% | 7.61% | 5.708% | 6.931% | 6.805% | 8.896% | 11.76% | 11.48% | 12.45% | 12.97% | 13.51% | 13.46% | 14.58% | 14% | 13.43% | 12.28% | 13.14% | 12.82% | 11.24% | 11.7%
windon | 14.27% | 21.2% | 22.02% | 20.24% | 18.71% | 15.88% | 17.65% | 20.93% | 19.1% | 19.72% | 19.2% | 20.89% | 22.77% | 22.58% | 21.49% | 23.74% | 21.09% | 20.81% | 21.91% | 24.11% | 26.19% | 22.98% | 20.85% | 24.95% | 21.38% | 20.68%
IRENA Utilization Factors
model_fuel | 2000 | 2001 | 2002 | 2003 | 2004 | 2005 | 2006 | 2007 | 2008 | 2009 | 2010 | 2011 | 2012 | 2013 | 2014 | 2015 | 2016 | 2017 | 2018 | 2019 | 2020 | 2021 | 2022 | 2023
bioenergy | 65.51% | 70.86% | 65.73% | 66.8% | 62.44% | 61.15% | 57.75% | 59.14% | 57.56% | 57.67% | 54.66% | 48.98% | 47.22% | 46.06% | 46.71% | 48.64% | 51.7% | 51.87% | 49.7% | 49.14% | 51.79% | 53.42% | 53.59% | 54.03%
geothermal | [11 empty] | 47.68% | 47.79% | 68.61% | 63.25% | 71.15% | 68.99% | 94.1% | 89.75% | 90.82% | 94.15% | 70.9% | 80.29% | 91.04%
hydro | 32.28% | 35.6% | 29.73% | 29.08% | 29.5% | 25.59% | 28.03% | 28.71% | 31.07% | 28.06% | 30.32% | 22.66% | 28.81% | 34.31% | 31.11% | 27.03% | 29.27% | 24.48% | 31.27% | 27.17% | 29.51% | 28.09% | 22.44% | 26.39%
nuclear | 75.01% | 76.08% | 78.8% | 79.46% | 80.76% | 81.48% | 81.24% | 79.35% | 79.3% | 74.09% | 77.49% | 80% | 76.92% | 76.61% | 78.93% | 79.1% | 72.91% | 72.03% | 74.67% | 72.15% | 65.78% | 70.53% | 54.8% | 62.88%
oil | 3.693% | 3.211% | 3.067% | 3.723% | 3.552% | 4.242% | 3.989% | 3.815% | 3.466% | 3.055% | 3.192% | 4.339% | 4.432% | 4.346% | 4.674% | 4.459% | 4.844% | 5.758% | 5.31% | 5.404% | 5.123% | 5.036% | 4.999% | 5.731%
solar | 8.518% | 10.05% | 10.14% | 9.852% | 8.767% | 9.221% | 9.211% | 7.715% | 5.949% | 7.17% | 6.779% | 8.914% | 11.75% | 11.49% | 12.45% | 12.98% | 13.51% | 13.51% | 13.73% | 13.97% | 13.58% | 13.11% | 15.32% | 14.52%
windon | 14.47% | 22.7% | 21.97% | 20.3% | 18.97% | 15.92% | 17.65% | 20.9% | 19.1% | 19.71% | 19.2% | 20.93% | 22.81% | 22.6% | 21.52% | 23.77% | 21.12% | 20.83% | 21.93% | 24.15% | 26.09% | 22.86% | 21.44% | 26.62%
Electricity Trade Data (TWh) - Source: EMBER (estimated)
ISO | attribute | 2000 | 2001 | 2002 | 2003 | 2004 | 2005 | 2006 | 2007 | 2008 | 2009 | 2010 | 2011 | 2012 | 2013 | 2014 | 2015 | 2016 | 2017 | 2018 | 2019 | 2020 | 2021 | 2022 | 2023 | 2024 | 2025
FRA | Import | 0 | 0 | 0 | 0 | 0 | 0 | 0 | 0 | 0 | 0 | 0 | 0 | 0 | 0 | 0 | 0 | 0 | 0 | 0 | 0 | 0 | 0 | 14.94 | 0 | 0 | 0
FRA | Export | 69.48 | 68.39 | 77.03 | 66.41 | 61.91 | 60.33 | 63.34 | 56.81 | 47.99 | 25.93 | 30.71 | 56.41 | 44.52 | 48.46 | 67.19 | 64.06 | 41.5 | 40.13 | 62.97 | 57.67 | 45.04 | 44.89 | 0 | 50.47 | 89.98 | 93.35

## system_settings
FRA |  | Time Slices
|  | Description | SourceValue | Option 1 | Option 2
100 | power plants size threshold for individual representation | Month | 01 | W | 1W
1 | efficiency multiplier for gas | Month | 02 | W | 1W
1 | efficiency multiplier for coal | Month | 03 | R | 2R
|  | Month | 04 | R | 2R
|  | Month | 05 | R | 2R
|  | Month | 06 | S | 3S
|  | Month | 07 | S | 3S
|  | Month | 08 | S | 3S
|  | Month | 09 | T | 4F
|  | Month | 10 | T | 4F
|  | Month | 11 | T | 4F
|  | Month | 12 | W | 1W
|  | Hour | 01 | N | N2
|  | Hour | 02 | N | N2
|  | Hour | 03 | N | N2
|  | Hour | 04 | N | N2
|  | Hour | 05 | N | N2
|  | Hour | 06 | D | D1
|  | Hour | 07 | D | D1
|  | Hour | 08 | D | D1
|  | Hour | 09 | D | D1
|  | Hour | 10 | D | D2
|  | Hour | 11 | D | D2
|  | Hour | 12 | D | D2
|  | Hour | 13 | D | D2
|  | Hour | 14 | D | D3
|  | Hour | 15 | D | D3
|  | Hour | 16 | D | D4
|  | Hour | 17 | D | D4
|  | Hour | 18 | D | D4
|  | Hour | 19 | P | D5
|  | Hour | 20 | P | D5
|  | Hour | 21 | N | D5
|  | Hour | 22 | N | D5
|  | Hour | 23 | N | N1
|  | Hour | 24 | N | N1
Note on A1: Amit Kanudia: 17-07-2025 ISO being processed