## weo_pg
Conventional Technologies from WEO
scenario | technology | attribute | 2023 | 2030 | 2050 | model_attribute | model_fuel
Net Zero Emissions by 2050 | Bioenergy + CCUS | Annual O&M Costs (USD/kW) |  | 180 | 150 | ncap_fom | bioenergy
Net Zero Emissions by 2050 | Bioenergy + CCUS | Capacity factor (%) |  | 0.6 | 0.6 | ncap_af | bioenergy
Net Zero Emissions by 2050 | Bioenergy + CCUS | Capital costs (USD/kW) |  | 5150 | 4250 | ncap_cost | bioenergy
Net Zero Emissions by 2050 | Bioenergy + CCUS | Construction Time (years) |  | 3 | 3 | ncap_iled | bioenergy
Net Zero Emissions by 2050 | Bioenergy + CCUS | Efficiency (gross, LHV) |  | 0.3 | 0.3 | efficiency | bioenergy
Net Zero Emissions by 2050 | Bioenergy - Large scale unit | Annual O&M Costs (USD/kW) |  | 80 | 75 | ncap_fom | bioenergy
Net Zero Emissions by 2050 | Bioenergy - Large scale unit | Capacity factor (%) |  | 0.6 | 0.6 | ncap_af | bioenergy
Net Zero Emissions by 2050 | Bioenergy - Large scale unit | Capital costs (USD/kW) |  | 2350 | 2200 | ncap_cost | bioenergy
Net Zero Emissions by 2050 | Bioenergy - Large scale unit | Construction Time (years) |  | 3 | 3 | ncap_iled | bioenergy
Net Zero Emissions by 2050 | Bioenergy - Large scale unit | Efficiency (gross, LHV) |  | 0.35 | 0.35 | efficiency | bioenergy
Net Zero Emissions by 2050 | CCGT | Annual O&M Costs (USD/kW) |  | 25 | 25 | ncap_fom | gas
Net Zero Emissions by 2050 | CCGT | Capital costs (USD/kW) |  | 1000 | 1000 | ncap_cost | gas
Net Zero Emissions by 2050 | CCGT | Efficiency (gross, LHV) |  | 0.6 | 0.61 | efficiency | gas
Net Zero Emissions by 2050 | CCGT + CCS | Annual O&M Costs (USD/kW) |  | 60 | 50 | ncap_fom | gas
Net Zero Emissions by 2050 | CCGT + CCS | Capital costs (USD/kW) |  | 2400 | 2050 | ncap_cost | gas
Net Zero Emissions by 2050 | CCGT + CCS | Efficiency (gross, LHV) |  | 0.52 | 0.54 | efficiency | gas
Net Zero Emissions by 2050 | Coal + CCS | Annual O&M Costs (USD/kW) |  | 130 | 115 | ncap_fom | coal
Net Zero Emissions by 2050 | Coal + CCS | Capital costs (USD/kW) |  | 4350 | 3750 | ncap_cost | coal
Net Zero Emissions by 2050 | Coal + CCS | Efficiency (gross, LHV) |  | 0.38 | 0.39 | efficiency | coal
Net Zero Emissions by 2050 | Gas turbine | Annual O&M Costs (USD/kW) |  | 20 | 20 | ncap_fom | gas
Net Zero Emissions by 2050 | Gas turbine | Capital costs (USD/kW) |  | 500 | 500 | ncap_cost | gas
Net Zero Emissions by 2050 | Gas turbine | Efficiency (gross, LHV) |  | 0.41 | 0.42 | efficiency | gas
Net Zero Emissions by 2050 | Hydropower - large-scale unit | Annual O&M Costs (USD/kW) |  | 65 | 65 | ncap_fom | hydro
Net Zero Emissions by 2050 | Hydropower - large-scale unit | Capacity factor (%) |  | 0.35 | 0.35 | ncap_af | hydro
Net Zero Emissions by 2050 | Hydropower - large-scale unit | Capital costs (USD/kW) |  | 2650 | 2650 | ncap_cost | hydro
Net Zero Emissions by 2050 | Hydropower - large-scale unit | Construction Time (years) |  | 4 | 4 | ncap_iled | hydro
Net Zero Emissions by 2050 | Hydropower - large-scale unit | Efficiency (gross, LHV) |  | 1 | 1 | efficiency | hydro
Net Zero Emissions by 2050 | IGCC | Annual O&M Costs (USD/kW) |  | 85 | 80 | ncap_fom | gas
Net Zero Emissions by 2050 | IGCC | Capital costs (USD/kW) |  | 2350 | 2300 | ncap_cost | gas
Net Zero Emissions by 2050 | IGCC | Efficiency (gross, LHV) |  | 0.47 | 0.5 | efficiency | gas
Net Zero Emissions by 2050 | IGCC + CCS | Annual O&M Costs (USD/kW) |  | 180 | 150 | ncap_fom | coal
Net Zero Emissions by 2050 | IGCC + CCS | Capital costs (USD/kW) |  | 5150 | 4350 | ncap_cost | coal
Net Zero Emissions by 2050 | IGCC + CCS | Efficiency (gross, LHV) |  | 0.38 | 0.43 | efficiency | coal
Net Zero Emissions by 2050 | Nuclear large | Annual O&M Costs (USD/kW) |  | 165 | 160 | ncap_fom | nuclear
Net Zero Emissions by 2050 | Nuclear large | Capital costs (USD/kW) |  | 5100 | 4500 | ncap_cost | nuclear
Net Zero Emissions by 2050 | Nuclear large | Efficiency (gross, LHV) |  | 0.33 | 0.33 | efficiency | nuclear
Net Zero Emissions by 2050 | Oxyfuel + CCS | Annual O&M Costs (USD/kW) |  | 155 | 145 | ncap_fom | coal
Net Zero Emissions by 2050 | Oxyfuel + CCS | Capital costs (USD/kW) |  | 5100 | 4800 | ncap_cost | coal
Net Zero Emissions by 2050 | Oxyfuel + CCS | Efficiency (gross, LHV) |  | 0.38 | 0.39 | efficiency | coal
Net Zero Emissions by 2050 | Solar photovoltaics - Large scale unit | Annual O&M Costs (USD/kW) |  | 10 | 10 | ncap_fom | solar
Net Zero Emissions by 2050 | Solar photovoltaics - Large scale unit | Capacity factor (%) |  | 0.14 | 0.14 | ncap_af | solar
Net Zero Emissions by 2050 | Solar photovoltaics - Large scale unit | Capital costs (USD/kW) |  | 460 | 320 | ncap_cost | solar
Net Zero Emissions by 2050 | Solar photovoltaics - Large scale unit | Construction Time (years) |  | 1.5 | 1.5 | ncap_iled | solar
Net Zero Emissions by 2050 | Solar photovoltaics - Large scale unit | Efficiency (gross, LHV) |  | 1 | 1 | efficiency | solar
Net Zero Emissions by 2050 | Steam Coal - SUBCRITICAL | Annual O&M Costs (USD/kW) |  | 45 | 45 | ncap_fom | coal
Net Zero Emissions by 2050 | Steam Coal - SUBCRITICAL | Capital costs (USD/kW) |  | 1700 | 1700 | ncap_cost | coal
Net Zero Emissions by 2050 | Steam Coal - SUBCRITICAL | Efficiency (gross, LHV) |  | 0.39 | 0.39 | efficiency | coal
Net Zero Emissions by 2050 | Steam Coal - SUPERCRITICAL | Annual O&M Costs (USD/kW) |  | 60 | 60 | ncap_fom | coal
Net Zero Emissions by 2050 | Steam Coal - SUPERCRITICAL | Capital costs (USD/kW) |  | 2000 | 2000 | ncap_cost | coal
Net Zero Emissions by 2050 | Steam Coal - SUPERCRITICAL | Efficiency (gross, LHV) |  | 0.43 | 0.43 | efficiency | coal
Net Zero Emissions by 2050 | Steam Coal - ULTRASUPERCRITICAL | Annual O&M Costs (USD/kW) |  | 65 | 65 | ncap_fom | coal
Net Zero Emissions by 2050 | Steam Coal - ULTRASUPERCRITICAL | Capital costs (USD/kW) |  | 2200 | 2200 | ncap_cost | coal
Net Zero Emissions by 2050 | Steam Coal - ULTRASUPERCRITICAL | Efficiency (gross, LHV) |  | 0.46 | 0.48 | efficiency | coal
Net Zero Emissions by 2050 | Wind offshore | Annual O&M Costs (USD/kW) |  | 45 | 35 | ncap_fom | unknown
Net Zero Emissions by 2050 | Wind offshore | Capacity factor (%) |  | 0.55 | 0.56 | ncap_af | unknown
Net Zero Emissions by 2050 | Wind offshore | Capital costs (USD/kW) |  | 2140 | 1440 | ncap_cost | unknown
Net Zero Emissions by 2050 | Wind offshore | Construction Time (years) |  | 3 | 3 | ncap_iled | unknown
Net Zero Emissions by 2050 | Wind offshore | Efficiency (gross, LHV) |  | 1 | 1 | efficiency | unknown
Net Zero Emissions by 2050 | Wind onshore | Annual O&M Costs (USD/kW) |  | 38 | 38 | ncap_fom | unknown
Net Zero Emissions by 2050 | Wind onshore | Capacity factor (%) |  | 0.3 | 0.3 | ncap_af | unknown
Net Zero Emissions by 2050 | Wind onshore | Capital costs (USD/kW) |  | 1530 | 1440 | ncap_cost | unknown
Net Zero Emissions by 2050 | Wind onshore | Construction Time (years) |  | 1.5 | 1.5 | ncap_iled | unknown
Net Zero Emissions by 2050 | Wind onshore | Efficiency (gross, LHV) |  | 1 | 1 | efficiency | unknown
Stated Policies | Bioenergy + CCUS | Annual O&M Costs (USD/kW) | 200 | 200 | 175 | ncap_fom | bioenergy
Stated Policies | Bioenergy + CCUS | Capacity factor (%) | 0.6 | 0.6 | 0.6 | ncap_af | bioenergy
Stated Policies | Bioenergy + CCUS | Capital costs (USD/kW) | 5750 | 5700 | 5100 | ncap_cost | bioenergy
Stated Policies | Bioenergy + CCUS | Construction Time (years) | 3 | 3 | 3 | ncap_iled | bioenergy
Stated Policies | Bioenergy + CCUS | Efficiency (gross, LHV) | 0.3 | 0.3 | 0.3 | efficiency | bioenergy
Stated Policies | Bioenergy - Large scale unit | Annual O&M Costs (USD/kW) | 85 | 85 | 80 | ncap_fom | bioenergy
Stated Policies | Bioenergy - Large scale unit | Capacity factor (%) | 0.6 | 0.6 | 0.6 | ncap_af | bioenergy
Stated Policies | Bioenergy - Large scale unit | Capital costs (USD/kW) | 2400 | 2350 | 2300 | ncap_cost | bioenergy
Stated Policies | Bioenergy - Large scale unit | Construction Time (years) | 3 | 3 | 3 | ncap_iled | bioenergy
Stated Policies | Bioenergy - Large scale unit | Efficiency (gross, LHV) | 0.35 | 0.35 | 0.35 | efficiency | bioenergy
Stated Policies | CCGT | Annual O&M Costs (USD/kW) | 25 | 25 | 25 | ncap_fom | gas
Stated Policies | CCGT | Capital costs (USD/kW) | 1000 | 1000 | 1000 | ncap_cost | gas
Stated Policies | CCGT | Efficiency (gross, LHV) | 0.59 | 0.6 | 0.61 | efficiency | gas
Stated Policies | CCGT + CCS | Annual O&M Costs (USD/kW) | 75 | 75 | 60 | ncap_fom | gas
Stated Policies | CCGT + CCS | Capital costs (USD/kW) | 3100 | 3100 | 2400 | ncap_cost | gas
Stated Policies | CCGT + CCS | Efficiency (gross, LHV) | 0.51 | 0.52 | 0.54 | efficiency | gas
Stated Policies | Coal + CCS | Annual O&M Costs (USD/kW) | 165 | 165 | 130 | ncap_fom | coal
Stated Policies | Coal + CCS | Capital costs (USD/kW) | 5500 | 5500 | 4350 | ncap_cost | coal
Stated Policies | Coal + CCS | Efficiency (gross, LHV) | 0.37 | 0.38 | 0.39 | efficiency | coal
Stated Policies | Gas turbine | Annual O&M Costs (USD/kW) | 20 | 20 | 20 | ncap_fom | gas
Stated Policies | Gas turbine | Capital costs (USD/kW) | 500 | 500 | 500 | ncap_cost | gas
Stated Policies | Gas turbine | Efficiency (gross, LHV) | 0.4 | 0.41 | 0.42 | efficiency | gas
Stated Policies | Hydropower - large-scale unit | Annual O&M Costs (USD/kW) | 65 | 65 | 65 | ncap_fom | hydro
Stated Policies | Hydropower - large-scale unit | Capacity factor (%) | 0.35 | 0.35 | 0.35 | ncap_af | hydro
Stated Policies | Hydropower - large-scale unit | Capital costs (USD/kW) | 2650 | 2650 | 2650 | ncap_cost | hydro
Stated Policies | Hydropower - large-scale unit | Construction Time (years) | 4 | 4 | 4 | ncap_iled | hydro
Stated Policies | Hydropower - large-scale unit | Efficiency (gross, LHV) | 1 | 1 | 1 | efficiency | hydro
Stated Policies | IGCC | Annual O&M Costs (USD/kW) | 95 | 85 | 80 | ncap_fom | gas
Stated Policies | IGCC | Capital costs (USD/kW) | 2500 | 2350 | 2300 | ncap_cost | gas
Stated Policies | IGCC | Efficiency (gross, LHV) | 0.45 | 0.47 | 0.5 | efficiency | gas
Stated Policies | IGCC + CCS | Annual O&M Costs (USD/kW) | 205 | 200 | 180 | ncap_fom | coal
Stated Policies | IGCC + CCS | Capital costs (USD/kW) | 5850 | 5700 | 5100 | ncap_cost | coal
Stated Policies | IGCC + CCS | Efficiency (gross, LHV) | 0.36 | 0.38 | 0.43 | efficiency | coal
Stated Policies | Nuclear large | Annual O&M Costs (USD/kW) | 165 | 165 | 160 | ncap_fom | nuclear
Stated Policies | Nuclear large | Capital costs (USD/kW) | 6600 | 5100 | 4500 | ncap_cost | nuclear
Stated Policies | Nuclear large | Efficiency (gross, LHV) | 0.33 | 0.33 | 0.33 | efficiency | nuclear
Stated Policies | Oxyfuel + CCS | Annual O&M Costs (USD/kW) | 170 | 170 | 155 | ncap_fom | coal
Stated Policies | Oxyfuel + CCS | Capital costs (USD/kW) | 5700 | 5700 | 5100 | ncap_cost | coal
Stated Policies | Oxyfuel + CCS | Efficiency (gross, LHV) | 0.37 | 0.38 | 0.39 | efficiency | coal
Stated Policies | Solar photovoltaics - Large scale unit | Annual O&M Costs (USD/kW) | 12 | 10 | 10 | ncap_fom | solar
Stated Policies | Solar photovoltaics - Large scale unit | Capacity factor (%) | 0.14 | 0.14 | 0.14 | ncap_af | solar
Stated Policies | Solar photovoltaics - Large scale unit | Capital costs (USD/kW) | 750 | 480 | 340 | ncap_cost | solar
Stated Policies | Solar photovoltaics - Large scale unit | Construction Time (years) | 1.5 | 1.5 | 1.5 | ncap_iled | solar
Stated Policies | Solar photovoltaics - Large scale unit | Efficiency (gross, LHV) | 1 | 1 | 1 | efficiency | solar
Stated Policies | Steam Coal - SUBCRITICAL | Annual O&M Costs (USD/kW) | 45 | 45 | 45 | ncap_fom | coal
Stated Policies | Steam Coal - SUBCRITICAL | Capital costs (USD/kW) | 1700 | 1700 | 1700 | ncap_cost | coal
Stated Policies | Steam Coal - SUBCRITICAL | Efficiency (gross, LHV) | 0.39 | 0.39 | 0.39 | efficiency | coal
Stated Policies | Steam Coal - SUPERCRITICAL | Annual O&M Costs (USD/kW) | 60 | 60 | 60 | ncap_fom | coal
Stated Policies | Steam Coal - SUPERCRITICAL | Capital costs (USD/kW) | 2000 | 2000 | 2000 | ncap_cost | coal
Stated Policies | Steam Coal - SUPERCRITICAL | Efficiency (gross, LHV) | 0.43 | 0.43 | 0.43 | efficiency | coal
Stated Policies | Steam Coal - ULTRASUPERCRITICAL | Annual O&M Costs (USD/kW) | 65 | 65 | 65 | ncap_fom | coal
Stated Policies | Steam Coal - ULTRASUPERCRITICAL | Capital costs (USD/kW) | 2200 | 2200 | 2200 | ncap_cost | coal
Stated Policies | Steam Coal - ULTRASUPERCRITICAL | Efficiency (gross, LHV) | 0.46 | 0.46 | 0.48 | efficiency | coal
Stated Policies | Wind offshore | Annual O&M Costs (USD/kW) | 60 | 50 | 40 | ncap_fom | unknown
Stated Policies | Wind offshore | Capacity factor (%) | 0.5 | 0.55 | 0.56 | ncap_af | unknown
Stated Policies | Wind offshore | Capital costs (USD/kW) | 3120 | 2280 | 1660 | ncap_cost | unknown
Stated Policies | Wind offshore | Construction Time (years) | 3 | 3 | 3 | ncap_iled | unknown
Stated Policies | Wind offshore | Efficiency (gross, LHV) | 1 | 1 | 1 | efficiency | unknown
Stated Policies | Wind onshore | Annual O&M Costs (USD/kW) | 42 | 40 | 38 | ncap_fom | unknown
Stated Policies | Wind onshore | Capacity factor (%) | 0.29 | 0.3 | 0.3 | ncap_af | unknown
Stated Policies | Wind onshore | Capital costs (USD/kW) | 1630 | 1550 | 1490 | ncap_cost | unknown
Stated Policies | Wind onshore | Construction Time (years) | 1.5 | 1.5 | 1.5 | ncap_iled | unknown
Stated Policies | Wind onshore | Efficiency (gross, LHV) | 1 | 1 | 1 | efficiency | unknown

## re_targets
RE Targets from EMBER
TARGET_YEAR | FUEL_CATEGORY | METRIC | VALUE | SOURCE_TYPE | SOURCE_NAME | PUBLISHER | ANNOUNCEMENT_DATE | LINK | SOURCE_SUMMARY | NOTES
2030 | Battery | capacity_total_gw | 2.1 | National strategy or plans (approved) | 2022 TÜRKİYE NATIONAL ENERGY PLAN | Ministry of Energy and Natural Resources | 2022-01-01 | https://enerji.gov.tr/Media/Dizin/EIGM/tr/Raporlar/TUEP/T%C3%BCrkiye_National_Energy_Plan.pdf | In line with 2053 Net Zero target, Turkey's national energy plan was updated to boost clean power sources. The plan projects power demand to increase to in five-year increments until 2035, reaching 510.5 TWh. Power capacity, generation and share of generation for those years are given with full fuel breakdown. | See page 22-26 (Figure 9-13) for further details. Battery: Figure 14. Development of Battery Capacity
2030 | Coal | capacity_total_gw | 22.8 | National strategy or plans (approved) | 2022 TÜRKİYE NATIONAL ENERGY PLAN | Ministry of Energy and Natural Resources | 2022-01-01 | https://enerji.gov.tr/Media/Dizin/EIGM/tr/Raporlar/TUEP/T%C3%BCrkiye_National_Energy_Plan.pdf | In line with 2053 Net Zero target, Turkey's national energy plan was updated to boost clean power sources. The plan projects power demand to increase to in five-year increments until 2035, reaching 510.5 TWh. Power capacity, generation and share of generation for those years are given with full fuel breakdown. | See page 22-26 (Figure 9-13) for further details. Battery: Figure 14. Development of Battery Capacity
2030 | Gas | capacity_total_gw | 30.3 | National strategy or plans (approved) | 2022 TÜRKİYE NATIONAL ENERGY PLAN | Ministry of Energy and Natural Resources | 2022-01-01 | https://enerji.gov.tr/Media/Dizin/EIGM/tr/Raporlar/TUEP/T%C3%BCrkiye_National_Energy_Plan.pdf | In line with 2053 Net Zero target, Turkey's national energy plan was updated to boost clean power sources. The plan projects power demand to increase to in five-year increments until 2035, reaching 510.5 TWh. Power capacity, generation and share of generation for those years are given with full fuel breakdown. | See page 22-26 (Figure 9-13) for further details. Battery: Figure 14. Development of Battery Capacity
2030 | Hydro | capacity_total_gw | 35.1 | National strategy or plans (approved) | 2022 TÜRKİYE NATIONAL ENERGY PLAN | Ministry of Energy and Natural Resources | 2022-01-01 | https://enerji.gov.tr/Media/Dizin/EIGM/tr/Raporlar/TUEP/T%C3%BCrkiye_National_Energy_Plan.pdf | In line with 2053 Net Zero target, Turkey's national energy plan was updated to boost clean power sources. The plan projects power demand to increase to in five-year increments until 2035, reaching 510.5 TWh. Power capacity, generation and share of generation for those years are given with full fuel breakdown. | See page 22-26 (Figure 9-13) for further details. Battery: Figure 14. Development of Battery Capacity
2030 | Hydrogen | capacity_total_gw | 1.9 | National strategy or plans (approved) | 2022 TÜRKİYE NATIONAL ENERGY PLAN | Ministry of Energy and Natural Resources | 2022-01-01 | https://enerji.gov.tr/Media/Dizin/EIGM/tr/Raporlar/TUEP/T%C3%BCrkiye_National_Energy_Plan.pdf | In line with 2053 Net Zero target, Turkey's national energy plan was updated to boost clean power sources. The plan projects power demand to increase to in five-year increments until 2035, reaching 510.5 TWh. Power capacity, generation and share of generation for those years are given with full fuel breakdown. | See page 22-26 (Figure 9-13) for further details. Battery: Figure 14. Development of Battery Capacity
2030 | Nuclear | capacity_total_gw | 4.8 | National strategy or plans (approved) | 2022 TÜRKİYE NATIONAL ENERGY PLAN | Ministry of Energy and Natural Resources | 2022-01-01 | https://enerji.gov.tr/Media/Dizin/EIGM/tr/Raporlar/TUEP/T%C3%BCrkiye_National_Energy_Plan.pdf | In line with 2053 Net Zero target, Turkey's national energy plan was updated to boost clean power sources. The plan projects power demand to increase to in five-year increments until 2035, reaching 510.5 TWh. Power capacity, generation and share of generation for those years are given with full fuel breakdown. | See page 22-26 (Figure 9-13) for further details. Battery: Figure 14. Development of Battery Capacity
2030 | Other Renewables | capacity_total_gw | 5.1 | National strategy or plans (approved) | 2022 TÜRKİYE NATIONAL ENERGY PLAN | Ministry of Energy and Natural Resources | 2022-01-01 | https://enerji.gov.tr/Media/Dizin/EIGM/tr/Raporlar/TUEP/T%C3%BCrkiye_National_Energy_Plan.pdf | In line with 2053 Net Zero target, Turkey's national energy plan was updated to boost clean power sources. The plan projects power demand to increase to in five-year increments until 2035, reaching 510.5 TWh. Power capacity, generation and share of generation for those years are given with full fuel breakdown. | See page 22-26 (Figure 9-13) for further details. Battery: Figure 14. Development of Battery Capacity
2035 | Renewables | capacity_total_gw | 120 | National strategy or plans (approved) | Roadmap for Renewable Energy to 2035 | Republic of Türkiye Ministry of Energy and Natural Resources | 2024-10-21 | https://enerji.gov.tr/news-detail?id=21371 | The Turkish Ministry of Energy and Natural Resources has revealed a 2035 roadmap for renewable energy in October 2024. Investment figures, projects for specific regions, and ancillary policy mechanisms are outlined. The roadmap shows that renewable installed capacity will grow four-fold of the previous target, to reach 120 GW by 2035. 5 GW of offshore wind capacity will be installed, and at least 2 GW of renewable capacity will be installed each year up to 2035.
2030 | Solar | capacity_total_gw | 32.9 | National strategy or plans (approved) | 2022 TÜRKİYE NATIONAL ENERGY PLAN | Ministry of Energy and Natural Resources | 2022-01-01 | https://enerji.gov.tr/Media/Dizin/EIGM/tr/Raporlar/TUEP/T%C3%BCrkiye_National_Energy_Plan.pdf | In line with 2053 Net Zero target, Turkey's national energy plan was updated to boost clean power sources. The plan projects power demand to increase to in five-year increments until 2035, reaching 510.5 TWh. Power capacity, generation and share of generation for those years are given with full fuel breakdown. | See page 22-26 (Figure 9-13) for further details. Battery: Figure 14. Development of Battery Capacity
2030 | Wind | capacity_total_gw | 18.1 | National strategy or plans (approved) | 2022 TÜRKİYE NATIONAL ENERGY PLAN | Ministry of Energy and Natural Resources | 2022-01-01 | https://enerji.gov.tr/Media/Dizin/EIGM/tr/Raporlar/TUEP/T%C3%BCrkiye_National_Energy_Plan.pdf | In line with 2053 Net Zero target, Turkey's national energy plan was updated to boost clean power sources. The plan projects power demand to increase to in five-year increments until 2035, reaching 510.5 TWh. Power capacity, generation and share of generation for those years are given with full fuel breakdown. | See page 22-26 (Figure 9-13) for further details. Battery: Figure 14. Development of Battery Capacity
2030 | Demand | demand_twh | 455.3 | National strategy or plans (approved) | 2022 TÜRKİYE NATIONAL ENERGY PLAN | Ministry of Energy and Natural Resources | 2022-01-01 | https://enerji.gov.tr/Media/Dizin/EIGM/tr/Raporlar/TUEP/T%C3%BCrkiye_National_Energy_Plan.pdf | In line with 2053 Net Zero target, Turkey's national energy plan was updated to boost clean power sources. The plan projects power demand to increase to in five-year increments until 2035, reaching 510.5 TWh. Power capacity, generation and share of generation for those years are given with full fuel breakdown. | See page 22-26 (Figure 9-13) for further details. Battery: Figure 14. Development of Battery Capacity
2030 | Fossil | generation_twh | 201.2 | National strategy or plans (approved) | 2022 TÜRKİYE NATIONAL ENERGY PLAN | Ministry of Energy and Natural Resources | 2022-01-01 | https://enerji.gov.tr/Media/Dizin/EIGM/tr/Raporlar/TUEP/T%C3%BCrkiye_National_Energy_Plan.pdf | In line with 2053 Net Zero target, Turkey's national energy plan was updated to boost clean power sources. The plan projects power demand to increase to in five-year increments until 2035, reaching 510.5 TWh. Power capacity, generation and share of generation for those years are given with full fuel breakdown. | See page 22-26 (Figure 9-13) for further details. Battery: Figure 14. Development of Battery Capacity
2030 | Hydro | generation_twh | 87.9 | National strategy or plans (approved) | 2022 TÜRKİYE NATIONAL ENERGY PLAN | Ministry of Energy and Natural Resources | 2022-01-01 | https://enerji.gov.tr/Media/Dizin/EIGM/tr/Raporlar/TUEP/T%C3%BCrkiye_National_Energy_Plan.pdf | In line with 2053 Net Zero target, Turkey's national energy plan was updated to boost clean power sources. The plan projects power demand to increase to in five-year increments until 2035, reaching 510.5 TWh. Power capacity, generation and share of generation for those years are given with full fuel breakdown. | See page 22-26 (Figure 9-13) for further details. Battery: Figure 14. Development of Battery Capacity
2030 | Nuclear | generation_twh | 37.2 | National strategy or plans (approved) | 2022 TÜRKİYE NATIONAL ENERGY PLAN | Ministry of Energy and Natural Resources | 2022-01-01 | https://enerji.gov.tr/Media/Dizin/EIGM/tr/Raporlar/TUEP/T%C3%BCrkiye_National_Energy_Plan.pdf | In line with 2053 Net Zero target, Turkey's national energy plan was updated to boost clean power sources. The plan projects power demand to increase to in five-year increments until 2035, reaching 510.5 TWh. Power capacity, generation and share of generation for those years are given with full fuel breakdown. | See page 22-26 (Figure 9-13) for further details. Battery: Figure 14. Development of Battery Capacity
2030 | Other Renewables | generation_twh | 20.5 | National strategy or plans (approved) | 2022 TÜRKİYE NATIONAL ENERGY PLAN | Ministry of Energy and Natural Resources | 2022-01-01 | https://enerji.gov.tr/Media/Dizin/EIGM/tr/Raporlar/TUEP/T%C3%BCrkiye_National_Energy_Plan.pdf | In line with 2053 Net Zero target, Turkey's national energy plan was updated to boost clean power sources. The plan projects power demand to increase to in five-year increments until 2035, reaching 510.5 TWh. Power capacity, generation and share of generation for those years are given with full fuel breakdown. | See page 22-26 (Figure 9-13) for further details. Battery: Figure 14. Development of Battery Capacity
2030 | Solar | generation_twh | 52.2 | National strategy or plans (approved) | 2022 TÜRKİYE NATIONAL ENERGY PLAN | Ministry of Energy and Natural Resources | 2022-01-01 | https://enerji.gov.tr/Media/Dizin/EIGM/tr/Raporlar/TUEP/T%C3%BCrkiye_National_Energy_Plan.pdf | In line with 2053 Net Zero target, Turkey's national energy plan was updated to boost clean power sources. The plan projects power demand to increase to in five-year increments until 2035, reaching 510.5 TWh. Power capacity, generation and share of generation for those years are given with full fuel breakdown. | See page 22-26 (Figure 9-13) for further details. Battery: Figure 14. Development of Battery Capacity
2030 | Wind | generation_twh | 53.7 | National strategy or plans (approved) | 2022 TÜRKİYE NATIONAL ENERGY PLAN | Ministry of Energy and Natural Resources | 2022-01-01 | https://enerji.gov.tr/Media/Dizin/EIGM/tr/Raporlar/TUEP/T%C3%BCrkiye_National_Energy_Plan.pdf | In line with 2053 Net Zero target, Turkey's national energy plan was updated to boost clean power sources. The plan projects power demand to increase to in five-year increments until 2035, reaching 510.5 TWh. Power capacity, generation and share of generation for those years are given with full fuel breakdown. | See page 22-26 (Figure 9-13) for further details. Battery: Figure 14. Development of Battery Capacity
2030 | Hydro | share_of_generation_pct | 19.4 | National strategy or plans (approved) | 2022 TÜRKİYE NATIONAL ENERGY PLAN | Ministry of Energy and Natural Resources | 2022-01-01 | https://enerji.gov.tr/Media/Dizin/EIGM/tr/Raporlar/TUEP/T%C3%BCrkiye_National_Energy_Plan.pdf | In line with 2053 Net Zero target, Turkey's national energy plan was updated to boost clean power sources. The plan projects power demand to increase to in five-year increments until 2035, reaching 510.5 TWh. Power capacity, generation and share of generation for those years are given with full fuel breakdown. | See page 22-26 (Figure 9-13) for further details. Battery: Figure 14. Development of Battery Capacity
2030 | Nuclear | share_of_generation_pct | 8.2 | National strategy or plans (approved) | 2022 TÜRKİYE NATIONAL ENERGY PLAN | Ministry of Energy and Natural Resources | 2022-01-01 | https://enerji.gov.tr/Media/Dizin/EIGM/tr/Raporlar/TUEP/T%C3%BCrkiye_National_Energy_Plan.pdf | In line with 2053 Net Zero target, Turkey's national energy plan was updated to boost clean power sources. The plan projects power demand to increase to in five-year increments until 2035, reaching 510.5 TWh. Power capacity, generation and share of generation for those years are given with full fuel breakdown. | See page 22-26 (Figure 9-13) for further details. Battery: Figure 14. Development of Battery Capacity
2030 | Other Renewables | share_of_generation_pct | 4.5 | National strategy or plans (approved) | 2022 TÜRKİYE NATIONAL ENERGY PLAN | Ministry of Energy and Natural Resources | 2022-01-01 | https://enerji.gov.tr/Media/Dizin/EIGM/tr/Raporlar/TUEP/T%C3%BCrkiye_National_Energy_Plan.pdf | In line with 2053 Net Zero target, Turkey's national energy plan was updated to boost clean power sources. The plan projects power demand to increase to in five-year increments until 2035, reaching 510.5 TWh. Power capacity, generation and share of generation for those years are given with full fuel breakdown. | See page 22-26 (Figure 9-13) for further details. Battery: Figure 14. Development of Battery Capacity
2030 | Solar | share_of_generation_pct | 11.5 | National strategy or plans (approved) | 2022 TÜRKİYE NATIONAL ENERGY PLAN | Ministry of Energy and Natural Resources | 2022-01-01 | https://enerji.gov.tr/Media/Dizin/EIGM/tr/Raporlar/TUEP/T%C3%BCrkiye_National_Energy_Plan.pdf | In line with 2053 Net Zero target, Turkey's national energy plan was updated to boost clean power sources. The plan projects power demand to increase to in five-year increments until 2035, reaching 510.5 TWh. Power capacity, generation and share of generation for those years are given with full fuel breakdown. | See page 22-26 (Figure 9-13) for further details. Battery: Figure 14. Development of Battery Capacity
2030 | Wind | share_of_generation_pct | 11.9 | National strategy or plans (approved) | 2022 TÜRKİYE NATIONAL ENERGY PLAN | Ministry of Energy and Natural Resources | 2022-01-01 | https://enerji.gov.tr/Media/Dizin/EIGM/tr/Raporlar/TUEP/T%C3%BCrkiye_National_Energy_Plan.pdf | In line with 2053 Net Zero target, Turkey's national energy plan was updated to boost clean power sources. The plan projects power demand to increase to in five-year increments until 2035, reaching 510.5 TWh. Power capacity, generation and share of generation for those years are given with full fuel breakdown. | See page 22-26 (Figure 9-13) for further details. Battery: Figure 14. Development of Battery Capacity

## ccs_retrofits
CCS Retrofits
model_fuel | model_name | capex | fixom | varom | efficiency | AF | efficiency_old | plant_old
coal | ep_coal_subcritical_G100000100067_ccs-rf | 2757 | 39.2 | 3.35 | 0.17809 | 0.6308 | 0.3605 | ep_coal_subcritical_G100000100067
coal | ep_coal_subcritical_G100000100068_ccs-rf | 2757 | 39.2 | 3.35 | 0.17809 | 0.6308 | 0.3605 | ep_coal_subcritical_G100000100068
coal | ep_coal_subcritical_G100000100069_ccs-rf | 2757 | 39.2 | 3.35 | 0.17809 | 0.6308 | 0.3605 | ep_coal_subcritical_G100000100069
coal | ep_coal_subcritical_G100000100071_ccs-rf | 2757 | 39.2 | 3.35 | 0.18318 | 0.6308 | 0.3708 | ep_coal_subcritical_G100000100071
coal | ep_coal_subcritical_G100000100072_ccs-rf | 2757 | 39.2 | 3.35 | 0.18318 | 0.6308 | 0.3708 | ep_coal_subcritical_G100000100072
coal | ep_coal_subcritical_G100000100073_ccs-rf | 2757 | 39.2 | 3.35 | 0.18318 | 0.6308 | 0.3708 | ep_coal_subcritical_G100000100073
coal | ep_coal_subcritical_G100000100074_ccs-rf | 2757 | 39.2 | 3.35 | 0.18318 | 0.6308 | 0.3708 | ep_coal_subcritical_G100000100074
coal | ep_coal_subcritical_G100000101183_ccs-rf | 2757 | 39.2 | 3.35 | 0.18318 | 0.6308 | 0.3708 | ep_coal_subcritical_G100000101183
coal | ep_coal_subcritical_G100000104915_ccs-rf | 1967 | 25.2 | 2.73 | 0.28292 | 0.7676 | 0.3708 | ep_coal_subcritical_G100000104915
coal | ep_coal_subcritical_G100000104916_ccs-rf | 1967 | 25.2 | 2.73 | 0.28292 | 0.7676 | 0.3708 | ep_coal_subcritical_G100000104916
coal | ep_coal_supercritical_G100000100401_ccs-rf | 1967 | 25.2 | 2.73 | 0.32614 | 0.7676 | 0.42745 | ep_coal_supercritical_G100000100401
coal | ep_coal_supercritical_G100000104820_ccs-rf | 1967 | 25.2 | 2.73 | 0.32614 | 0.7676 | 0.42745 | ep_coal_supercritical_G100000104820
coal | ep_coal_supercritical_G100000104821_ccs-rf | 1967 | 25.2 | 2.73 | 0.32614 | 0.7676 | 0.42745 | ep_coal_supercritical_G100000104821
coal | ep_coal_supercritical_G100000111553_ccs-rf | 1967 | 25.2 | 2.73 | 0.31043 | 0.7676 | 0.40685 | ep_coal_supercritical_G100000111553
coal | ep_coal_supercritical_G100000111554_ccs-rf | 1967 | 25.2 | 2.73 | 0.31043 | 0.7676 | 0.40685 | ep_coal_supercritical_G100000111554
coal | ep_coal_supercritical_G100000111555_ccs-rf | 1726 | 20.9 | 2.55 | 0.3612 | 0.8227 | 0.42745 | ep_coal_supercritical_G100000111555
coal | ep_coal_supercritical_G100000111556_ccs-rf | 1726 | 20.9 | 2.55 | 0.3612 | 0.8227 | 0.42745 | ep_coal_supercritical_G100000111556
coal | ep_coal_supercritical_G100000113786_ccs-rf | 2757 | 39.2 | 3.35 | 0.21116 | 0.6308 | 0.42745 | ep_coal_supercritical_G100000113786
coal | ep_coal_supercritical_G100000114501_ccs-rf | 1967 | 25.2 | 2.73 | 0.32614 | 0.7676 | 0.42745 | ep_coal_supercritical_G100000114501
coal | ep_coal_ultra-supercritical_G100000101259_ccs-rf | 1967 | 25.2 | 2.73 | 0.34186 | 0.7676 | 0.44805 | ep_coal_ultra-supercritical_G100000101259
coal | ep_coal_ultra-supercritical_G100000101260_ccs-rf | 1967 | 25.2 | 2.73 | 0.34186 | 0.7676 | 0.44805 | ep_coal_ultra-supercritical_G100000101260
coal | ep_coal_ultra-supercritical_G100000102624_ccs-rf | 1967 | 25.2 | 2.73 | 0.34972 | 0.7676 | 0.45835 | ep_coal_ultra-supercritical_G100000102624
coal | ep_coal_ultra-supercritical_G100000102625_ccs-rf | 1967 | 25.2 | 2.73 | 0.34972 | 0.7676 | 0.45835 | ep_coal_ultra-supercritical_G100000102625
gas | ep_gas_combined_cycle_G100000405843_ccs-rf | 1365 | 34.2 | 3.75 | 0.52272 | 0.84455 | 0.5974 | ep_gas_combined_cycle_G100000405843
gas | ep_gas_combined_cycle_G100000405844_ccs-rf | 1365 | 34.2 | 3.75 | 0.52272 | 0.84455 | 0.5974 | ep_gas_combined_cycle_G100000405844
gas | ep_gas_combined_cycle_G100000405846_ccs-rf | 1365 | 34.2 | 3.75 | 0.40556 | 0.84455 | 0.4635 | ep_gas_combined_cycle_G100000405846
gas | ep_gas_combined_cycle_G100000405847_ccs-rf | 1365 | 34.2 | 3.75 | 0.40556 | 0.84455 | 0.4635 | ep_gas_combined_cycle_G100000405847
gas | ep_gas_combined_cycle_G100000405848_ccs-rf | 1365 | 34.2 | 3.75 | 0.40556 | 0.84455 | 0.4635 | ep_gas_combined_cycle_G100000405848
gas | ep_gas_combined_cycle_G100000405849_ccs-rf | 1365 | 34.2 | 3.75 | 0.52272 | 0.84455 | 0.5974 | ep_gas_combined_cycle_G100000405849
gas | ep_gas_combined_cycle_G100000405851_ccs-rf | 1365 | 34.2 | 3.75 | 0.49118 | 0.84455 | 0.56135 | ep_gas_combined_cycle_G100000405851
gas | ep_gas_combined_cycle_G100000405852_ccs-rf | 1365 | 34.2 | 3.75 | 0.52272 | 0.84455 | 0.5974 | ep_gas_combined_cycle_G100000405852
gas | ep_gas_combined_cycle_G100000405853_ccs-rf | 1365 | 34.2 | 3.75 | 0.49118 | 0.84455 | 0.56135 | ep_gas_combined_cycle_G100000405853
gas | ep_gas_combined_cycle_G100000405860_ccs-rf | 1365 | 34.2 | 3.75 | 0.47316 | 0.84455 | 0.54075 | ep_gas_combined_cycle_G100000405860
gas | ep_gas_combined_cycle_G100000405861_ccs-rf | 1365 | 34.2 | 3.75 | 0.47316 | 0.84455 | 0.54075 | ep_gas_combined_cycle_G100000405861
gas | ep_gas_combined_cycle_G100000405863_ccs-rf | 1365 | 34.2 | 3.75 | 0.52272 | 0.84455 | 0.5974 | ep_gas_combined_cycle_G100000405863
gas | ep_gas_combined_cycle_G100000405870_ccs-rf | 1365 | 34.2 | 3.75 | 0.49118 | 0.84455 | 0.56135 | ep_gas_combined_cycle_G100000405870
gas | ep_gas_combined_cycle_G100000405871_ccs-rf | 1365 | 34.2 | 3.75 | 0.49118 | 0.84455 | 0.56135 | ep_gas_combined_cycle_G100000405871
gas | ep_gas_combined_cycle_G100000405872_ccs-rf | 1365 | 34.2 | 3.75 | 0.49118 | 0.84455 | 0.56135 | ep_gas_combined_cycle_G100000405872
gas | ep_gas_combined_cycle_G100000405873_ccs-rf | 1365 | 34.2 | 3.75 | 0.49118 | 0.84455 | 0.56135 | ep_gas_combined_cycle_G100000405873
gas | ep_gas_combined_cycle_G100000405874_ccs-rf | 1365 | 34.2 | 3.75 | 0.49118 | 0.84455 | 0.56135 | ep_gas_combined_cycle_G100000405874
gas | ep_gas_combined_cycle_G100000405875_ccs-rf | 1365 | 34.2 | 3.75 | 0.52272 | 0.84455 | 0.5974 | ep_gas_combined_cycle_G100000405875
gas | ep_gas_combined_cycle_G100000405879_ccs-rf | 1365 | 34.2 | 3.75 | 0.52272 | 0.84455 | 0.5974 | ep_gas_combined_cycle_G100000405879
gas | ep_gas_combined_cycle_G100000405880_ccs-rf | 1365 | 34.2 | 3.75 | 0.52272 | 0.84455 | 0.5974 | ep_gas_combined_cycle_G100000405880
gas | ep_gas_combined_cycle_G100000405881_ccs-rf | 1365 | 34.2 | 3.75 | 0.52272 | 0.84455 | 0.5974 | ep_gas_combined_cycle_G100000405881
gas | ep_gas_combined_cycle_G100000405883_ccs-rf | 1365 | 34.2 | 3.75 | 0.52272 | 0.84455 | 0.5974 | ep_gas_combined_cycle_G100000405883
gas | ep_gas_combined_cycle_G100000405896_ccs-rf | 1365 | 34.2 | 3.75 | 0.52272 | 0.84455 | 0.5974 | ep_gas_combined_cycle_G100000405896
gas | ep_gas_combined_cycle_G100000405897_ccs-rf | 1365 | 34.2 | 3.75 | 0.52272 | 0.84455 | 0.5974 | ep_gas_combined_cycle_G100000405897
gas | ep_gas_combined_cycle_G100000405901_ccs-rf | 1365 | 34.2 | 3.75 | 0.52272 | 0.84455 | 0.5974 | ep_gas_combined_cycle_G100000405901
gas | ep_gas_combined_cycle_G100000405902_ccs-rf | 1365 | 34.2 | 3.75 | 0.47316 | 0.84455 | 0.54075 | ep_gas_combined_cycle_G100000405902
gas | ep_gas_combined_cycle_G100000405904_ccs-rf | 1365 | 34.2 | 3.75 | 0.52272 | 0.84455 | 0.5974 | ep_gas_combined_cycle_G100000405904
gas | ep_gas_combined_cycle_G100000410026_ccs-rf | 1365 | 34.2 | 3.75 | 0.47316 | 0.84455 | 0.54075 | ep_gas_combined_cycle_G100000410026
gas | ep_gas_combined_cycle_G100000412992_ccs-rf | 1365 | 34.2 | 3.75 | 0.54075 | 0.84455 | 0.618 | ep_gas_combined_cycle_G100000412992
coal | ep_m_coal_subcritical_G100000100070_ccs-rf | 2757 | 39.2 | 3.35 | 0.17809 | 0.6308 | 0.3605 | ep_m_coal_subcritical_G100000100070

## historical_data_long
model_fuel | Year | Unit | Value
coal | 2000 | TWh | 38.19
gas | 2000 | TWh | 46.54
hydro | 2000 | TWh | 30.88
nuclear | 2000 | TWh | 0
oil | 2000 | TWh | 8.49
coal | 2001 | TWh | 38.42
gas | 2001 | TWh | 49.71
hydro | 2001 | TWh | 24.01
nuclear | 2001 | TWh | 0
oil | 2001 | TWh | 9.77
coal | 2002 | TWh | 32.15
gas | 2002 | TWh | 52.53
hydro | 2002 | TWh | 33.68
nuclear | 2002 | TWh | 0
oil | 2002 | TWh | 9.82
coal | 2003 | TWh | 32.25
gas | 2003 | TWh | 63.54
hydro | 2003 | TWh | 35.33
nuclear | 2003 | TWh | 0
oil | 2003 | TWh | 8.19
coal | 2004 | TWh | 34.45
gas | 2004 | TWh | 62.27
hydro | 2004 | TWh | 46.08
nuclear | 2004 | TWh | 0
oil | 2004 | TWh | 6.72
coal | 2005 | TWh | 43.2
gas | 2005 | TWh | 73.48
hydro | 2005 | TWh | 39.56
nuclear | 2005 | TWh | 0
oil | 2005 | TWh | 5.21
coal | 2006 | TWh | 46.65
gas | 2006 | TWh | 80.69
hydro | 2006 | TWh | 44.24
nuclear | 2006 | TWh | 0
oil | 2006 | TWh | 4.39
coal | 2007 | TWh | 53.43
gas | 2007 | TWh | 95.03
hydro | 2007 | TWh | 35.85
nuclear | 2007 | TWh | 0
oil | 2007 | TWh | 6.6
coal | 2008 | TWh | 57.72
gas | 2008 | TWh | 98.68
hydro | 2008 | TWh | 33.27
nuclear | 2008 | TWh | 0
oil | 2008 | TWh | 7.55
coal | 2009 | TWh | 55.69
gas | 2009 | TWh | 96.1
hydro | 2009 | TWh | 35.96
nuclear | 2009 | TWh | 0
oil | 2009 | TWh | 4.87
coal | 2010 | TWh | 55.05
gas | 2010 | TWh | 98.14
hydro | 2010 | TWh | 51.8
nuclear | 2010 | TWh | 0
oil | 2010 | TWh | 2.27
coal | 2011 | TWh | 66.22
gas | 2011 | TWh | 104.05
hydro | 2011 | TWh | 52.34
nuclear | 2011 | TWh | 0
oil | 2011 | TWh | 1.03
coal | 2012 | TWh | 68.01
gas | 2012 | TWh | 104.5
hydro | 2012 | TWh | 57.86
nuclear | 2012 | TWh | 0
oil | 2012 | TWh | 1.77
coal | 2013 | TWh | 63.78
gas | 2013 | TWh | 105.12
hydro | 2013 | TWh | 59.42
nuclear | 2013 | TWh | 0
oil | 2013 | TWh | 2.03
coal | 2014 | TWh | 76.26
gas | 2014 | TWh | 120.58
hydro | 2014 | TWh | 40.64
nuclear | 2014 | TWh | 0
oil | 2014 | TWh | 2.49
coal | 2015 | TWh | 76.16
gas | 2015 | TWh | 99.22
hydro | 2015 | TWh | 67.15
nuclear | 2015 | TWh | 0
oil | 2015 | TWh | 2.74
coal | 2016 | TWh | 92.27
gas | 2016 | TWh | 89.23
hydro | 2016 | TWh | 67.23
nuclear | 2016 | TWh | 0
oil | 2016 | TWh | 2.66
coal | 2017 | TWh | 97.48
gas | 2017 | TWh | 110.49
hydro | 2017 | TWh | 58.22
nuclear | 2017 | TWh | 0
oil | 2017 | TWh | 2.08
coal | 2018 | TWh | 111.8
gas | 2018 | TWh | 90.09
hydro | 2018 | TWh | 59.75
nuclear | 2018 | TWh | 0
oil | 2018 | TWh | 1.44
coal | 2019 | TWh | 112.86
gas | 2019 | TWh | 54.88
hydro | 2019 | TWh | 88.64
nuclear | 2019 | TWh | 0
oil | 2019 | TWh | 0.97
coal | 2020 | TWh | 106.26
gas | 2020 | TWh | 68.07
hydro | 2020 | TWh | 77.86
nuclear | 2020 | TWh | 0
oil | 2020 | TWh | 0.34
coal | 2021 | TWh | 104.12
gas | 2021 | TWh | 107.34
hydro | 2021 | TWh | 55.51
nuclear | 2021 | TWh | 0
oil | 2021 | TWh | 0.35
coal | 2022 | TWh | 113.62
gas | 2022 | TWh | 71.86
hydro | 2022 | TWh | 66.66
nuclear | 2022 | TWh | 0
oil | 2022 | TWh | 0.73
coal | 2023 | TWh | 118.03
gas | 2023 | TWh | 66.48
hydro | 2023 | TWh | 63.72
nuclear | 2023 | TWh | 0
oil | 2023 | TWh | 0.94
coal | 2024 | TWh | 121.32
gas | 2024 | TWh | 63.28
hydro | 2024 | TWh | 74.57
nuclear | 2024 | TWh | 0
oil | 2024 | TWh | 0.98
coal | 2025 | TWh | 121.4
gas | 2025 | TWh | 78.36
hydro | 2025 | TWh | 57.27
nuclear | 2025 | TWh | 0
oil | 2025 | TWh | 1.03
coal | 2000 | GW | 6.59
gas | 2000 | GW | 4.91
hydro | 2000 | GW | 11.18
nuclear | 2000 | GW | 0
oil | 2000 | GW | 0.12
coal | 2001 | GW | 6.59
gas | 2001 | GW | 5.06
hydro | 2001 | GW | 11.67
nuclear | 2001 | GW | 0
oil | 2001 | GW | 0.12
coal | 2002 | GW | 6.59
gas | 2002 | GW | 7.54
hydro | 2002 | GW | 12.24
nuclear | 2002 | GW | 0
oil | 2002 | GW | 0.12
coal | 2003 | GW | 8.31
gas | 2003 | GW | 9.41
hydro | 2003 | GW | 12.58
nuclear | 2003 | GW | 0
oil | 2003 | GW | 0.12
coal | 2004 | GW | 8.31
gas | 2004 | GW | 10.58
hydro | 2004 | GW | 12.65
nuclear | 2004 | GW | 0
oil | 2004 | GW | 0.12
coal | 2005 | GW | 8.81
gas | 2005 | GW | 10.8
hydro | 2005 | GW | 12.91
nuclear | 2005 | GW | 0
oil | 2005 | GW | 0.12
coal | 2006 | GW | 9.89
gas | 2006 | GW | 10.99
hydro | 2006 | GW | 13.06
nuclear | 2006 | GW | 0
oil | 2006 | GW | 0.12
coal | 2007 | GW | 9.96
gas | 2007 | GW | 11.12
hydro | 2007 | GW | 13.4
nuclear | 2007 | GW | 0
oil | 2007 | GW | 0.3
coal | 2008 | GW | 9.96
gas | 2008 | GW | 11.36
hydro | 2008 | GW | 13.83
nuclear | 2008 | GW | 0
oil | 2008 | GW | 0.3
coal | 2009 | GW | 10.37
gas | 2009 | GW | 11.98
hydro | 2009 | GW | 14.55
nuclear | 2009 | GW | 0
oil | 2009 | GW | 0.3
coal | 2010 | GW | 11.76
gas | 2010 | GW | 14.12
hydro | 2010 | GW | 15.83
nuclear | 2010 | GW | 0
oil | 2010 | GW | 0.3
coal | 2011 | GW | 12.36
gas | 2011 | GW | 15.56
hydro | 2011 | GW | 17.14
nuclear | 2011 | GW | 0
oil | 2011 | GW | 0.3
coal | 2012 | GW | 12.36
gas | 2012 | GW | 15.66
hydro | 2012 | GW | 19.61
nuclear | 2012 | GW | 0
oil | 2012 | GW | 0.3
coal | 2013 | GW | 12.55
gas | 2013 | GW | 19.64
hydro | 2013 | GW | 22.29
nuclear | 2013 | GW | 0
oil | 2013 | GW | 0.3
coal | 2014 | GW | 14.16
gas | 2014 | GW | 21.62
hydro | 2014 | GW | 23.64
nuclear | 2014 | GW | 0
oil | 2014 | GW | 0.57
coal | 2015 | GW | 15.3
gas | 2015 | GW | 21.62
hydro | 2015 | GW | 25.87
nuclear | 2015 | GW | 0
oil | 2015 | GW | 0.57
coal | 2016 | GW | 17.15
gas | 2016 | GW | 23.08
hydro | 2016 | GW | 26.68
nuclear | 2016 | GW | 0
oil | 2016 | GW | 0.57
coal | 2017 | GW | 18.47
gas | 2017 | GW | 25.69
hydro | 2017 | GW | 27.27
nuclear | 2017 | GW | 0
oil | 2017 | GW | 0.57
coal | 2018 | GW | 18.8
gas | 2018 | GW | 26.94
hydro | 2018 | GW | 28.29
nuclear | 2018 | GW | 0
oil | 2018 | GW | 0.57
coal | 2019 | GW | 19.35
gas | 2019 | GW | 26.94
hydro | 2019 | GW | 28.5
nuclear | 2019 | GW | 0
oil | 2019 | GW | 0.57
coal | 2020 | GW | 19.35
gas | 2020 | GW | 26.94
hydro | 2020 | GW | 30.98
nuclear | 2020 | GW | 0
oil | 2020 | GW | 0.57
coal | 2021 | GW | 19.64
gas | 2021 | GW | 26.94
hydro | 2021 | GW | 31.49
nuclear | 2021 | GW | 0
oil | 2021 | GW | 0.57
coal | 2022 | GW | 21.02
gas | 2022 | GW | 26.94
hydro | 2022 | GW | 31.57
nuclear | 2022 | GW | 0
oil | 2022 | GW | 0.57
coal | 2023 | GW | 21.02
gas | 2023 | GW | 26.94
hydro | 2023 | GW | 31.96
nuclear | 2023 | GW | 0
oil | 2023 | GW | 0.57
coal | 2024 | GW | 21.02
gas | 2024 | GW | 26.94
hydro | 2024 | GW | 32.2
nuclear | 2024 | GW | 0
oil | 2024 | GW | 0.57
coal | 2025 | GW | 21.02
gas | 2025 | GW | 26.94
hydro | 2025 | GW | 32.29
nuclear | 2025 | GW | 0
oil | 2025 | GW | 0.57
bioenergy | 2000 | mtCO2 | 0.04
coal | 2000 | mtCO2 | 41.04
gas | 2000 | mtCO2 | 23.65
hydro | 2000 | mtCO2 | 0.74
nuclear | 2000 | mtCO2 | 0
oil | 2000 | mtCO2 | 5.94
bioenergy | 2000 | mtCO2 | 0
solar | 2000 | mtCO2 | 0
windon | 2000 | mtCO2 | 0
bioenergy | 2001 | mtCO2 | 0.04
coal | 2001 | mtCO2 | 41.27
gas | 2001 | mtCO2 | 25.26
hydro | 2001 | mtCO2 | 0.58
nuclear | 2001 | mtCO2 | 0
oil | 2001 | mtCO2 | 6.84
bioenergy | 2001 | mtCO2 | 0
solar | 2001 | mtCO2 | 0
windon | 2001 | mtCO2 | 0
bioenergy | 2002 | mtCO2 | 0.03
coal | 2002 | mtCO2 | 34.5
gas | 2002 | mtCO2 | 26.7
hydro | 2002 | mtCO2 | 0.81
nuclear | 2002 | mtCO2 | 0
oil | 2002 | mtCO2 | 6.87
bioenergy | 2002 | mtCO2 | 0
solar | 2002 | mtCO2 | 0
windon | 2002 | mtCO2 | 0
bioenergy | 2003 | mtCO2 | 0.02
coal | 2003 | mtCO2 | 34.34
gas | 2003 | mtCO2 | 32.29
hydro | 2003 | mtCO2 | 0.85
nuclear | 2003 | mtCO2 | 0
oil | 2003 | mtCO2 | 5.73
bioenergy | 2003 | mtCO2 | 0
solar | 2003 | mtCO2 | 0
windon | 2003 | mtCO2 | 0
bioenergy | 2004 | mtCO2 | 0.02
coal | 2004 | mtCO2 | 36.53
gas | 2004 | mtCO2 | 31.65
hydro | 2004 | mtCO2 | 1.11
nuclear | 2004 | mtCO2 | 0
oil | 2004 | mtCO2 | 4.7
bioenergy | 2004 | mtCO2 | 0
solar | 2004 | mtCO2 | 0
windon | 2004 | mtCO2 | 0
bioenergy | 2005 | mtCO2 | 0.01
coal | 2005 | mtCO2 | 45.91
gas | 2005 | mtCO2 | 37.34
hydro | 2005 | mtCO2 | 0.95
nuclear | 2005 | mtCO2 | 0
oil | 2005 | mtCO2 | 3.65
bioenergy | 2005 | mtCO2 | 0
solar | 2005 | mtCO2 | 0
windon | 2005 | mtCO2 | 0
bioenergy | 2006 | mtCO2 | 0.01
coal | 2006 | mtCO2 | 49.58
gas | 2006 | mtCO2 | 41.01
hydro | 2006 | mtCO2 | 1.06
nuclear | 2006 | mtCO2 | 0
oil | 2006 | mtCO2 | 3.07
bioenergy | 2006 | mtCO2 | 0
solar | 2006 | mtCO2 | 0
windon | 2006 | mtCO2 | 0
bioenergy | 2007 | mtCO2 | 0.02
coal | 2007 | mtCO2 | 56.85
gas | 2007 | mtCO2 | 48.3
hydro | 2007 | mtCO2 | 0.86
nuclear | 2007 | mtCO2 | 0
oil | 2007 | mtCO2 | 4.62
bioenergy | 2007 | mtCO2 | 0.01
solar | 2007 | mtCO2 | 0
windon | 2007 | mtCO2 | 0
bioenergy | 2008 | mtCO2 | 0.03
coal | 2008 | mtCO2 | 61.45
gas | 2008 | mtCO2 | 50.15
hydro | 2008 | mtCO2 | 0.8
nuclear | 2008 | mtCO2 | 0
oil | 2008 | mtCO2 | 5.29
bioenergy | 2008 | mtCO2 | 0.01
solar | 2008 | mtCO2 | 0
windon | 2008 | mtCO2 | 0.01
bioenergy | 2009 | mtCO2 | 0.06
coal | 2009 | mtCO2 | 59.24
gas | 2009 | mtCO2 | 48.84
hydro | 2009 | mtCO2 | 0.86
nuclear | 2009 | mtCO2 | 0
oil | 2009 | mtCO2 | 3.41
bioenergy | 2009 | mtCO2 | 0.02
solar | 2009 | mtCO2 | 0
windon | 2009 | mtCO2 | 0.01
bioenergy | 2010 | mtCO2 | 0.08
coal | 2010 | mtCO2 | 58.08
gas | 2010 | mtCO2 | 49.88
hydro | 2010 | mtCO2 | 1.24
nuclear | 2010 | mtCO2 | 0
oil | 2010 | mtCO2 | 1.59
bioenergy | 2010 | mtCO2 | 0.03
solar | 2010 | mtCO2 | 0
windon | 2010 | mtCO2 | 0.03
bioenergy | 2011 | mtCO2 | 0.08
coal | 2011 | mtCO2 | 69.13
gas | 2011 | mtCO2 | 52.88
hydro | 2011 | mtCO2 | 1.26
nuclear | 2011 | mtCO2 | 0
oil | 2011 | mtCO2 | 0.72
bioenergy | 2011 | mtCO2 | 0.03
solar | 2011 | mtCO2 | 0
windon | 2011 | mtCO2 | 0.04
bioenergy | 2012 | mtCO2 | 0.14
coal | 2012 | mtCO2 | 70.48
gas | 2012 | mtCO2 | 53.11
hydro | 2012 | mtCO2 | 1.39
nuclear | 2012 | mtCO2 | 0
oil | 2012 | mtCO2 | 1.24
bioenergy | 2012 | mtCO2 | 0.03
solar | 2012 | mtCO2 | 0
windon | 2012 | mtCO2 | 0.05
bioenergy | 2013 | mtCO2 | 0.2
coal | 2013 | mtCO2 | 65.92
gas | 2013 | mtCO2 | 53.42
hydro | 2013 | mtCO2 | 1.43
nuclear | 2013 | mtCO2 | 0
oil | 2013 | mtCO2 | 1.42
bioenergy | 2013 | mtCO2 | 0.05
solar | 2013 | mtCO2 | 0
windon | 2013 | mtCO2 | 0.07
bioenergy | 2014 | mtCO2 | 0.25
coal | 2014 | mtCO2 | 78.55
gas | 2014 | mtCO2 | 61.28
hydro | 2014 | mtCO2 | 0.98
nuclear | 2014 | mtCO2 | 0
oil | 2014 | mtCO2 | 1.74
bioenergy | 2014 | mtCO2 | 0.09
solar | 2014 | mtCO2 | 0
windon | 2014 | mtCO2 | 0.08
bioenergy | 2015 | mtCO2 | 0.29
coal | 2015 | mtCO2 | 77.68
gas | 2015 | mtCO2 | 50.43
hydro | 2015 | mtCO2 | 1.61
nuclear | 2015 | mtCO2 | 0
oil | 2015 | mtCO2 | 1.92
bioenergy | 2015 | mtCO2 | 0.13
solar | 2015 | mtCO2 | 0.01
windon | 2015 | mtCO2 | 0.1
bioenergy | 2016 | mtCO2 | 0.37
coal | 2016 | mtCO2 | 94.07
gas | 2016 | mtCO2 | 45.35
hydro | 2016 | mtCO2 | 1.61
nuclear | 2016 | mtCO2 | 0
oil | 2016 | mtCO2 | 1.86
bioenergy | 2016 | mtCO2 | 0.18
solar | 2016 | mtCO2 | 0.05
windon | 2016 | mtCO2 | 0.14
bioenergy | 2017 | mtCO2 | 0.48
coal | 2017 | mtCO2 | 99.07
gas | 2017 | mtCO2 | 56.15
hydro | 2017 | mtCO2 | 1.4
nuclear | 2017 | mtCO2 | 0
oil | 2017 | mtCO2 | 1.46
bioenergy | 2017 | mtCO2 | 0.23
solar | 2017 | mtCO2 | 0.14
windon | 2017 | mtCO2 | 0.16
bioenergy | 2018 | mtCO2 | 0.58
coal | 2018 | mtCO2 | 113.29
gas | 2018 | mtCO2 | 45.79
hydro | 2018 | mtCO2 | 1.43
nuclear | 2018 | mtCO2 | 0
oil | 2018 | mtCO2 | 1.01
bioenergy | 2018 | mtCO2 | 0.26
solar | 2018 | mtCO2 | 0.37
windon | 2018 | mtCO2 | 0.18
bioenergy | 2019 | mtCO2 | 0.78
coal | 2019 | mtCO2 | 114.53
gas | 2019 | mtCO2 | 27.89
hydro | 2019 | mtCO2 | 2.13
nuclear | 2019 | mtCO2 | 0
oil | 2019 | mtCO2 | 0.68
bioenergy | 2019 | mtCO2 | 0.31
solar | 2019 | mtCO2 | 0.46
windon | 2019 | mtCO2 | 0.19
bioenergy | 2020 | mtCO2 | 1
coal | 2020 | mtCO2 | 107.22
gas | 2020 | mtCO2 | 34.6
hydro | 2020 | mtCO2 | 1.87
nuclear | 2020 | mtCO2 | 0
oil | 2020 | mtCO2 | 0.24
bioenergy | 2020 | mtCO2 | 0.35
solar | 2020 | mtCO2 | 0.54
windon | 2020 | mtCO2 | 0.22
bioenergy | 2021 | mtCO2 | 1.41
coal | 2021 | mtCO2 | 105.7
gas | 2021 | mtCO2 | 54.55
hydro | 2021 | mtCO2 | 1.33
nuclear | 2021 | mtCO2 | 0
oil | 2021 | mtCO2 | 0.24
bioenergy | 2021 | mtCO2 | 0.38
solar | 2021 | mtCO2 | 0.64
windon | 2021 | mtCO2 | 0.28
bioenergy | 2022 | mtCO2 | 1.75
coal | 2022 | mtCO2 | 115
gas | 2022 | mtCO2 | 36.52
hydro | 2022 | mtCO2 | 1.6
nuclear | 2022 | mtCO2 | 0
oil | 2022 | mtCO2 | 0.51
bioenergy | 2022 | mtCO2 | 0.39
solar | 2022 | mtCO2 | 0.73
windon | 2022 | mtCO2 | 0.31
bioenergy | 2023 | mtCO2 | 1.89
coal | 2023 | mtCO2 | 118.83
gas | 2023 | mtCO2 | 33.79
hydro | 2023 | mtCO2 | 1.53
nuclear | 2023 | mtCO2 | 0
oil | 2023 | mtCO2 | 0.66
bioenergy | 2023 | mtCO2 | 0.38
solar | 2023 | mtCO2 | 0.88
windon | 2023 | mtCO2 | 0.3
bioenergy | 2024 | mtCO2 | 2
coal | 2024 | mtCO2 | 122.07
gas | 2024 | mtCO2 | 32.16
hydro | 2024 | mtCO2 | 1.79
nuclear | 2024 | mtCO2 | 0
oil | 2024 | mtCO2 | 0.69
bioenergy | 2024 | mtCO2 | 0.39
solar | 2024 | mtCO2 | 1.23
windon | 2024 | mtCO2 | 0.33
bioenergy | 2025 | mtCO2 | 1.95
coal | 2025 | mtCO2 | 121.94
gas | 2025 | mtCO2 | 39.82
hydro | 2025 | mtCO2 | 1.37
nuclear | 2025 | mtCO2 | 0
oil | 2025 | mtCO2 | 0.72
bioenergy | 2025 | mtCO2 | 0.4
solar | 2025 | mtCO2 | 1.79
windon | 2025 | mtCO2 | 0.35
solar | 2000 | GW | 0.0001
solar | 2001 | GW | 0.0003
solar | 2002 | GW | 0.0006
solar | 2003 | GW | 0.001
solar | 2004 | GW | 0.0015
solar | 2005 | GW | 0.002
solar | 2006 | GW | 0.0025
solar | 2007 | GW | 0.003
solar | 2008 | GW | 0.0037
solar | 2009 | GW | 0.0047
solar | 2010 | GW | 0.0057
solar | 2011 | GW | 0.0067
solar | 2012 | GW | 0.0117
solar | 2013 | GW | 0.0177
solar | 2014 | GW | 0.04
solar | 2015 | GW | 0.249
solar | 2016 | GW | 0.833
solar | 2017 | GW | 3.4207
solar | 2018 | GW | 5.0626
solar | 2019 | GW | 5.9952
solar | 2020 | GW | 6.6674
solar | 2021 | GW | 7.8156
solar | 2022 | GW | 9.4254
solar | 2023 | GW | 11.2924
solar | 2024 | GW | 19.8824
solar | 2013 | GW | 0.001
solar | 2014 | GW | 0.001
solar | 2015 | GW | 0.001
solar | 2016 | GW | 0.001
solar | 2017 | GW | 0.001
solar | 2018 | GW | 0.001
solar | 2019 | GW | 0.001
solar | 2020 | GW | 0.001
solar | 2021 | GW | 0.001
solar | 2022 | GW | 0.001
solar | 2023 | GW | 0.001
solar | 2024 | GW | 0.001
solar | 2000 | TWh | 0.000149
solar | 2001 | TWh | 0.000446
solar | 2002 | TWh | 0.000891
solar | 2003 | TWh | 0.001485
solar | 2004 | TWh | 0.002228
solar | 2005 | TWh | 0.00297
solar | 2006 | TWh | 0.003713
solar | 2007 | TWh | 0.004455
solar | 2008 | TWh | 0.005495
solar | 2009 | TWh | 0.00698
solar | 2010 | TWh | 0.008465
solar | 2011 | TWh | 0.00995
solar | 2012 | TWh | 0.017375
solar | 2013 | TWh | 0.026285
solar | 2014 | TWh | 0.017366
solar | 2015 | TWh | 0.19406
solar | 2016 | TWh | 1.0431
solar | 2017 | TWh | 2.8893
solar | 2018 | TWh | 7.7998
solar | 2019 | TWh | 9.2498
solar | 2020 | TWh | 10.9502
solar | 2021 | TWh | 13.9429
solar | 2022 | TWh | 16.8876
solar | 2023 | TWh | 22.0906
solar | 2013 | TWh | 0.002555
solar | 2014 | TWh | 0.003066
solar | 2015 | TWh | 0.003066
solar | 2016 | TWh | 0.003066
solar | 2017 | TWh | 0.003066
solar | 2018 | TWh | 0.003066
solar | 2019 | TWh | 0.003066
solar | 2020 | TWh | 0.003066
solar | 2021 | TWh | 0.003066
solar | 2022 | TWh | 0.003066
solar | 2023 | TWh | 0.003066
windon | 2000 | GW | 0.019
windon | 2001 | GW | 0.019
windon | 2002 | GW | 0.019
windon | 2003 | GW | 0.019
windon | 2004 | GW | 0.019
windon | 2005 | GW | 0.021
windon | 2006 | GW | 0.059
windon | 2007 | GW | 0.146
windon | 2008 | GW | 0.364
windon | 2009 | GW | 0.792
windon | 2010 | GW | 1.32
windon | 2011 | GW | 1.729
windon | 2012 | GW | 2.261
windon | 2013 | GW | 2.76
windon | 2014 | GW | 3.63
windon | 2015 | GW | 4.503
windon | 2016 | GW | 5.751
windon | 2017 | GW | 6.5161
windon | 2018 | GW | 7.0054
windon | 2019 | GW | 7.5912
windon | 2020 | GW | 8.8324
windon | 2021 | GW | 10.607
windon | 2022 | GW | 11.3962
windon | 2023 | GW | 11.8061
windon | 2024 | GW | 12.9731
windon | 2000 | TWh | 0.033
windon | 2001 | TWh | 0.062
windon | 2002 | TWh | 0.048
windon | 2003 | TWh | 0.061
windon | 2004 | TWh | 0.058
windon | 2005 | TWh | 0.059
windon | 2006 | TWh | 0.12654
windon | 2007 | TWh | 0.35511
windon | 2008 | TWh | 0.84703
windon | 2009 | TWh | 1.4954
windon | 2010 | TWh | 2.9164
windon | 2011 | TWh | 4.7239
windon | 2012 | TWh | 5.8608
windon | 2013 | TWh | 7.5575
windon | 2014 | TWh | 8.5201
windon | 2015 | TWh | 11.6525
windon | 2016 | TWh | 15.5171
windon | 2017 | TWh | 17.9038
windon | 2018 | TWh | 19.9492
windon | 2019 | TWh | 21.7307
windon | 2020 | TWh | 24.8282
windon | 2021 | TWh | 31.4367
windon | 2022 | TWh | 34.9454
windon | 2023 | TWh | 34.109
bioenergy | 2000 | GW | 0.004
bioenergy | 2001 | GW | 0.004
bioenergy | 2002 | GW | 0.009
bioenergy | 2003 | GW | 0.009
bioenergy | 2004 | GW | 0.009
bioenergy | 2005 | GW | 0.009
bioenergy | 2006 | GW | 0.014
bioenergy | 2007 | GW | 0.016
bioenergy | 2008 | GW | 0.033
bioenergy | 2009 | GW | 0.055
bioenergy | 2010 | GW | 0.071
bioenergy | 2011 | GW | 0.089
bioenergy | 2012 | GW | 0.132
bioenergy | 2013 | GW | 0.162
bioenergy | 2014 | GW | 0.204
bioenergy | 2015 | GW | 0.252
bioenergy | 2016 | GW | 0.297
bioenergy | 2017 | GW | 0.3765
bioenergy | 2018 | GW | 0.43849
bioenergy | 2019 | GW | 0.54778
bioenergy | 2020 | GW | 0.74077
bioenergy | 2021 | GW | 0.98684
bioenergy | 2022 | GW | 1.1257
bioenergy | 2023 | GW | 1.1806
bioenergy | 2024 | GW | 1.1766
bioenergy | 2014 | GW | 0.007
bioenergy | 2015 | GW | 0.007
bioenergy | 2016 | GW | 0.007
bioenergy | 2017 | GW | 0.0123
bioenergy | 2018 | GW | 0.018802
bioenergy | 2019 | GW | 0.019282
bioenergy | 2020 | GW | 0.02278
bioenergy | 2021 | GW | 0.050933
bioenergy | 2022 | GW | 0.064933
bioenergy | 2023 | GW | 0.078929
bioenergy | 2024 | GW | 0.078929
bioenergy | 2018 | GW | 0.00125
bioenergy | 2019 | GW | 0.00225
bioenergy | 2020 | GW | 0.0023
bioenergy | 2021 | GW | 0.054235
bioenergy | 2022 | GW | 0.054235
bioenergy | 2023 | GW | 0.0609
bioenergy | 2024 | GW | 0.0609
bioenergy | 2000 | GW | 0.072
bioenergy | 2001 | GW | 0.072
bioenergy | 2002 | GW | 0.072
bioenergy | 2003 | GW | 0.072
bioenergy | 2004 | GW | 0.072
bioenergy | 2005 | GW | 0.072
bioenergy | 2006 | GW | 0.072
bioenergy | 2007 | GW | 0.072
bioenergy | 2008 | GW | 0.069
bioenergy | 2009 | GW | 0.047
bioenergy | 2010 | GW | 0.047
bioenergy | 2011 | GW | 0.01
bioenergy | 2012 | GW | 0.01
bioenergy | 2013 | GW | 0.01
bioenergy | 2014 | GW | 0.01
bioenergy | 2015 | GW | 0.012
bioenergy | 2016 | GW | 0.055
bioenergy | 2017 | GW | 0.083
bioenergy | 2018 | GW | 0.12895
bioenergy | 2019 | GW | 0.21422
bioenergy | 2020 | GW | 0.33163
bioenergy | 2021 | GW | 0.49096
bioenergy | 2022 | GW | 0.61617
bioenergy | 2023 | GW | 0.69002
bioenergy | 2024 | GW | 0.69002
bioenergy | 2000 | TWh | 0.021
bioenergy | 2001 | TWh | 0.024
bioenergy | 2002 | TWh | 0.026
bioenergy | 2003 | TWh | 0.031
bioenergy | 2004 | TWh | 0.03
bioenergy | 2005 | TWh | 0.029
bioenergy | 2006 | TWh | 0.035
bioenergy | 2007 | TWh | 0.07
bioenergy | 2008 | TWh | 0.118
bioenergy | 2009 | TWh | 0.222
bioenergy | 2010 | TWh | 0.296
bioenergy | 2011 | TWh | 0.327
bioenergy | 2012 | TWh | 0.559
bioenergy | 2013 | TWh | 0.844
bioenergy | 2014 | TWh | 1.047
bioenergy | 2015 | TWh | 1.208
bioenergy | 2016 | TWh | 1.56
bioenergy | 2017 | TWh | 1.781
bioenergy | 2018 | TWh | 2.1586
bioenergy | 2019 | TWh | 2.5984
bioenergy | 2020 | TWh | 3.0475
bioenergy | 2021 | TWh | 4.0823
bioenergy | 2022 | TWh | 4.6025
bioenergy | 2023 | TWh | 4.6805
bioenergy | 2014 | TWh | 0.002
bioenergy | 2015 | TWh | 0.001
bioenergy | 2016 | TWh | 0.001
bioenergy | 2017 | TWh | 0.002351
bioenergy | 2018 | TWh | 0.005061
bioenergy | 2019 | TWh | 0.022357
bioenergy | 2020 | TWh | 0.040449
bioenergy | 2021 | TWh | 0.056163
bioenergy | 2022 | TWh | 0.045307
bioenergy | 2023 | TWh | 0.030788
bioenergy | 2018 | TWh | 0.011452
bioenergy | 2019 | TWh | 0.017067
bioenergy | 2020 | TWh | 0.014538
bioenergy | 2021 | TWh | 0.28442
bioenergy | 2022 | TWh | 0.72802
bioenergy | 2023 | TWh | 0.72587
bioenergy | 2000 | TWh | 0.145
bioenergy | 2001 | TWh | 0.16
bioenergy | 2002 | TWh | 0.104
bioenergy | 2003 | TWh | 0.048
bioenergy | 2004 | TWh | 0.046
bioenergy | 2005 | TWh | 0.005
bioenergy | 2006 | TWh | 0.022
bioenergy | 2007 | TWh | 0.025
bioenergy | 2008 | TWh | 0.024
bioenergy | 2009 | TWh | 0.03
bioenergy | 2010 | TWh | 0.036
bioenergy | 2011 | TWh | 0.016
bioenergy | 2012 | TWh | 0.033
bioenergy | 2013 | TWh | 0.035
bioenergy | 2014 | TWh | 0.034
bioenergy | 2015 | TWh | 0.032
bioenergy | 2016 | TWh | 0.074
bioenergy | 2017 | TWh | 0.31305
bioenergy | 2018 | TWh | 0.47439
bioenergy | 2019 | TWh | 0.86784
bioenergy | 2020 | TWh | 1.3421
bioenergy | 2021 | TWh | 2.0298
bioenergy | 2022 | TWh | 2.6973
bioenergy | 2023 | TWh | 3.2815
geothermal | 2000 | GW | 0.018
geothermal | 2001 | GW | 0.018
geothermal | 2002 | GW | 0.018
geothermal | 2003 | GW | 0.015
geothermal | 2004 | GW | 0.015
geothermal | 2005 | GW | 0.015
geothermal | 2006 | GW | 0.023
geothermal | 2007 | GW | 0.023
geothermal | 2008 | GW | 0.03
geothermal | 2009 | GW | 0.077
geothermal | 2010 | GW | 0.094
geothermal | 2011 | GW | 0.114
geothermal | 2012 | GW | 0.162
geothermal | 2013 | GW | 0.311
geothermal | 2014 | GW | 0.405
geothermal | 2015 | GW | 0.624
geothermal | 2016 | GW | 0.821
geothermal | 2017 | GW | 1.0637
geothermal | 2018 | GW | 1.2825
geothermal | 2019 | GW | 1.5147
geothermal | 2020 | GW | 1.6132
geothermal | 2021 | GW | 1.6762
geothermal | 2022 | GW | 1.6913
geothermal | 2023 | GW | 1.6913
geothermal | 2024 | GW | 1.7343
geothermal | 2000 | TWh | 0.076
geothermal | 2001 | TWh | 0.09
geothermal | 2002 | TWh | 0.105
geothermal | 2003 | TWh | 0.089
geothermal | 2004 | TWh | 0.093
geothermal | 2005 | TWh | 0.094
geothermal | 2006 | TWh | 0.094013
geothermal | 2007 | TWh | 0.15595
geothermal | 2008 | TWh | 0.16243
geothermal | 2009 | TWh | 0.43574
geothermal | 2010 | TWh | 0.66821
geothermal | 2011 | TWh | 0.69435
geothermal | 2012 | TWh | 0.89934
geothermal | 2013 | TWh | 1.3635
geothermal | 2014 | TWh | 2.364
geothermal | 2015 | TWh | 3.425
geothermal | 2016 | TWh | 4.8185
geothermal | 2017 | TWh | 6.1275
geothermal | 2018 | TWh | 7.431
geothermal | 2019 | TWh | 8.9517
geothermal | 2020 | TWh | 10.0277
geothermal | 2021 | TWh | 10.7932
geothermal | 2022 | TWh | 11.1188
geothermal | 2023 | TWh | 11.1021
Export | 2000 | TWh | 0.4
Import | 2000 | TWh | 3.8
Export | 2001 | TWh | 0.4
Import | 2001 | TWh | 4.6
Export | 2002 | TWh | 0.4
Import | 2002 | TWh | 3.6
Export | 2003 | TWh | 0.6
Import | 2003 | TWh | 1.2
Export | 2004 | TWh | 1.1
Import | 2004 | TWh | 0.5
Export | 2005 | TWh | 1.8
Import | 2005 | TWh | 0.6
Export | 2006 | TWh | 2.2
Import | 2006 | TWh | 0.6
Export | 2007 | TWh | 2.4
Import | 2007 | TWh | 0.9
Export | 2008 | TWh | 1.1
Import | 2008 | TWh | 0.8
Export | 2009 | TWh | 1.5
Import | 2009 | TWh | 0.8
Export | 2010 | TWh | 1.9
Import | 2010 | TWh | 1.1
Export | 2011 | TWh | 3.6
Import | 2011 | TWh | 4.6
Export | 2012 | TWh | 3
Import | 2012 | TWh | 5.8
Export | 2013 | TWh | 1.2
Import | 2013 | TWh | 7.4
Export | 2014 | TWh | 2.7
Import | 2014 | TWh | 8
Export | 2015 | TWh | 3.2
Import | 2015 | TWh | 7.1
Export | 2016 | TWh | 1.5
Import | 2016 | TWh | 6.3
Export | 2017 | TWh | 3.3
Import | 2017 | TWh | 2.7
Export | 2018 | TWh | 3.1
Import | 2018 | TWh | 2.5
Export | 2019 | TWh | 2.8
Import | 2019 | TWh | 2.2
Export | 2020 | TWh | 2.5
Import | 2020 | TWh | 1.9
Export | 2021 | TWh | 4.2
Import | 2021 | TWh | 2.3
Export | 2022 | TWh | 3.7
Import | 2022 | TWh | 6.4
Export | 2023 | TWh | 2.1
Import | 2023 | TWh | 6.1

## historical_data
EMBER Generation (TWh)
model_fuel | 2000 | 2001 | 2002 | 2003 | 2004 | 2005 | 2006 | 2007 | 2008 | 2009 | 2010 | 2011 | 2012 | 2013 | 2014 | 2015 | 2016 | 2017 | 2018 | 2019 | 2020 | 2021 | 2022 | 2023 | 2024 | 2025
bioenergy | 0.25 | 0.27 | 0.23 | 0.17 | 0.17 | 0.12 | 0.15 | 0.25 | 0.3 | 0.69 | 1 | 1.03 | 1.49 | 2.24 | 3.44 | 4.66 | 6.45 | 8.23 | 9.41 | 11.63 | 13.66 | 16.26 | 17.84 | 18.34 | 18.88 | 19.13
coal | 38.19 | 38.42 | 32.15 | 32.25 | 34.45 | 43.2 | 46.65 | 53.43 | 57.72 | 55.69 | 55.05 | 66.22 | 68.01 | 63.78 | 76.26 | 76.16 | 92.27 | 97.48 | 111.8 | 112.86 | 106.26 | 104.12 | 113.62 | 118.03 | 121.32 | 121.4
gas | 46.54 | 49.71 | 52.53 | 63.54 | 62.27 | 73.48 | 80.69 | 95.03 | 98.68 | 96.1 | 98.14 | 104.05 | 104.5 | 105.12 | 120.58 | 99.22 | 89.23 | 110.49 | 90.09 | 54.88 | 68.07 | 107.34 | 71.86 | 66.48 | 63.28 | 78.36
hydro | 30.88 | 24.01 | 33.68 | 35.33 | 46.08 | 39.56 | 44.24 | 35.85 | 33.27 | 35.96 | 51.8 | 52.34 | 57.86 | 59.42 | 40.64 | 67.15 | 67.23 | 58.22 | 59.75 | 88.64 | 77.86 | 55.51 | 66.66 | 63.72 | 74.57 | 57.27
nuclear | 0 | 0 | 0 | 0 | 0 | 0 | 0 | 0 | 0 | 0 | 0 | 0 | 0 | 0 | 0 | 0 | 0 | 0 | 0 | 0 | 0 | 0 | 0 | 0 | 0 | 0
oil | 8.49 | 9.77 | 9.82 | 8.19 | 6.72 | 5.21 | 4.39 | 6.6 | 7.55 | 4.87 | 2.27 | 1.03 | 1.77 | 2.03 | 2.49 | 2.74 | 2.66 | 2.08 | 1.44 | 0.97 | 0.34 | 0.35 | 0.73 | 0.94 | 0.98 | 1.03
solar | 0 | 0 | 0 | 0 | 0 | 0 | 0 | 0 | 0 | 0 | 0 | 0 | 0 | 0 | 0.02 | 0.19 | 1.04 | 2.89 | 7.8 | 9.57 | 11.2 | 13.28 | 15.16 | 18.4 | 25.67 | 37.25
windon | 0.03 | 0.06 | 0.05 | 0.06 | 0.06 | 0.06 | 0.13 | 0.36 | 0.85 | 1.5 | 2.92 | 4.72 | 5.86 | 7.56 | 8.52 | 11.65 | 15.52 | 17.9 | 19.86 | 21.63 | 24.61 | 31.02 | 34.69 | 33.88 | 36.53 | 39.42
EMBER Capacity (GW)
model_fuel | 2000 | 2001 | 2002 | 2003 | 2004 | 2005 | 2006 | 2007 | 2008 | 2009 | 2010 | 2011 | 2012 | 2013 | 2014 | 2015 | 2016 | 2017 | 2018 | 2019 | 2020 | 2021 | 2022 | 2023 | 2024 | 2025
bioenergy | 0.08 | 0.08 | 0.08 | 0.08 | 0.08 | 0.08 | 0.09 | 0.09 | 0.1 | 0.1 | 0.12 | 0.1 | 0.14 | 0.17 | 0.22 | 0.27 | 0.36 | 0.47 | 0.59 | 0.78 | 1.1 | 1.58 | 1.86 | 2.01 | 2.05 | 2
coal | 6.59 | 6.59 | 6.59 | 8.31 | 8.31 | 8.81 | 9.89 | 9.96 | 9.96 | 10.37 | 11.76 | 12.36 | 12.36 | 12.55 | 14.16 | 15.3 | 17.15 | 18.47 | 18.8 | 19.35 | 19.35 | 19.64 | 21.02 | 21.02 | 21.02 | 21.02
gas | 4.91 | 5.06 | 7.54 | 9.41 | 10.58 | 10.8 | 10.99 | 11.12 | 11.36 | 11.98 | 14.12 | 15.56 | 15.66 | 19.64 | 21.62 | 21.62 | 23.08 | 25.69 | 26.94 | 26.94 | 26.94 | 26.94 | 26.94 | 26.94 | 26.94 | 26.94
hydro | 11.18 | 11.67 | 12.24 | 12.58 | 12.65 | 12.91 | 13.06 | 13.4 | 13.83 | 14.55 | 15.83 | 17.14 | 19.61 | 22.29 | 23.64 | 25.87 | 26.68 | 27.27 | 28.29 | 28.5 | 30.98 | 31.49 | 31.57 | 31.96 | 32.2 | 32.29
nuclear | 0 | 0 | 0 | 0 | 0 | 0 | 0 | 0 | 0 | 0 | 0 | 0 | 0 | 0 | 0 | 0 | 0 | 0 | 0 | 0 | 0 | 0 | 0 | 0 | 0 | 0
oil | 0.12 | 0.12 | 0.12 | 0.12 | 0.12 | 0.12 | 0.12 | 0.3 | 0.3 | 0.3 | 0.3 | 0.3 | 0.3 | 0.3 | 0.57 | 0.57 | 0.57 | 0.57 | 0.57 | 0.57 | 0.57 | 0.57 | 0.57 | 0.57 | 0.57 | 0.57
solar | 0 | 0 | 0 | 0 | 0 | 0 | 0 | 0 | 0 | 0 | 0.01 | 0.01 | 0.01 | 0.02 | 0.04 | 0.25 | 0.83 | 3.42 | 5.06 | 6 | 6.67 | 7.82 | 9.43 | 15.61 | 20.23 | 25.47
windon | 0.02 | 0.02 | 0.02 | 0.02 | 0.02 | 0.02 | 0.06 | 0.15 | 0.36 | 0.79 | 1.32 | 1.73 | 2.26 | 2.76 | 3.63 | 4.5 | 5.75 | 6.52 | 7.01 | 7.59 | 8.83 | 10.61 | 11.4 | 11.81 | 12.87 | 14.78
EMBER Emissions (Mt CO2)
model_fuel | 2000 | 2001 | 2002 | 2003 | 2004 | 2005 | 2006 | 2007 | 2008 | 2009 | 2010 | 2011 | 2012 | 2013 | 2014 | 2015 | 2016 | 2017 | 2018 | 2019 | 2020 | 2021 | 2022 | 2023 | 2024 | 2025
bioenergy | 0.04 | 0.04 | 0.03 | 0.02 | 0.02 | 0.01 | 0.01 | 0.03 | 0.04 | 0.08 | 0.11 | 0.11 | 0.17 | 0.25 | 0.34 | 0.42 | 0.55 | 0.71 | 0.84 | 1.09 | 1.35 | 1.79 | 2.14 | 2.27 | 2.39 | 2.35
coal | 41.04 | 41.27 | 34.5 | 34.34 | 36.53 | 45.91 | 49.58 | 56.85 | 61.45 | 59.24 | 58.08 | 69.13 | 70.48 | 65.92 | 78.55 | 77.68 | 94.07 | 99.07 | 113.29 | 114.53 | 107.22 | 105.7 | 115 | 118.83 | 122.07 | 121.94
gas | 23.65 | 25.26 | 26.7 | 32.29 | 31.65 | 37.34 | 41.01 | 48.3 | 50.15 | 48.84 | 49.88 | 52.88 | 53.11 | 53.42 | 61.28 | 50.43 | 45.35 | 56.15 | 45.79 | 27.89 | 34.6 | 54.55 | 36.52 | 33.79 | 32.16 | 39.82
hydro | 0.74 | 0.58 | 0.81 | 0.85 | 1.11 | 0.95 | 1.06 | 0.86 | 0.8 | 0.86 | 1.24 | 1.26 | 1.39 | 1.43 | 0.98 | 1.61 | 1.61 | 1.4 | 1.43 | 2.13 | 1.87 | 1.33 | 1.6 | 1.53 | 1.79 | 1.37
nuclear | 0 | 0 | 0 | 0 | 0 | 0 | 0 | 0 | 0 | 0 | 0 | 0 | 0 | 0 | 0 | 0 | 0 | 0 | 0 | 0 | 0 | 0 | 0 | 0 | 0 | 0
oil | 5.94 | 6.84 | 6.87 | 5.73 | 4.7 | 3.65 | 3.07 | 4.62 | 5.29 | 3.41 | 1.59 | 0.72 | 1.24 | 1.42 | 1.74 | 1.92 | 1.86 | 1.46 | 1.01 | 0.68 | 0.24 | 0.24 | 0.51 | 0.66 | 0.69 | 0.72
solar | 0 | 0 | 0 | 0 | 0 | 0 | 0 | 0 | 0 | 0 | 0 | 0 | 0 | 0 | 0 | 0.01 | 0.05 | 0.14 | 0.37 | 0.46 | 0.54 | 0.64 | 0.73 | 0.88 | 1.23 | 1.79
windon | 0 | 0 | 0 | 0 | 0 | 0 | 0 | 0 | 0.01 | 0.01 | 0.03 | 0.04 | 0.05 | 0.07 | 0.08 | 0.1 | 0.14 | 0.16 | 0.18 | 0.19 | 0.22 | 0.28 | 0.31 | 0.3 | 0.33 | 0.35
IRENA Generation (TWh)
model_fuel | 2000 | 2001 | 2002 | 2003 | 2004 | 2005 | 2006 | 2007 | 2008 | 2009 | 2010 | 2011 | 2012 | 2013 | 2014 | 2015 | 2016 | 2017 | 2018 | 2019 | 2020 | 2021 | 2022 | 2023
bioenergy | 0.166 | 0.184 | 0.13 | 0.079 | 0.076 | 0.034 | 0.057 | 0.095 | 0.142 | 0.252 | 0.332 | 0.343 | 0.592 | 0.879 | 1.083 | 1.241 | 1.635 | 2.0964 | 2.6495 | 3.5057 | 4.4446 | 6.4526 | 8.0731 | 8.7186
coal | 38.187 | 38.416 | 32.149 | 32.252 | 34.448 | 43.192 | 46.65 | 53.431 | 57.716 | 55.684 | 55.047 | 66.217 | 68.013 | 63.786 | 76.263 | 76.166 | 92.273 | 97.4763 | 113.2486 | 112.8941 | 105.812 | 103.3821 | 112.8798 | 119.0604
gas | 46.216 | 49.55 | 52.497 | 63.536 | 62.241 | 73.445 | 80.691 | 95.025 | 98.685 | 96.095 | 98.144 | 104.048 | 104.499 | 105.116 | 120.576 | 99.218 | 89.227 | 110.49 | 92.4828 | 57.2882 | 70.9313 | 111.1808 | 75.0587 | 69.4538
geothermal | 0.076 | 0.09 | 0.105 | 0.089 | 0.093 | 0.094 | 0.094013 | 0.15595 | 0.16243 | 0.43574 | 0.66821 | 0.69435 | 0.89934 | 1.3635 | 2.364 | 3.425 | 4.8185 | 6.1275 | 7.431 | 8.9517 | 10.0277 | 10.7932 | 11.1188 | 11.1021
hydro | 30.879 | 24.01 | 33.683 | 35.33 | 46.084 | 39.5606 | 44.2442 | 35.8508 | 33.2698 | 35.9584 | 51.7954 | 52.3386 | 57.865 | 59.4205 | 40.6447 | 67.1456 | 67.2309 | 58.2185 | 59.9384 | 88.8228 | 78.0944 | 55.9268 | 66.8025 | 64.0024
oil | 9.365 | 10.413 | 10.788 | 9.234 | 7.698 | 5.571 | 4.436 | 6.645 | 7.596 | 4.892 | 2.305 | 1.03 | 1.768 | 2.032 | 2.495 | 2.741 | 2.663 | 2.0758 | 1.3025 | 1.4545 | 1.6147 | 1.608 | 2.6135 | 2.612
solar | 0.000149 | 0.000446 | 0.000891 | 0.001485 | 0.002228 | 0.00297 | 0.003713 | 0.004455 | 0.005495 | 0.00698 | 0.008465 | 0.00995 | 0.017375 | 0.02884 | 0.020432 | 0.19713 | 1.0462 | 2.8924 | 7.8029 | 9.2529 | 10.9532 | 13.9459 | 16.8906 | 22.0936
windon | 0.033 | 0.062 | 0.048 | 0.061 | 0.058 | 0.059 | 0.12654 | 0.35511 | 0.84703 | 1.4954 | 2.9164 | 4.7239 | 5.8608 | 7.5575 | 8.5201 | 11.6525 | 15.5171 | 17.9038 | 19.9492 | 21.7307 | 24.8282 | 31.4367 | 34.9454 | 34.109
IRENA Capacity (GW)
model_fuel | 2000 | 2001 | 2002 | 2003 | 2004 | 2005 | 2006 | 2007 | 2008 | 2009 | 2010 | 2011 | 2012 | 2013 | 2014 | 2015 | 2016 | 2017 | 2018 | 2019 | 2020 | 2021 | 2022 | 2023 | 2024
bioenergy | 0.076 | 0.076 | 0.081 | 0.081 | 0.081 | 0.081 | 0.086 | 0.088 | 0.102 | 0.102 | 0.118 | 0.099 | 0.142 | 0.172 | 0.221 | 0.271 | 0.359 | 0.4718 | 0.58749 | 0.78354 | 1.0975 | 1.583 | 1.8611 | 2.0104 | 2.0064
geothermal | 0.018 | 0.018 | 0.018 | 0.015 | 0.015 | 0.015 | 0.023 | 0.023 | 0.03 | 0.077 | 0.094 | 0.114 | 0.162 | 0.311 | 0.405 | 0.624 | 0.821 | 1.0637 | 1.2825 | 1.5147 | 1.6132 | 1.6762 | 1.6913 | 1.6913 | 1.7343
hydro | 11.175 | 11.673 | 12.241 | 12.579 | 12.645 | 12.906 | 13.063 | 13.395 | 13.829 | 14.553 | 15.831 | 17.137 | 19.609 | 22.289 | 23.643 | 25.868 | 26.681 | 27.2731 | 28.2914 | 28.503 | 30.9839 | 31.4926 | 31.5715 | 31.9624 | 32.3864
oil | 15.976 | 16.546 | 19.487 | 22.893 | 24.064 | 25.82 | 27.334 | 27.183 | 27.493 | 29.237 | 32.161 | 33.832 | 34.885 | 38.476 | 41.581 | 41.632 | 44.052 | 46.4545 | 46.3212 | 46.8794 | 46.6962 | 46.6453 | 47.8638 | 47.8838 | 47.3048
solar | 0.0001 | 0.0003 | 0.0006 | 0.001 | 0.0015 | 0.002 | 0.0025 | 0.003 | 0.0037 | 0.0047 | 0.0057 | 0.0067 | 0.0117 | 0.0187 | 0.041 | 0.25 | 0.834 | 3.4217 | 5.0636 | 5.9962 | 6.6684 | 7.8166 | 9.4264 | 11.2934 | 19.8834
windon | 0.019 | 0.019 | 0.019 | 0.019 | 0.019 | 0.021 | 0.059 | 0.146 | 0.364 | 0.792 | 1.32 | 1.729 | 2.261 | 2.76 | 3.63 | 4.503 | 5.751 | 6.5161 | 7.0054 | 7.5912 | 8.8324 | 10.607 | 11.3962 | 11.8061 | 12.9731
EMBER Utilization Factors
model_fuel | 2000 | 2001 | 2002 | 2003 | 2004 | 2005 | 2006 | 2007 | 2008 | 2009 | 2010 | 2011 | 2012 | 2013 | 2014 | 2015 | 2016 | 2017 | 2018 | 2019 | 2020 | 2021 | 2022 | 2023 | 2024 | 2025
bioenergy | 35.67% | 38.53% | 32.82% | 24.26% | 24.26% | 17.12% | 19.03% | 31.71% | 34.25% | 78.77% | 95.13% | 117.6% | 121.5% | 150.4% | 178.5% | 197% | 204.5% | 199.9% | 182.1% | 170.2% | 141.8% | 117.5% | 109.5% | 104.2% | 105.1% | 109.2%
coal | 66.15% | 66.55% | 55.69% | 44.3% | 47.32% | 55.98% | 53.85% | 61.24% | 66.16% | 61.3% | 53.44% | 61.16% | 62.81% | 58.01% | 61.48% | 56.82% | 61.42% | 60.25% | 67.89% | 66.58% | 62.69% | 60.52% | 61.7% | 64.1% | 65.89% | 65.93%
gas | 108.2% | 112.1% | 79.53% | 77.08% | 67.19% | 77.67% | 83.81% | 97.56% | 99.16% | 91.57% | 79.34% | 76.34% | 76.18% | 61.1% | 63.67% | 52.39% | 44.13% | 49.1% | 38.17% | 23.25% | 28.84% | 45.48% | 30.45% | 28.17% | 26.81% | 33.2%
hydro | 31.53% | 23.49% | 31.41% | 32.06% | 41.58% | 34.98% | 38.67% | 30.54% | 27.46% | 28.21% | 37.35% | 34.86% | 33.68% | 30.43% | 19.62% | 29.63% | 28.77% | 24.37% | 24.11% | 35.5% | 28.69% | 20.12% | 24.1% | 22.76% | 26.44% | 20.25%
oil | 807.6% | 929.4% | 934.2% | 779.1% | 639.3% | 495.6% | 417.6% | 251.1% | 287.3% | 185.3% | 86.38% | 39.19% | 67.35% | 77.25% | 49.87% | 54.87% | 53.27% | 41.66% | 28.84% | 19.43% | 6.809% | 7.01% | 14.62% | 18.83% | 19.63% | 20.63%
solar | [10 empty] | 0% | 0% | 0% | 0% | 5.708% | 8.676% | 14.3% | 9.646% | 17.6% | 18.21% | 19.17% | 19.39% | 18.35% | 13.46% | 14.49% | 16.7%
windon | 17.12% | 34.25% | 28.54% | 34.25% | 34.25% | 34.25% | 24.73% | 27.4% | 26.95% | 21.68% | 25.25% | 31.15% | 29.6% | 31.27% | 26.79% | 29.55% | 30.81% | 31.34% | 32.34% | 32.53% | 31.82% | 33.38% | 34.74% | 32.75% | 32.4% | 30.45%
IRENA Utilization Factors
model_fuel | 2000 | 2001 | 2002 | 2003 | 2004 | 2005 | 2006 | 2007 | 2008 | 2009 | 2010 | 2011 | 2012 | 2013 | 2014 | 2015 | 2016 | 2017 | 2018 | 2019 | 2020 | 2021 | 2022 | 2023
bioenergy | 24.93% | 27.64% | 18.32% | 11.13% | 10.71% | 4.792% | 7.566% | 12.32% | 15.89% | 28.2% | 32.12% | 39.55% | 47.59% | 58.34% | 55.94% | 52.28% | 51.99% | 50.72% | 51.48% | 51.08% | 46.23% | 46.53% | 49.52% | 49.51%
geothermal | 48.2% | 57.08% | 66.59% | 67.73% | 70.78% | 71.54% | 46.66% | 77.4% | 61.81% | 64.6% | 81.15% | 69.53% | 63.37% | 50.05% | 66.63% | 62.66% | 67% | 65.76% | 66.14% | 67.47% | 70.96% | 73.51% | 75.05% | 74.93%
hydro | 31.54% | 23.48% | 31.41% | 32.06% | 41.6% | 34.99% | 38.66% | 30.55% | 27.46% | 28.21% | 37.35% | 34.86% | 33.69% | 30.43% | 19.62% | 29.63% | 28.76% | 24.37% | 24.19% | 35.57% | 28.77% | 20.27% | 24.15% | 22.86%
oil | 6.692% | 7.184% | 6.32% | 4.605% | 3.652% | 2.463% | 1.853% | 2.791% | 3.154% | 1.91% | 0.8182% | 0.3475% | 0.5785% | 0.6029% | 0.685% | 0.7516% | 0.6901% | 0.5101% | 0.321% | 0.3542% | 0.3947% | 0.3935% | 0.6233% | 0.6227%
solar | 17.01% | 16.97% | 16.95% | 16.95% | 16.96% | 16.95% | 16.95% | 16.95% | 16.95% | 16.95% | 16.95% | 16.95% | 16.95% | 17.61% | 5.689% | 9.001% | 14.32% | 9.65% | 17.59% | 17.62% | 18.75% | 20.37% | 20.45% | 22.33%
windon | 19.83% | 37.25% | 28.84% | 36.65% | 34.85% | 32.07% | 24.48% | 27.77% | 26.56% | 21.55% | 25.22% | 31.19% | 29.59% | 31.26% | 26.79% | 29.54% | 30.8% | 31.37% | 32.51% | 32.68% | 32.09% | 33.83% | 35% | 32.98%
Electricity Trade Data (TWh) - Source: UNSD
ISO | attribute | 2000 | 2001 | 2002 | 2003 | 2004 | 2005 | 2006 | 2007 | 2008 | 2009 | 2010 | 2011 | 2012 | 2013 | 2014 | 2015 | 2016 | 2017 | 2018 | 2019 | 2020 | 2021 | 2022 | 2023
TUR | Export | 0.4 | 0.4 | 0.4 | 0.6 | 1.1 | 1.8 | 2.2 | 2.4 | 1.1 | 1.5 | 1.9 | 3.6 | 3 | 1.2 | 2.7 | 3.2 | 1.5 | 3.3 | 3.1 | 2.8 | 2.5 | 4.2 | 3.7 | 2.1
TUR | Import | 3.8 | 4.6 | 3.6 | 1.2 | 0.5 | 0.6 | 0.6 | 0.9 | 0.8 | 0.8 | 1.1 | 4.6 | 5.8 | 7.4 | 8 | 7.1 | 6.3 | 2.7 | 2.5 | 2.2 | 1.9 | 2.3 | 6.4 | 6.1

## Calibration
VERVESTACKS - the open USE platform · Powered by data · Shaped by vision · Guided by intuition · Fueled by passion
Table 1: Capacity Comparison (GW)
iso_code | model_fuel | capacity_gw_gem | capacity_gw_irena | capacity_gw_ember
TUR | bioenergy | 1.9 | 1.9 | 1.9
TUR | coal | 21 |  | 21
TUR | gas | 26.9 |  | 26.9
TUR | geothermal | 1.7 | 1.7
TUR | hydro | 31.6 | 31.6 | 31.6
TUR | oil | 0.6 | 47.9 | 0.6
TUR | solar | 10 | 9.4 | 9.4
TUR | windon | 13.4 | 11.4 | 11.4
Table 2: Generation Analysis (TWh)
iso_code | model_fuel | generation_twh_gem_irena | generation_twh_gem_ember | generation_twh_ember | generation_twh_irena
TUR | bioenergy | 8.1 | 17.9 | 17.8 | 8.1
TUR | coal |  | 113.6 | 113.6
TUR | gas |  | 71.9 | 71.9
TUR | geothermal | 11.2 |  |  | 11.1
TUR | hydro | 66.8 | 66.7 | 66.7 | 66.8
TUR | oil | 0 | 0.7 | 0.7 | 2.6
TUR | solar | 18 | 16.1 | 15.2 | 16.9
TUR | windon | 41.2 | 40.9 | 34.7 | 34.9
Table 3: Detailed Metrics & Validation
iso_code | model_fuel | utilization_factor_irena | utilization_factor_ember | avg_efficiency | fuel_consumed_twh_irena | fuel_consumed_twh_ember | fuel_consumed_unsd_twh
TUR | bioenergy | 0.5 | 1.09 | 0.32 | 25.2 | 55.7 | 25.2
TUR | coal |  | 0.62 | 0.38 |  | 299.9 | 441.8
TUR | gas |  | 0.3 | 0.55 |  | 134.5 | 149
TUR | geothermal | 0.75 |  | 1 | 11.2
TUR | hydro | 0.24 | 0.24 | 0.88 | 91 | 90.8
TUR | oil | 0.01 | 0.15 | 0.38 | 0.1 | 1.9 | 3.7
TUR | solar | 0.2 | 0.18 | 1 | 18 | 16.1
TUR | windon | 0.35 | 0.35 | 1 | 41.2 | 40.9

## existing_stock
VERVESTACKS - the open USE platform · Powered by data · Shaped by vision · Guided by intuition · Fueled by passion
existing_stock
model_name | model_description | model_fuel | iso_code | Start year | retirement_year | state | city | Status | is_chp | is_captive | comm-out | spatial_suffix | model_tech | Capacity_GW | capex | fixom | varom | efficiency | capacity_factor | chp_ratio | ncap_ceh | min_stable_factor_pct | min_up_time_h | min_down_time_h | max_ramp_up_pct_h | max_ramp_down_pct_h | startup_time_h | startup_cost_per_mw | shutdown_cost_per_mw
en_a_bioenergy_G100001055470 | Silivri Seymen power station_Future phases -- announced | bioenergy | TUR | 2025 |  | Istanbul | Seymen | announced | FALSE | FALSE | e_Corlu_TUR | Corlu_TUR |  | 0.053 | 4427.5 | 157.3 | 9.24 | 0.3399 |  | 0 | 0
en_a_bioenergy_Osmaniye_TUR | Aggregated Plant -- announced | bioenergy | TUR | 2025 |  |  |  | announced | FALSE | FALSE | e_Osmaniye_TUR | Osmaniye_TUR |  | 0.024 | 5197.5 | 185.9 | 10.08 | 0.3296 |  | 0 | 0
en_a_geothermal_Denizli_TUR | Aggregated Plant -- announced | geothermal | TUR | 2025 |  |  |  | announced | FALSE | FALSE | e_Denizli_TUR | Denizli_TUR |  | 0.0186 | 6237 | 185.9 | 3.15 | 1 |  | 0 | 0
en_a_geothermal_G100001070862 | Morali geothermal power plant_future units -- announced | geothermal | TUR | 2030 |  |  |  | announced | FALSE | FALSE | e_Izmir_TUR | Izmir_TUR |  | 0.076 | 5313 | 157.3 | 2.8875 | 1 |  | 0 | 0
en_a_hydro_dam_Ordu_TUR | Aggregated Plant -- announced | hydro | TUR | 2025 |  |  |  | announced | FALSE | FALSE | e_Ordu_TUR | Ordu_TUR | dam | 0.045 | 3712.5 | 71.5 | 2.52 | 1 |  | 0 | 0
en_a_hydro_ror_G100000604242 | Bayram hydroelectric plant_ -- announced | hydro | TUR | 2025 |  | Artvin | Şavşat | announced | FALSE | FALSE | e_Artvin_TUR | Artvin_TUR | ror | 0.081 | 2783 | 66.55 | 2.8875 | 1 |  | 0 | 0
en_a_nuclear_G100000500894 | Sinop nuclear power plant_1 -- announced | nuclear | TUR | 2025 |  | Sinop Province | Sinop | announced | FALSE | FALSE | e_Amasya_TUR | Amasya_TUR |  | 1.15 | 7150 | 165 | 4.2 | 1 |  | 0 | 0
en_a_nuclear_G100000500895 | Sinop nuclear power plant_2 -- announced | nuclear | TUR | 2025 |  | Sinop Province | Sinop | announced | FALSE | FALSE | e_Amasya_TUR | Amasya_TUR |  | 1.15 | 7150 | 165 | 4.2 | 1 |  | 0 | 0
en_a_nuclear_G100000500896 | Sinop nuclear power plant_3 -- announced | nuclear | TUR | 2025 |  | Sinop Province | Sinop | announced | FALSE | FALSE | e_Amasya_TUR | Amasya_TUR |  | 1.15 | 7150 | 165 | 4.2 | 1 |  | 0 | 0
en_a_nuclear_G100000500897 | Sinop nuclear power plant_4 -- announced | nuclear | TUR | 2025 |  | Sinop Province | Sinop | announced | FALSE | FALSE | e_Amasya_TUR | Amasya_TUR |  | 1.15 | 7150 | 165 | 4.2 | 1 |  | 0 | 0
en_a_nuclear_G100000500997 | İğneada nuclear power plant_3 -- announced | nuclear | TUR | 2025 |  | Kırklareli Province | İğneada | announced | FALSE | FALSE | e_Corlu_TUR | Corlu_TUR |  | 1.4 | 7150 | 165 | 4.2 | 1 |  | 0 | 0
en_a_nuclear_G100000500998 | İğneada nuclear power plant_4 -- announced | nuclear | TUR | 2025 |  | Kırklareli Province | İğneada | announced | FALSE | FALSE | e_Corlu_TUR | Corlu_TUR |  | 1.4 | 7150 | 165 | 4.2 | 1 |  | 0 | 0
en_a_nuclear_G100000500999 | İğneada nuclear power plant_1 -- announced | nuclear | TUR | 2025 |  | Kırklareli Province | İğneada | announced | FALSE | FALSE | e_Corlu_TUR | Corlu_TUR |  | 1.25 | 7150 | 165 | 4.2 | 1 |  | 0 | 0
en_a_nuclear_G100000501000 | İğneada nuclear power plant_2 -- announced | nuclear | TUR | 2025 |  | Kırklareli Province | İğneada | announced | FALSE | FALSE | e_Corlu_TUR | Corlu_TUR |  | 1.25 | 7150 | 165 | 4.2 | 1 |  | 0 | 0
en_a_solar_pv_003 | Aggregated Plant -- announced | solar | TUR | 2025 |  |  |  | announced | FALSE | FALSE | elc_spv_TUR_003 | 3 | pv | 0.0396 | 1336.5 | 21.45 | 0 | 1 | 0.17923 | 0 | 0
en_a_solar_pv_004 | Aggregated Plant -- announced | solar | TUR | 2025 |  |  |  | announced | FALSE | FALSE | elc_spv_TUR_004 | 4 | pv | 0.11 | 1210.5 | 19.35 | 0 | 1 | 0.19789 | 0 | 0
en_a_solar_pv_008 | Aggregated Plant -- announced | solar | TUR | 2025 |  |  |  | announced | FALSE | FALSE | elc_spv_TUR_008 | 8 | pv | 0.0203 | 1336.5 | 21.45 | 0 | 1 | 0.18798 | 0 | 0
en_a_solar_pv_009 | Aggregated Plant -- announced | solar | TUR | 2025 |  |  |  | announced | FALSE | FALSE | elc_spv_TUR_009 | 9 | pv | 0.042 | 1336.5 | 21.45 | 0 | 1 | 0.16824 | 0 | 0
en_a_solar_pv_010 | Aggregated Plant -- announced | solar | TUR | 2025 |  |  |  | announced | FALSE | FALSE | elc_spv_TUR_010 | 10 | pv | 0.0036 | 1336.5 | 21.45 | 0 | 1 | 0.17898 | 0 | 0
en_a_solar_pv_012 | Aggregated Plant -- announced | solar | TUR | 2025 |  |  |  | announced | FALSE | FALSE | elc_spv_TUR_012 | 12 | pv | 0.0049 | 1336.5 | 21.45 | 0 | 1 | 0.19903 | 0 | 0
en_a_solar_pv_017 | Aggregated Plant -- announced | solar | TUR | 2025 |  |  |  | announced | FALSE | FALSE | elc_spv_TUR_017 | 17 | pv | 0.003 | 1336.5 | 21.45 | 0 | 1 | 0.18814 | 0 | 0
en_a_solar_pv_018 | Aggregated Plant -- announced | solar | TUR | 2025 |  |  |  | announced | FALSE | FALSE | elc_spv_TUR_018 | 18 | pv | 0.0423 | 1336.5 | 21.45 | 0 | 1 | 0.18717 | 0 | 0
en_a_solar_pv_022 | Aggregated Plant -- announced | solar | TUR | 2025 |  |  |  | announced | FALSE | FALSE | elc_spv_TUR_022 | 22 | pv | 0.157 | 1138.5 | 18.15 | 0 | 1 | 0.19237 | 0 | 0
en_a_solar_pv_024 | Aggregated Plant -- announced | solar | TUR | 2025 |  |  |  | announced | FALSE | FALSE | elc_spv_TUR_024 | 24 | pv | 0.09 | 1138.5 | 18.15 | 0 | 1 | 0.19155 | 0 | 0
en_a_solar_pv_025 | Aggregated Plant -- announced | solar | TUR | 2025 |  |  |  | announced | FALSE | FALSE | elc_spv_TUR_025 | 25 | pv | 0.01 | 1336.5 | 21.45 | 0 | 1 | 0.19578 | 0 | 0
en_a_solar_pv_027 | Aggregated Plant -- announced | solar | TUR | 2025 |  |  |  | announced | FALSE | FALSE | elc_spv_TUR_027 | 27 | pv | 0.0404 | 1336.5 | 21.45 | 0 | 1 | 0.16614 | 0 | 0
en_a_solar_pv_033 | Aggregated Plant -- announced | solar | TUR | 2025 |  |  |  | announced | FALSE | FALSE | elc_spv_TUR_033 | 33 | pv | 0.0275 | 1336.5 | 21.45 | 0 | 1 | 0.19283 | 0 | 0
en_a_windon_wind_006 | Aggregated Plant -- announced | windon | TUR | 2025 |  |  |  | announced | FALSE | FALSE | elc_won_TUR_006 | 6 | wind | 0.01 | 2376 | 57.2 | 0 | 1 | 0.29009 | 0 | 0
en_can_hydro_dam_G100000603642 | Cetin Lower hydroelectric plant_ -- cancelled - inferred 4 y | hydro | TUR | 2028 |  | Siirt |  | cancelled - inferred 4 y | FALSE | FALSE | e_Siirt_TUR | Siirt_TUR | dam | 0.116 | 3162.5 | 60.5 | 2.31 | 1 |  | 0 | 0
en_can_hydro_dam_G100000603652 | Doğanlı 1 hydroelectric plant_ -- cancelled - inferred 4 y | hydro | TUR | 2028 |  | Hakkari | Doğanlı | cancelled - inferred 4 y | FALSE | FALSE | e_Van_TUR | Van_TUR | dam | 0.115 | 3162.5 | 60.5 | 2.31 | 1 |  | 0 | 0
en_can_hydro_dam_G100000603653 | Doğanlı 3 hydroelectric plant_ -- cancelled - inferred 4 y | hydro | TUR | 2028 |  | Hakkari | Doğanlı | cancelled - inferred 4 y | FALSE | FALSE | e_Van_TUR | Van_TUR | dam | 0.295 | 3162.5 | 60.5 | 2.31 | 1 |  | 0 | 0
en_can_hydro_dam_G100000604203 | Aksu Anakol hydroelectric plant_ -- cancelled - inferred 4 y | hydro | TUR | 2028 |  | Erzurum |  | cancelled - inferred 4 y | FALSE | FALSE | e_Erzurum_TUR | Erzurum_TUR | dam | 0.16 | 3162.5 | 60.5 | 2.31 | 1 |  | 0 | 0
en_can_hydro_dam_G100000604205 | Alara hydroelectric plant_ -- cancelled - inferred 4 y | hydro | TUR | 2028 |  | Antalya | Alara | cancelled - inferred 4 y | FALSE | FALSE | e_Beysehir_TUR | Beysehir_TUR | dam | 0.155 | 3162.5 | 60.5 | 2.31 | 1 |  | 0 | 0
en_can_hydro_dam_G100000604541 | Laleli hydroelectric plant_ -- cancelled - inferred 4 y | hydro | TUR | 2028 |  | Erzurum |  | cancelled - inferred 4 y | FALSE | FALSE | e_Erzurum_TUR | Erzurum_TUR | dam | 0.102 | 3162.5 | 60.5 | 2.31 | 1 |  | 0 | 0
en_can_hydro_dam_Van_TUR | Aggregated Plant -- cancelled - inferred 4 y | hydro | TUR | 2028 |  |  |  | cancelled - inferred 4 y | FALSE | FALSE | e_Van_TUR | Van_TUR | dam | 0.045 | 3712.5 | 71.5 | 2.52 | 1 |  | 0 | 0
en_can_hydro_ps_G100000604399 | Gokcekaya hydroelectric plant_ -- cancelled - inferred 4 y | hydro | TUR | 2028 |  |  |  | cancelled - inferred 4 y | FALSE | FALSE | e_Duzce_TUR | Duzce_TUR | ps | 1.4 | 1980 | 44 | 1.575 | 1 |  | 0 | 0
en_can_hydro_ror_Beysehir_TUR | Aggregated Plant -- cancelled | hydro | TUR | 2030 |  |  |  | cancelled | FALSE | FALSE | e_Beysehir_TUR | Beysehir_TUR | ror | 0.04 | 3267 | 78.65 | 3.15 | 1 |  | 0 | 0
en_can_hydro_ror_G100000604350 | Dilek Guroluk hydroelectric plant_ -- cancelled - inferred 4 y | hydro | TUR | 2028 |  | Rize | Çamlıhemşin | cancelled - inferred 4 y | FALSE | FALSE | e_Artvin_TUR | Artvin_TUR | ror | 0.18 | 2783 | 66.55 | 2.8875 | 1 |  | 0 | 0
en_can_hydro_ror_G100000604503 | Kayraktepe hydroelectric plant_ -- cancelled - inferred 4 y | hydro | TUR | 2028 |  |  |  | cancelled - inferred 4 y | FALSE | FALSE | e_Konya_TUR | Konya_TUR | ror | 0.42 | 2420 | 60.5 | 2.625 | 1 |  | 0 | 0
en_can_hydro_ror_G100000604702 | Palu Elazığ hydroelectric plant_ -- cancelled | hydro | TUR | 2030 |  | Elazığ | Palu | cancelled | FALSE | FALSE | e_Diyarbakr_TUR | Diyarbakr_TUR | ror | 0.145 | 2783 | 66.55 | 2.8875 | 1 |  | 0 | 0
en_can_hydro_ror_G100000604776 | Sami Soydam hydroelectric plant_ -- cancelled | hydro | TUR | 2030 |  | Denizli | Acıpayam | cancelled | FALSE | FALSE | e_Denizli_TUR | Denizli_TUR | ror | 0.124 | 2783 | 66.55 | 2.8875 | 1 |  | 0 | 0
en_can_hydro_ror_G100000604780 | Sansa hydroelectric plant_ -- cancelled | hydro | TUR | 2030 |  | Tunceli |  | cancelled | FALSE | FALSE | e_Diyarbakr_TUR | Diyarbakr_TUR | ror | 0.085 | 2783 | 66.55 | 2.8875 | 1 |  | 0 | 0
en_can_hydro_ror_Ordu_TUR | Aggregated Plant -- cancelled - inferred 4 y | hydro | TUR | 2028 |  |  |  | cancelled - inferred 4 y | FALSE | FALSE | e_Ordu_TUR | Ordu_TUR | ror | 0.057 | 2783 | 66.55 | 2.8875 | 1 |  | 0 | 0
en_pc_coal_subcritical_G100000115365 | Afşin-Elbistan power stations_Unit A5 -- pre-construction | coal | TUR | 2028 |  | Kahramanmaraş |  | pre-construction | FALSE | FALSE | e_Elbistan_TUR | Elbistan_TUR | subcritical | 0.344 | 2200 | 66 | 5.25 | 0.3708 |  | 0 | 0
en_pc_coal_subcritical_G100000115366 | Afşin-Elbistan power stations_Unit A6 -- pre-construction | coal | TUR | 2028 |  | Kahramanmaraş |  | pre-construction | FALSE | FALSE | e_Elbistan_TUR | Elbistan_TUR | subcritical | 0.344 | 2200 | 66 | 5.25 | 0.3708 |  | 0 | 0
en_pc_geothermal_Agr_TUR | Aggregated Plant -- pre-construction | geothermal | TUR | 2025 |  |  |  | pre-construction | FALSE | FALSE | e_Agr_TUR | Agr_TUR |  | 0.15 | 6237 | 185.9 | 3.15 | 1 |  | 0 | 0
en_pc_geothermal_Canakkale_TUR | Aggregated Plant -- pre-construction | geothermal | TUR | 2025 |  |  |  | pre-construction | FALSE | FALSE | e_Canakkale_TUR | Canakkale_TUR |  | 0.0276 | 6237 | 185.9 | 3.15 | 1 |  | 0 | 0
en_pc_geothermal_Denizli_TUR | Aggregated Plant -- pre-construction | geothermal | TUR | 2025 |  |  |  | pre-construction | FALSE | FALSE | e_Denizli_TUR | Denizli_TUR |  | 0.008 | 6237 | 185.9 | 3.15 | 1 |  | 0 | 0
en_pc_geothermal_Denizli_TUR | Aggregated Plant -- pre-construction | geothermal | TUR | 2028 |  |  |  | pre-construction | FALSE | FALSE | e_Denizli_TUR | Denizli_TUR |  | 0.024 | 6237 | 185.9 | 3.15 | 1 |  | 0 | 0
en_pc_geothermal_Konya_TUR | Aggregated Plant -- pre-construction | geothermal | TUR | 2025 |  |  |  | pre-construction | FALSE | FALSE | e_Konya_TUR | Konya_TUR |  | 0.02 | 6237 | 185.9 | 3.15 | 1 |  | 0 | 0
en_pc_geothermal_Milas_TUR | Aggregated Plant -- pre-construction | geothermal | TUR | 2025 |  |  |  | pre-construction | FALSE | FALSE | e_Milas_TUR | Milas_TUR |  | 0.0198 | 6237 | 185.9 | 3.15 | 1 |  | 0 | 0
en_pc_hydro_dam_G100000604446 | Incir hydroelectric plant_ -- pre-construction | hydro | TUR | 2025 |  | Siirt | Şirvan | pre-construction | FALSE | FALSE | e_Siirt_TUR | Siirt_TUR | dam | 0.124 | 3162.5 | 60.5 | 2.31 | 1 |  | 0 | 0
en_pc_hydro_dam_Siirt_TUR | Aggregated Plant -- pre-construction | hydro | TUR | 2025 |  |  |  | pre-construction | FALSE | FALSE | e_Siirt_TUR | Siirt_TUR | dam | 0.044 | 3712.5 | 71.5 | 2.52 | 1 |  | 0 | 0
en_pc_hydro_ps_G100000603654 | Eğirdir Golunde hydroelectric plant_ -- pre-construction | hydro | TUR | 2028 |  | Isparta | Eğirdir | pre-construction | FALSE | FALSE | e_Antalya_TUR | Antalya_TUR | ps | 1 | 1980 | 44 | 1.575 | 1 |  | 0 | 0
en_pc_hydro_ror_G100000603646 | Çukurca hydroelectric plant_ -- pre-construction | hydro | TUR | 2025 |  | Hakkari | Çukurca | pre-construction | FALSE | FALSE | e_Siirt_TUR | Siirt_TUR | ror | 0.28 | 2783 | 66.55 | 2.8875 | 1 |  | 0 | 0
en_pc_solar_pv_002 | Aggregated Plant -- pre-construction | solar | TUR | 2025 |  |  |  | pre-construction | FALSE | FALSE | elc_spv_TUR_002 | 2 | pv | 0.1053 | 1336.5 | 21.45 | 0 | 1 | 0.18698 | 0 | 0
en_pc_solar_pv_003 | Aggregated Plant -- pre-construction | solar | TUR | 2025 |  |  |  | pre-construction | FALSE | FALSE | elc_spv_TUR_003 | 3 | pv | 0.0321 | 1336.5 | 21.45 | 0 | 1 | 0.17923 | 0 | 0
en_pc_solar_pv_004 | Aggregated Plant -- pre-construction | solar | TUR | 2025 |  |  |  | pre-construction | FALSE | FALSE | elc_spv_TUR_004 | 4 | pv | 0.2291 | 1336.5 | 21.45 | 0 | 1 | 0.19789 | 0 | 0
en_pc_solar_pv_005 | Aggregated Plant -- pre-construction | solar | TUR | 2025 |  |  |  | pre-construction | FALSE | FALSE | elc_spv_TUR_005 | 5 | pv | 0.0478 | 1336.5 | 21.45 | 0 | 1 | 0.19548 | 0 | 0
en_pc_solar_pv_006 | Aggregated Plant -- pre-construction | solar | TUR | 2025 |  |  |  | pre-construction | FALSE | FALSE | elc_spv_TUR_006 | 6 | pv | 0.5647 | 1291.2689 | 20.6961 | 0 | 1 | 0.19402 | 0 | 0
en_pc_solar_pv_007 | Aggregated Plant -- pre-construction | solar | TUR | 2025 |  |  |  | pre-construction | FALSE | FALSE | elc_spv_TUR_007 | 7 | pv | 0.104 | 1174.6731 | 18.7529 | 0 | 1 | 0.18529 | 0 | 0
en_pc_solar_pv_008 | Aggregated Plant -- pre-construction | solar | TUR | 2025 |  |  |  | pre-construction | FALSE | FALSE | elc_spv_TUR_008 | 8 | pv | 0.1793 | 1275.7638 | 20.4377 | 0 | 1 | 0.18798 | 0 | 0
en_pc_solar_pv_009 | Aggregated Plant -- pre-construction | solar | TUR | 2025 |  |  |  | pre-construction | FALSE | FALSE | elc_spv_TUR_009 | 9 | pv | 0.034 | 1336.5 | 21.45 | 0 | 1 | 0.16824 | 0 | 0
en_pc_solar_pv_010 | Aggregated Plant -- pre-construction | solar | TUR | 2025 |  |  |  | pre-construction | FALSE | FALSE | elc_spv_TUR_010 | 10 | pv | 0.1131 | 1336.5 | 21.45 | 0 | 1 | 0.17898 | 0 | 0
en_pc_solar_pv_011 | Aggregated Plant -- pre-construction | solar | TUR | 2025 |  |  |  | pre-construction | FALSE | FALSE | elc_spv_TUR_011 | 11 | pv | 0.035 | 1336.5 | 21.45 | 0 | 1 | 0.20263 | 0 | 0
en_pc_solar_pv_012 | Aggregated Plant -- pre-construction | solar | TUR | 2025 |  |  |  | pre-construction | FALSE | FALSE | elc_spv_TUR_012 | 12 | pv | 0.2506 | 1336.5 | 21.45 | 0 | 1 | 0.19903 | 0 | 0
en_pc_solar_pv_013 | Aggregated Plant -- pre-construction | solar | TUR | 2025 |  |  |  | pre-construction | FALSE | FALSE | elc_spv_TUR_013 | 13 | pv | 0.1152 | 1336.5 | 21.45 | 0 | 1 | 0.19655 | 0 | 0
en_pc_solar_pv_015 | Aggregated Plant -- pre-construction | solar | TUR | 2025 |  |  |  | pre-construction | FALSE | FALSE | elc_spv_TUR_015 | 15 | pv | 0.038 | 1336.5 | 21.45 | 0 | 1 | 0.18164 | 0 | 0
en_pc_solar_pv_016 | Aggregated Plant -- pre-construction | solar | TUR | 2025 |  |  |  | pre-construction | FALSE | FALSE | elc_spv_TUR_016 | 16 | pv | 0.2017 | 1336.5 | 21.45 | 0 | 1 | 0.20803 | 0 | 0
en_pc_solar_pv_017 | Aggregated Plant -- pre-construction | solar | TUR | 2025 |  |  |  | pre-construction | FALSE | FALSE | elc_spv_TUR_017 | 17 | pv | 0.2708 | 1336.5 | 21.45 | 0 | 1 | 0.18814 | 0 | 0
en_pc_solar_pv_018 | Aggregated Plant -- pre-construction | solar | TUR | 2025 |  |  |  | pre-construction | FALSE | FALSE | elc_spv_TUR_018 | 18 | pv | 0.226 | 1200.7035 | 19.1867 | 0 | 1 | 0.18717 | 0 | 0
en_pc_solar_pv_019 | Aggregated Plant -- pre-construction | solar | TUR | 2025 |  |  |  | pre-construction | FALSE | FALSE | elc_spv_TUR_019 | 19 | pv | 0.01 | 1336.5 | 21.45 | 0 | 1 | 0.18891 | 0 | 0
en_pc_solar_pv_020 | Aggregated Plant -- pre-construction | solar | TUR | 2025 |  |  |  | pre-construction | FALSE | FALSE | elc_spv_TUR_020 | 20 | pv | 0.05 | 1336.5 | 21.45 | 0 | 1 | 0.19492 | 0 | 0
en_pc_solar_pv_021 | Aggregated Plant -- pre-construction | solar | TUR | 2025 |  |  |  | pre-construction | FALSE | FALSE | elc_spv_TUR_021 | 21 | pv | 0.0241 | 1336.5 | 21.45 | 0 | 1 | 0.19851 | 0 | 0
en_pc_solar_pv_022 | Aggregated Plant -- pre-construction | solar | TUR | 2025 |  |  |  | pre-construction | FALSE | FALSE | elc_spv_TUR_022 | 22 | pv | 0.1484 | 1336.5 | 21.45 | 0 | 1 | 0.19237 | 0 | 0
en_pc_solar_pv_023 | Aggregated Plant -- pre-construction | solar | TUR | 2025 |  |  |  | pre-construction | FALSE | FALSE | elc_spv_TUR_023 | 23 | pv | 0.0229 | 1336.5 | 21.45 | 0 | 1 | 0.19608 | 0 | 0
en_pc_solar_pv_024 | Aggregated Plant -- pre-construction | solar | TUR | 2025 |  |  |  | pre-construction | FALSE | FALSE | elc_spv_TUR_024 | 24 | pv | 0.051 | 1336.5 | 21.45 | 0 | 1 | 0.19155 | 0 | 0
en_pc_solar_pv_025 | Aggregated Plant -- pre-construction | solar | TUR | 2025 |  |  |  | pre-construction | FALSE | FALSE | elc_spv_TUR_025 | 25 | pv | 0.0686 | 1336.5 | 21.45 | 0 | 1 | 0.19578 | 0 | 0
en_pc_solar_pv_027 | Aggregated Plant -- pre-construction | solar | TUR | 2025 |  |  |  | pre-construction | FALSE | FALSE | elc_spv_TUR_027 | 27 | pv | 0.02 | 1336.5 | 21.45 | 0 | 1 | 0.16614 | 0 | 0
en_pc_solar_pv_028 | Aggregated Plant -- pre-construction | solar | TUR | 2025 |  |  |  | pre-construction | FALSE | FALSE | elc_spv_TUR_028 | 28 | pv | 0.022 | 1336.5 | 21.45 | 0 | 1 | 0.18684 | 0 | 0
en_pc_solar_pv_029 | Aggregated Plant -- pre-construction | solar | TUR | 2025 |  |  |  | pre-construction | FALSE | FALSE | elc_spv_TUR_029 | 29 | pv | 0.4176 | 1336.5 | 21.45 | 0 | 1 | 0.19491 | 0 | 0
en_pc_solar_pv_032 | Aggregated Plant -- pre-construction | solar | TUR | 2025 |  |  |  | pre-construction | FALSE | FALSE | elc_spv_TUR_032 | 32 | pv | 0.01 | 1336.5 | 21.45 | 0 | 1 | 0.16724 | 0 | 0
en_pc_solar_pv_033 | Aggregated Plant -- pre-construction | solar | TUR | 2025 |  |  |  | pre-construction | FALSE | FALSE | elc_spv_TUR_033 | 33 | pv | 0.1768 | 1336.5 | 21.45 | 0 | 1 | 0.19283 | 0 | 0
en_pc_solar_pv_034 | Aggregated Plant -- pre-construction | solar | TUR | 2025 |  |  |  | pre-construction | FALSE | FALSE | elc_spv_TUR_034 | 34 | pv | 0.0845 | 1336.5 | 21.45 | 0 | 1 | 0.19343 | 0 | 0
en_pc_windon_wind_001 | Aggregated Plant -- pre-construction | windon | TUR | 2025 |  |  |  | pre-construction | FALSE | FALSE | elc_won_TUR_001 | 1 | wind | 0.05 | 2376 | 57.2 | 0 | 1 | 0.10119 | 0 | 0
en_pc_windon_wind_002 | Aggregated Plant -- pre-construction | windon | TUR | 2025 |  |  |  | pre-construction | FALSE | FALSE | elc_won_TUR_002 | 2 | wind | 0.52 | 2063.9385 | 49.3985 | 0 | 1 | 0.17725 | 0 | 0
en_pc_windon_wind_003 | Aggregated Plant -- pre-construction | windon | TUR | 2025 |  |  |  | pre-construction | FALSE | FALSE | elc_won_TUR_003 | 3 | wind | 0.032 | 2376 | 57.2 | 0 | 1 | 0.15021 | 0 | 0
en_pc_windon_wind_005 | Aggregated Plant -- pre-construction | windon | TUR | 2025 |  |  |  | pre-construction | FALSE | FALSE | elc_won_TUR_005 | 5 | wind | 0.06 | 2024 | 48.4 | 0 | 1 | 0.16561 | 0 | 0
en_pc_windon_wind_006 | Aggregated Plant -- pre-construction | windon | TUR | 2025 |  |  |  | pre-construction | FALSE | FALSE | elc_won_TUR_006 | 6 | wind | 0.1025 | 2190.5561 | 52.5639 | 0 | 1 | 0.29009 | 0 | 0
en_pc_windon_wind_009 | Aggregated Plant -- pre-construction | windon | TUR | 2025 |  |  |  | pre-construction | FALSE | FALSE | elc_won_TUR_009 | 9 | wind | 0.1 | 2376 | 57.2 | 0 | 1 | 0.12665 | 0 | 0
en_pc_windon_wind_010 | Aggregated Plant -- pre-construction | windon | TUR | 2025 |  |  |  | pre-construction | FALSE | FALSE | elc_won_TUR_010 | 10 | wind | 0.17 | 2024 | 48.4 | 0 | 1 | 0.13014 | 0 | 0
en_pc_windon_wind_012 | Aggregated Plant -- pre-construction | windon | TUR | 2025 |  |  |  | pre-construction | FALSE | FALSE | elc_won_TUR_012 | 12 | wind | 0.167 | 2080.9102 | 49.8228 | 0 | 1 | 0.22991 | 0 | 0
en_pc_windon_wind_013 | Aggregated Plant -- pre-construction | windon | TUR | 2025 |  |  |  | pre-construction | FALSE | FALSE | elc_won_TUR_013 | 13 | wind | 0.062 | 2024 | 48.4 | 0 | 1 | 0.11247 | 0 | 0
en_pc_windon_wind_020 | Aggregated Plant -- pre-construction | windon | TUR | 2025 |  |  |  | pre-construction | FALSE | FALSE | elc_won_TUR_020 | 20 | wind | 0.05 | 2376 | 57.2 | 0 | 1 | 0.25617 | 0 | 0
en_pc_windon_wind_020 | Aggregated Plant -- pre-construction | windon | TUR | 2026 |  |  |  | pre-construction | FALSE | FALSE | elc_won_TUR_020 | 20 | wind | 0.0144 | 2376 | 57.2 | 0 | 1 | 0.25617 | 0 | 0
en_pc_windon_wind_021 | Aggregated Plant -- pre-construction | windon | TUR | 2025 |  |  |  | pre-construction | FALSE | FALSE | elc_won_TUR_021 | 21 | wind | 0.0165 | 2376 | 57.2 | 0 | 1 | 0.083008 | 0 | 0
en_pc_windon_wind_022 | Aggregated Plant -- pre-construction | windon | TUR | 2025 |  |  |  | pre-construction | FALSE | FALSE | elc_won_TUR_022 | 22 | wind | 0.0152 | 2376 | 57.2 | 0 | 1 | 0.10485 | 0 | 0
en_pc_windon_wind_027 | Aggregated Plant -- pre-construction | windon | TUR | 2025 |  |  |  | pre-construction | FALSE | FALSE | elc_won_TUR_027 | 27 | wind | 0.03 | 2376 | 57.2 | 0 | 1 | 0.092188 | 0 | 0
en_pc_windon_wind_G100000926434 | Balkaya wind farm_-- -- pre-construction | windon | TUR | 2026 |  | Kırklareli | Balkaya | pre-construction | FALSE | FALSE | elc_won_TUR_012 | 12 | wind | 0.26 | 2024 | 48.4 | 0 | 1 | 0.22991 | 0 | 0
en_pc_windon_wind_G100000926506 | Edirne wind farm_-- -- pre-construction | windon | TUR | 2026 |  | Edirne | Enez | pre-construction | FALSE | FALSE | elc_won_TUR_020 | 20 | wind | 0.41 | 1760 | 44 | 0 | 1 | 0.25617 | 0 | 0
en_she_hydro_dam_Artvin_TUR | Aggregated Plant -- shelved - inferred 2 y | hydro | TUR | 2028 |  |  |  | shelved - inferred 2 y | FALSE | FALSE | e_Artvin_TUR | Artvin_TUR | dam | 0.03 | 3712.5 | 71.5 | 2.52 | 1 |  | 0 | 0
en_she_hydro_dam_Erzurum_TUR | Aggregated Plant -- shelved - inferred 2 y | hydro | TUR | 2028 |  |  |  | shelved - inferred 2 y | FALSE | FALSE | e_Erzurum_TUR | Erzurum_TUR | dam | 0.03 | 3712.5 | 71.5 | 2.52 | 1 |  | 0 | 0
en_she_hydro_dam_G100000603636 | Beyhan 2 hydroelectric plant_ -- shelved | hydro | TUR | 2028 |  | Elazığ |  | shelved | FALSE | FALSE | e_Diyarbakr_TUR | Diyarbakr_TUR | dam | 0.327 | 2750 | 55 | 2.1 | 1 |  | 0 | 0
en_she_hydro_dam_G100000604723 | Pervari hydroelectric plant_ -- shelved - inferred 2 y | hydro | TUR | 2028 |  | Siirt | Pervari | shelved - inferred 2 y | FALSE | FALSE | e_Siirt_TUR | Siirt_TUR | dam | 0.409 | 2750 | 55 | 2.1 | 1 |  | 0 | 0
en_she_hydro_dam_G100001073710 | Dilektaşı hydroelectric plant_ -- shelved - inferred 2 y | hydro | TUR | 2028 |  | Hakkari |  | shelved - inferred 2 y | FALSE | FALSE | e_Van_TUR | Van_TUR | dam | 0.1 | 3162.5 | 60.5 | 2.31 | 1 |  | 0 | 0
en_she_hydro_dam_Ordu_TUR | Aggregated Plant -- shelved - inferred 2 y | hydro | TUR | 2028 |  |  |  | shelved - inferred 2 y | FALSE | FALSE | e_Ordu_TUR | Ordu_TUR | dam | 0.04 | 3712.5 | 71.5 | 2.52 | 1 |  | 0 | 0
en_she_hydro_dam_Osmaniye_TUR | Aggregated Plant -- shelved - inferred 2 y | hydro | TUR | 2028 |  |  |  | shelved - inferred 2 y | FALSE | FALSE | e_Osmaniye_TUR | Osmaniye_TUR | dam | 0.03 | 3712.5 | 71.5 | 2.52 | 1 |  | 0 | 0
en_she_hydro_dam_Van_TUR | Aggregated Plant -- shelved - inferred 2 y | hydro | TUR | 2028 |  |  |  | shelved - inferred 2 y | FALSE | FALSE | e_Van_TUR | Van_TUR | dam | 0.03 | 3712.5 | 71.5 | 2.52 | 1 |  | 0 | 0
en_she_hydro_ror_G100001073702 | Ayşehatun hydroelectric plant_ -- shelved - inferred 2 y | hydro | TUR | 2028 |  | Bitlis | Boğazönü | shelved - inferred 2 y | FALSE | FALSE | e_Siirt_TUR | Siirt_TUR | ror | 0.06 | 2783 | 66.55 | 2.8875 | 1 |  | 0 | 0
ep_bioenergy_Adyaman_TUR | Aggregated Plant -- operating | bioenergy | TUR | 2015 |  |  |  | operating | FALSE | FALSE | e_Adyaman_TUR | Adyaman_TUR |  | 0.014 | 5197.5 | 185.9 | 10.08 | 0.309 |  | 0 | 0 | 38 | 5 | 5 | 30 | 30 | 5 | 40 | 10
ep_bioenergy_Afyonkarahisar_TUR | Aggregated Plant -- operating | bioenergy | TUR | 2015 |  |  |  | operating | FALSE | FALSE | e_Afyonkarahisar_TUR | Afyonkarahisar_TUR |  | 0.039 | 5197.5 | 185.9 | 10.08 | 0.309 |  | 0 | 0 | 38 | 5 | 5 | 30 | 30 | 5 | 40 | 10
ep_bioenergy_Afyonkarahisar_TUR__irena | Aggregated Plant -- operating | bioenergy | TUR | 2022 |  |  |  | operating | FALSE | FALSE | e_Afyonkarahisar_TUR | Afyonkarahisar_TUR |  | 0.022651 | 5197.5 | 185.9 | 10.08 | 0.3296 |  | 0 | 0 | 38 | 5 | 5 | 30 | 30 | 5 | 40 | 10
ep_bioenergy_Akhisar_TUR | Aggregated Plant -- operating | bioenergy | TUR | 2019 |  |  |  | operating | FALSE | FALSE | e_Akhisar_TUR | Akhisar_TUR |  | 0.01131 | 5197.5 | 185.9 | 10.08 | 0.309 |  | 0 | 0 | 38 | 5 | 5 | 30 | 30 | 5 | 40 | 10
ep_bioenergy_Akhisar_TUR | Aggregated Plant -- operating | bioenergy | TUR | 2020 |  |  |  | operating | FALSE | FALSE | e_Akhisar_TUR | Akhisar_TUR |  | 0.0085 | 5197.5 | 185.9 | 10.08 | 0.309 |  | 0 | 0 | 38 | 5 | 5 | 30 | 30 | 5 | 40 | 10
ep_bioenergy_Akhisar_TUR__irena | Aggregated Plant -- operating | bioenergy | TUR | 2022 |  |  |  | operating | FALSE | FALSE | e_Akhisar_TUR | Akhisar_TUR |  | 0.011506 | 5197.5 | 185.9 | 10.08 | 0.3296 |  | 0 | 0 | 38 | 5 | 5 | 30 | 30 | 5 | 40 | 10
ep_bioenergy_Amasya_TUR | Aggregated Plant -- operating | bioenergy | TUR | 2015 |  |  |  | operating | FALSE | FALSE | e_Amasya_TUR | Amasya_TUR |  | 0.0576 | 5197.5 | 185.9 | 10.08 | 0.309 |  | 0 | 0 | 38 | 5 | 5 | 30 | 30 | 5 | 40 | 10
ep_bioenergy_Amasya_TUR__irena | Aggregated Plant -- operating | bioenergy | TUR | 2022 |  |  |  | operating | FALSE | FALSE | e_Amasya_TUR | Amasya_TUR |  | 0.033454 | 5197.5 | 185.9 | 10.08 | 0.3296 |  | 0 | 0 | 38 | 5 | 5 | 30 | 30 | 5 | 40 | 10
ep_bioenergy_Antalya_TUR | Aggregated Plant -- operating | bioenergy | TUR | 2015 |  |  |  | operating | FALSE | FALSE | e_Antalya_TUR | Antalya_TUR |  | 0.0283 | 5197.5 | 185.9 | 10.08 | 0.309 |  | 0 | 0 | 38 | 5 | 5 | 30 | 30 | 5 | 40 | 10
ep_bioenergy_Antalya_TUR__irena | Aggregated Plant -- operating | bioenergy | TUR | 2022 |  |  |  | operating | FALSE | FALSE | e_Antalya_TUR | Antalya_TUR |  | 0.016437 | 5197.5 | 185.9 | 10.08 | 0.3296 |  | 0 | 0 | 38 | 5 | 5 | 30 | 30 | 5 | 40 | 10
ep_bioenergy_Beysehir_TUR | Aggregated Plant -- operating | bioenergy | TUR | 2015 |  |  |  | operating | FALSE | FALSE | e_Beysehir_TUR | Beysehir_TUR |  | 0.0084 | 5197.5 | 185.9 | 10.08 | 0.309 |  | 0 | 0 | 38 | 5 | 5 | 30 | 30 | 5 | 40 | 10
ep_bioenergy_Canakkale_TUR | Aggregated Plant -- operating | bioenergy | TUR | 2015 |  |  |  | operating | FALSE | FALSE | e_Canakkale_TUR | Canakkale_TUR |  | 0.0342 | 5197.5 | 185.9 | 10.08 | 0.309 |  | 0 | 0 | 38 | 5 | 5 | 30 | 30 | 5 | 40 | 10
ep_bioenergy_Canakkale_TUR__irena | Aggregated Plant -- operating | bioenergy | TUR | 2022 |  |  |  | operating | FALSE | FALSE | e_Canakkale_TUR | Canakkale_TUR |  | 0.019864 | 5197.5 | 185.9 | 10.08 | 0.3296 |  | 0 | 0 | 38 | 5 | 5 | 30 | 30 | 5 | 40 | 10
ep_bioenergy_Corlu_TUR | Aggregated Plant -- operating | bioenergy | TUR | 2015 |  |  |  | operating | FALSE | FALSE | e_Corlu_TUR | Corlu_TUR |  | 0.10092 | 5197.5 | 185.9 | 10.08 | 0.309 |  | 0 | 0 | 38 | 5 | 5 | 30 | 30 | 5 | 40 | 10
ep_bioenergy_Corlu_TUR__irena | IRENA Gap - bioenergy (2022) - way/173348127-380_Missing Bioenergy Capacity -- operating | bioenergy | TUR | 2022 |  |  |  | operating | FALSE | FALSE | e_Corlu_TUR | Corlu_TUR |  | 0.1164 | 4427.5 | 157.3 | 9.24 | 0.3399 |  | 0 | 0 | 38 | 5 | 5 | 30 | 30 | 5 | 40 | 10
ep_bioenergy_Corlu_TUR__irena | IRENA Gap - bioenergy (2023) - way/173348127-380_Missing Bioenergy Capacity -- operating | bioenergy | TUR | 2023 |  |  |  | operating | FALSE | FALSE | e_Corlu_TUR | Corlu_TUR |  | 0.065602 | 4427.5 | 157.3 | 9.24 | 0.3399 |  | 0 | 0 | 38 | 5 | 5 | 30 | 30 | 5 | 40 | 10
ep_bioenergy_Denizli_TUR | Aggregated Plant -- operating | bioenergy | TUR | 2012 |  |  |  | operating | FALSE | FALSE | e_Denizli_TUR | Denizli_TUR |  | 0.0158 | 5197.5 | 185.9 | 10.08 | 0.309 |  | 0 | 0 | 38 | 5 | 5 | 30 | 30 | 5 | 40 | 10
ep_bioenergy_Denizli_TUR | Aggregated Plant -- operating | bioenergy | TUR | 2015 |  |  |  | operating | FALSE | FALSE | e_Denizli_TUR | Denizli_TUR |  | 0.031 | 5197.5 | 185.9 | 10.08 | 0.309 |  | 0 | 0 | 38 | 5 | 5 | 30 | 30 | 5 | 40 | 10
ep_bioenergy_Denizli_TUR | Aggregated Plant -- operating | bioenergy | TUR | 2021 |  |  |  | operating | FALSE | FALSE | e_Denizli_TUR | Denizli_TUR |  | 0.015 | 5197.5 | 185.9 | 10.08 | 0.3296 |  | 0 | 0 | 38 | 5 | 5 | 30 | 30 | 5 | 40 | 10
ep_bioenergy_Denizli_TUR__irena | Aggregated Plant -- operating | bioenergy | TUR | 2022 |  |  |  | operating | FALSE | FALSE | e_Denizli_TUR | Denizli_TUR |  | 0.035894 | 5197.5 | 185.9 | 10.08 | 0.3296 |  | 0 | 0 | 38 | 5 | 5 | 30 | 30 | 5 | 40 | 10
ep_bioenergy_Duzce_TUR | Aggregated Plant -- operating | bioenergy | TUR | 2015 |  |  |  | operating | FALSE | FALSE | e_Duzce_TUR | Duzce_TUR |  | 0.03 | 5197.5 | 185.9 | 10.08 | 0.309 |  | 0 | 0 | 38 | 5 | 5 | 30 | 30 | 5 | 40 | 10
ep_bioenergy_Duzce_TUR__irena | Aggregated Plant -- operating | bioenergy | TUR | 2022 |  |  |  | operating | FALSE | FALSE | e_Duzce_TUR | Duzce_TUR |  | 0.017424 | 5197.5 | 185.9 | 10.08 | 0.3296 |  | 0 | 0 | 38 | 5 | 5 | 30 | 30 | 5 | 40 | 10
ep_bioenergy_Elbistan_TUR | Aggregated Plant -- operating | bioenergy | TUR | 2015 |  |  |  | operating | FALSE | FALSE | e_Elbistan_TUR | Elbistan_TUR |  | 0.0105 | 5197.5 | 185.9 | 10.08 | 0.309 |  | 0 | 0 | 38 | 5 | 5 | 30 | 30 | 5 | 40 | 10
ep_bioenergy_Esenyurt_TUR | Aggregated Plant -- operating | bioenergy | TUR | 2015 |  |  |  | operating | FALSE | FALSE | e_Esenyurt_TUR | Esenyurt_TUR |  | 0.05761 | 5197.5 | 185.9 | 10.08 | 0.309 |  | 0 | 0 | 38 | 5 | 5 | 30 | 30 | 5 | 40 | 10
ep_bioenergy_Esenyurt_TUR__irena | IRENA Gap - bioenergy (2022) - way/52613323-380_Missing Bioenergy Capacity -- operating | bioenergy | TUR | 2022 |  |  |  | operating | FALSE | FALSE | e_Esenyurt_TUR | Esenyurt_TUR |  | 0.082829 | 4427.5 | 157.3 | 9.24 | 0.3399 |  | 0 | 0 | 38 | 5 | 5 | 30 | 30 | 5 | 40 | 10
ep_bioenergy_Esenyurt_TUR__irena | Aggregated Plant -- operating | bioenergy | TUR | 2023 |  |  |  | operating | FALSE | FALSE | e_Esenyurt_TUR | Esenyurt_TUR |  | 0.017376 | 5197.5 | 185.9 | 10.08 | 0.3296 |  | 0 | 0 | 38 | 5 | 5 | 30 | 30 | 5 | 40 | 10
ep_bioenergy_Etimesgut_TUR | Aggregated Plant -- operating | bioenergy | TUR | 2015 |  |  |  | operating | FALSE | FALSE | e_Etimesgut_TUR | Etimesgut_TUR |  | 0.0436 | 5197.5 | 185.9 | 10.08 | 0.309 |  | 0 | 0 | 38 | 5 | 5 | 30 | 30 | 5 | 40 | 10
ep_bioenergy_Etimesgut_TUR__irena | IRENA Gap - bioenergy (2022) - way/176009144-380_Missing Bioenergy Capacity -- operating | bioenergy | TUR | 2022 |  |  |  | operating | FALSE | FALSE | e_Etimesgut_TUR | Etimesgut_TUR |  | 0.057093 | 4427.5 | 157.3 | 9.24 | 0.3399 |  | 0 | 0 | 38 | 5 | 5 | 30 | 30 | 5 | 40 | 10
ep_bioenergy_Etimesgut_TUR__irena | Aggregated Plant -- operating | bioenergy | TUR | 2023 |  |  |  | operating | FALSE | FALSE | e_Etimesgut_TUR | Etimesgut_TUR |  | 0.011977 | 5197.5 | 185.9 | 10.08 | 0.3296 |  | 0 | 0 | 38 | 5 | 5 | 30 | 30 | 5 | 40 | 10
ep_bioenergy_G100000200829 | Eyüp Kemerburgaz power station_1 -- operating | bioenergy | TUR | 2017 |  | İstanbul | Eyüpsultan | operating | FALSE | FALSE | e_Esenyurt_TUR | Esenyurt_TUR |  | 0.085 | 4427.5 | 157.3 | 9.24 | 0.3193 |  | 0 | 0 | 38 | 5 | 5 | 30 | 30 | 5 | 40 | 10
ep_bioenergy_G100001055473 | Sincan Çadırtepe power station_-- -- operating | bioenergy | TUR | 2015 |  | Ayaş/Ankara | Gökler | operating | FALSE | FALSE | e_Etimesgut_TUR | Etimesgut_TUR |  | 0.0547 | 4427.5 | 157.3 | 9.24 | 0.3193 |  | 0 | 0 | 38 | 5 | 5 | 30 | 30 | 5 | 40 | 10
ep_bioenergy_Istanbul_TUR | Aggregated Plant -- operating | bioenergy | TUR | 2015 |  |  |  | operating | FALSE | FALSE | e_Istanbul_TUR | Istanbul_TUR |  | 0.0986 | 5197.5 | 185.9 | 10.08 | 0.309 |  | 0 | 0 | 38 | 5 | 5 | 30 | 30 | 5 | 40 | 10
ep_bioenergy_Istanbul_TUR__irena | IRENA Gap - bioenergy (2022) - TR44-380_Missing Bioenergy Capacity -- operating | bioenergy | TUR | 2022 |  |  |  | operating | FALSE | FALSE | e_Istanbul_TUR | Istanbul_TUR |  | 0.057267 | 4427.5 | 157.3 | 9.24 | 0.3399 |  | 0 | 0 | 38 | 5 | 5 | 30 | 30 | 5 | 40 | 10
ep_bioenergy_Istanbul_TUR__irena | Aggregated Plant -- operating | bioenergy | TUR | 2023 |  |  |  | operating | FALSE | FALSE | e_Istanbul_TUR | Istanbul_TUR |  | 0.012013 | 5197.5 | 185.9 | 10.08 | 0.3296 |  | 0 | 0 | 38 | 5 | 5 | 30 | 30 | 5 | 40 | 10
ep_bioenergy_Izmir_TUR | Aggregated Plant -- operating | bioenergy | TUR | 2015 |  |  |  | operating | FALSE | FALSE | e_Izmir_TUR | Izmir_TUR |  | 0.057 | 5197.5 | 185.9 | 10.08 | 0.309 |  | 0 | 0 | 38 | 5 | 5 | 30 | 30 | 5 | 40 | 10
ep_bioenergy_Izmir_TUR | Aggregated Plant -- operating | bioenergy | TUR | 2019 |  |  |  | operating | FALSE | FALSE | e_Izmir_TUR | Izmir_TUR |  | 0.0325 | 5197.5 | 185.9 | 10.08 | 0.309 |  | 0 | 0 | 38 | 5 | 5 | 30 | 30 | 5 | 40 | 10
ep_bioenergy_Izmir_TUR__irena | IRENA Gap - bioenergy (2022) - way/130569382-380_Missing Bioenergy Capacity -- operating | bioenergy | TUR | 2022 |  |  |  | operating | FALSE | FALSE | e_Izmir_TUR | Izmir_TUR |  | 0.051982 | 4427.5 | 157.3 | 9.24 | 0.3399 |  | 0 | 0 | 38 | 5 | 5 | 30 | 30 | 5 | 40 | 10
ep_bioenergy_Izmir_TUR__irena | Aggregated Plant -- operating | bioenergy | TUR | 2023 |  |  |  | operating | FALSE | FALSE | e_Izmir_TUR | Izmir_TUR |  | 0.010905 | 5197.5 | 185.9 | 10.08 | 0.3296 |  | 0 | 0 | 38 | 5 | 5 | 30 | 30 | 5 | 40 | 10
ep_bioenergy_Kocaeli_TUR | Aggregated Plant -- operating | bioenergy | TUR | 2015 |  |  |  | operating | FALSE | FALSE | e_Kocaeli_TUR | Kocaeli_TUR |  | 0.0113 | 5197.5 | 185.9 | 10.08 | 0.309 |  | 0 | 0 | 38 | 5 | 5 | 30 | 30 | 5 | 40 | 10
ep_bioenergy_Kocaeli_TUR | Aggregated Plant -- operating | bioenergy | TUR | 2021 |  |  |  | operating | FALSE | FALSE | e_Kocaeli_TUR | Kocaeli_TUR |  | 0.035 | 5197.5 | 185.9 | 10.08 | 0.3296 |  | 0 | 0 | 38 | 5 | 5 | 30 | 30 | 5 | 40 | 10
ep_bioenergy_Kocaeli_TUR__irena | Aggregated Plant -- operating | bioenergy | TUR | 2022 |  |  |  | operating | FALSE | FALSE | e_Kocaeli_TUR | Kocaeli_TUR |  | 0.026891 | 5197.5 | 185.9 | 10.08 | 0.3296 |  | 0 | 0 | 38 | 5 | 5 | 30 | 30 | 5 | 40 | 10
ep_bioenergy_Konya_TUR | Aggregated Plant -- operating | bioenergy | TUR | 2015 |  |  |  | operating | FALSE | FALSE | e_Konya_TUR | Konya_TUR |  | 0.11 | 5197.5 | 185.9 | 10.08 | 0.309 |  | 0 | 0 | 38 | 5 | 5 | 30 | 30 | 5 | 40 | 10
ep_bioenergy_Konya_TUR__irena | IRENA Gap - bioenergy (2022) - way/172934497-380_Missing Bioenergy Capacity -- operating | bioenergy | TUR | 2022 |  |  |  | operating | FALSE | FALSE | e_Konya_TUR | Konya_TUR |  | 0.063889 | 4427.5 | 157.3 | 9.24 | 0.3399 |  | 0 | 0 | 38 | 5 | 5 | 30 | 30 | 5 | 40 | 10
ep_bioenergy_Konya_TUR__irena | Aggregated Plant -- operating | bioenergy | TUR | 2023 |  |  |  | operating | FALSE | FALSE | e_Konya_TUR | Konya_TUR |  | 0.013402 | 5197.5 | 185.9 | 10.08 | 0.3296 |  | 0 | 0 | 38 | 5 | 5 | 30 | 30 | 5 | 40 | 10
ep_bioenergy_Milas_TUR | Aggregated Plant -- operating | bioenergy | TUR | 2020 |  |  |  | operating | FALSE | FALSE | e_Milas_TUR | Milas_TUR |  | 0.0136 | 5197.5 | 185.9 | 10.08 | 0.309 |  | 0 | 0 | 38 | 5 | 5 | 30 | 30 | 5 | 40 | 10
ep_bioenergy_Osmaniye_TUR | Aggregated Plant -- operating | bioenergy | TUR | 2015 |  |  |  | operating | FALSE | FALSE | e_Osmaniye_TUR | Osmaniye_TUR |  | 0.12456 | 5197.5 | 185.9 | 10.08 | 0.309 |  | 0 | 0 | 38 | 5 | 5 | 30 | 30 | 5 | 40 | 10
ep_bioenergy_Osmaniye_TUR__irena | IRENA Gap - bioenergy (2022) - way/177818606-380_Missing Bioenergy Capacity -- operating | bioenergy | TUR | 2022 |  |  |  | operating | FALSE | FALSE | e_Osmaniye_TUR | Osmaniye_TUR |  | 0.086284 | 4427.5 | 157.3 | 9.24 | 0.3399 |  | 0 | 0 | 38 | 5 | 5 | 30 | 30 | 5 | 40 | 10
ep_bioenergy_Osmaniye_TUR__irena | Aggregated Plant -- operating | bioenergy | TUR | 2023 |  |  |  | operating | FALSE | FALSE | e_Osmaniye_TUR | Osmaniye_TUR |  | 0.018101 | 5197.5 | 185.9 | 10.08 | 0.3296 |  | 0 | 0 | 38 | 5 | 5 | 30 | 30 | 5 | 40 | 10
ep_bioenergy_Zonguldak_TUR | Aggregated Plant -- operating | bioenergy | TUR | 2019 |  |  |  | operating | FALSE | FALSE | e_Zonguldak_TUR | Zonguldak_TUR |  | 0.021 | 5197.5 | 185.9 | 10.08 | 0.309 |  | 0 | 0 | 38 | 5 | 5 | 30 | 30 | 5 | 40 | 10
ep_bioenergy_Zonguldak_TUR__irena | Aggregated Plant -- operating | bioenergy | TUR | 2022 |  |  |  | operating | FALSE | FALSE | e_Zonguldak_TUR | Zonguldak_TUR |  | 0.012197 | 5197.5 | 185.9 | 10.08 | 0.3296 |  | 0 | 0 | 38 | 5 | 5 | 30 | 30 | 5 | 40 | 10
ep_coal__ember | Aggregated Plant -- operating | coal | TUR | 2022 |  |  |  | operating | FALSE | FALSE | ELC |  |  | 0.0018 |  |  |  | 0.33123 |  | 0 | 0
ep_coal_subcritical_Akhisar_TUR | Aggregated Plant -- operating | coal | TUR | 2019 |  |  |  | operating | FALSE | TRUE | e_Akhisar_TUR | Akhisar_TUR | subcritical | 0.04 | 2970 | 85.8 | 6.3 | 0.3399 |  | 0 | 0 | 38 | 5 | 5 | 30 | 30 | 5 | 40 | 10
ep_coal_subcritical_Corlu_TUR | Aggregated Plant -- operating | coal | TUR | 2014 |  |  |  | operating | FALSE | TRUE | e_Corlu_TUR | Corlu_TUR | subcritical | 0.0467 | 2970 | 85.8 | 6.3 | 0.3399 |  | 0 | 0 | 38 | 5 | 5 | 30 | 30 | 5 | 40 | 10
ep_coal_subcritical_G100000100067 | Afşin-Elbistan power stations_Unit A1 -- operating | coal | TUR | 1984 |  | Kahramanmaraş |  | operating | FALSE | FALSE | e_Elbistan_TUR | Elbistan_TUR | subcritical | 0.34 | 2200 | 66 | 5.25 | 0.3605 |  | 0 | 0 | 42 | 7 | 7 | 20 | 20 | 8 | 60 | 14
ep_coal_subcritical_G100000100068 | Afşin-Elbistan power stations_Unit A2 -- operating | coal | TUR | 1984 |  | Kahramanmaraş |  | operating | FALSE | FALSE | e_Elbistan_TUR | Elbistan_TUR | subcritical | 0.34 | 2200 | 66 | 5.25 | 0.3605 |  | 0 | 0 | 42 | 7 | 7 | 20 | 20 | 8 | 60 | 14
ep_coal_subcritical_G100000100069 | Afşin-Elbistan power stations_Unit A3 -- operating | coal | TUR | 1986 |  | Kahramanmaraş |  | operating | FALSE | FALSE | e_Elbistan_TUR | Elbistan_TUR | subcritical | 0.34 | 2200 | 66 | 5.25 | 0.3605 |  | 0 | 0 | 42 | 7 | 7 | 20 | 20 | 8 | 60 | 14
ep_coal_subcritical_G100000100071 | Afşin-Elbistan power stations_Unit B1 -- operating | coal | TUR | 2005 |  | Kahramanmaraş |  | operating | FALSE | FALSE | e_Elbistan_TUR | Elbistan_TUR | subcritical | 0.36 | 2200 | 66 | 5.25 | 0.3708 |  | 0 | 0 | 42 | 7 | 7 | 20 | 20 | 8 | 60 | 14
ep_coal_subcritical_G100000100072 | Afşin-Elbistan power stations_Unit B2 -- operating | coal | TUR | 2006 |  | Kahramanmaraş |  | operating | FALSE | FALSE | e_Elbistan_TUR | Elbistan_TUR | subcritical | 0.36 | 2200 | 66 | 5.25 | 0.3708 |  | 0 | 0 | 42 | 7 | 7 | 20 | 20 | 8 | 60 | 14
ep_coal_subcritical_G100000100073 | Afşin-Elbistan power stations_Unit B3 -- operating | coal | TUR | 2006 |  | Kahramanmaraş |  | operating | FALSE | FALSE | e_Elbistan_TUR | Elbistan_TUR | subcritical | 0.36 | 2200 | 66 | 5.25 | 0.3708 |  | 0 | 0 | 42 | 7 | 7 | 20 | 20 | 8 | 60 | 14
ep_coal_subcritical_G100000100074 | Afşin-Elbistan power stations_Unit B4 -- operating | coal | TUR | 2006 |  | Kahramanmaraş |  | operating | FALSE | FALSE | e_Elbistan_TUR | Elbistan_TUR | subcritical | 0.36 | 2200 | 66 | 5.25 | 0.3708 |  | 0 | 0 | 42 | 7 | 7 | 20 | 20 | 8 | 60 | 14
ep_coal_subcritical_G100000100097 | Aksa Akrilik power station_-- -- operating | coal | TUR | 2013 |  | Yalova |  | operating | FALSE | FALSE | e_Istanbul_TUR | Istanbul_TUR | subcritical | 0.1 | 2530 | 72.6 | 5.775 | 0.3502 |  | 0 | 0 | 38 | 5 | 5 | 30 | 30 | 5 | 40 | 10
ep_coal_subcritical_G100000101003 | Bolu Göynük power station_Unit 1 -- operating | coal | TUR | 2015 |  | Bolu |  | operating | FALSE | FALSE | e_Kocaeli_TUR | Kocaeli_TUR | subcritical | 0.135 | 2530 | 72.6 | 5.775 | 0.3502 |  | 0 | 0 | 38 | 5 | 5 | 30 | 30 | 5 | 40 | 10
ep_coal_subcritical_G100000101004 | Bolu Göynük power station_Unit 2 -- operating | coal | TUR | 2015 |  | Bolu |  | operating | FALSE | FALSE | e_Kocaeli_TUR | Kocaeli_TUR | subcritical | 0.135 | 2530 | 72.6 | 5.775 | 0.3502 |  | 0 | 0 | 38 | 5 | 5 | 30 | 30 | 5 | 40 | 10
ep_coal_subcritical_G100000101181 | Çan (18 Mart) power station_Unit 1 -- operating | coal | TUR | 2003 |  | Çanakkale |  | operating | FALSE | FALSE | e_Canakkale_TUR | Canakkale_TUR | subcritical | 0.16 | 2530 | 72.6 | 5.775 | 0.3502 |  | 0 | 0 | 38 | 5 | 5 | 30 | 30 | 5 | 40 | 10
ep_coal_subcritical_G100000101182 | Çan (18 Mart) power station_Unit 2 -- operating | coal | TUR | 2003 |  | Çanakkale |  | operating | FALSE | FALSE | e_Canakkale_TUR | Canakkale_TUR | subcritical | 0.16 | 2530 | 72.6 | 5.775 | 0.3502 |  | 0 | 0 | 38 | 5 | 5 | 30 | 30 | 5 | 40 | 10
ep_coal_subcritical_G100000101183 | Çan-2 power station_-- -- operating | coal | TUR | 2018 |  | Çanakkale |  | operating | FALSE | FALSE | e_Canakkale_TUR | Canakkale_TUR | subcritical | 0.33 | 2200 | 66 | 5.25 | 0.3708 |  | 0 | 0 | 42 | 7 | 7 | 20 | 20 | 8 | 60 | 14
ep_coal_subcritical_G100000101238 | Çatalağzı power station_Unit B-1 -- operating | coal | TUR | 1989 |  | Zonguldak |  | operating | FALSE | FALSE | e_Zonguldak_TUR | Zonguldak_TUR | subcritical | 0.157 | 2530 | 72.6 | 5.775 | 0.3399 |  | 0 | 0 | 38 | 5 | 5 | 30 | 30 | 5 | 40 | 10
ep_coal_subcritical_G100000101239 | Çatalağzı power station_Unit B-2 -- operating | coal | TUR | 1991 |  | Zonguldak |  | operating | FALSE | FALSE | e_Zonguldak_TUR | Zonguldak_TUR | subcritical | 0.157 | 2530 | 72.6 | 5.775 | 0.3502 |  | 0 | 0 | 38 | 5 | 5 | 30 | 30 | 5 | 40 | 10
ep_coal_subcritical_G100000101242 | Çayırhan power station_Unit 1 -- operating | coal | TUR | 1987 |  | Ankara |  | operating | FALSE | FALSE | e_Etimesgut_TUR | Etimesgut_TUR | subcritical | 0.15 | 2530 | 72.6 | 5.775 | 0.3399 |  | 0 | 0 | 38 | 5 | 5 | 30 | 30 | 5 | 40 | 10
ep_coal_subcritical_G100000101243 | Çayırhan power station_Unit 2 -- operating | coal | TUR | 1987 |  | Ankara |  | operating | FALSE | FALSE | e_Etimesgut_TUR | Etimesgut_TUR | subcritical | 0.15 | 2530 | 72.6 | 5.775 | 0.3399 |  | 0 | 0 | 38 | 5 | 5 | 30 | 30 | 5 | 40 | 10
ep_coal_subcritical_G100000101244 | Çayırhan power station_Unit 3 -- operating | coal | TUR | 1999 |  | Ankara |  | operating | FALSE | FALSE | e_Etimesgut_TUR | Etimesgut_TUR | subcritical | 0.16 | 2530 | 72.6 | 5.775 | 0.3502 |  | 0 | 0 | 38 | 5 | 5 | 30 | 30 | 5 | 40 | 10
ep_coal_subcritical_G100000101245 | Çayırhan power station_Unit 4 -- operating | coal | TUR | 2000 |  | Ankara |  | operating | FALSE | FALSE | e_Etimesgut_TUR | Etimesgut_TUR | subcritical | 0.16 | 2530 | 72.6 | 5.775 | 0.3502 |  | 0 | 0 | 38 | 5 | 5 | 30 | 30 | 5 | 40 | 10
ep_coal_subcritical_G100000102972-CHP | Gebze Çolakoğlu power station_Unit 1 -- operating -- CHP | coal | TUR | 2003 |  | Kocaeli |  | operating | TRUE | FALSE | e_Istanbul_TUR | Istanbul_TUR | subcritical | 0.095 | 2530 | 72.6 | 5.775 | 0.3502 |  | 1.2 | 0.15 | 38 | 5 | 5 | 30 | 30 | 5 | 40 | 10
ep_coal_subcritical_G100000104822 | İÇDAŞ Biga power station_Unit 1 -- operating | coal | TUR | 2005 |  | Çanakkale |  | operating | FALSE | TRUE | e_Canakkale_TUR | Canakkale_TUR | subcritical | 0.135 | 2530 | 72.6 | 5.775 | 0.3502 |  | 0 | 0 | 38 | 5 | 5 | 30 | 30 | 5 | 40 | 10
ep_coal_subcritical_G100000104823 | İÇDAŞ Biga power station_Unit 2 -- operating | coal | TUR | 2009 |  | Çanakkale |  | operating | FALSE | TRUE | e_Canakkale_TUR | Canakkale_TUR | subcritical | 0.135 | 2530 | 72.6 | 5.775 | 0.3502 |  | 0 | 0 | 38 | 5 | 5 | 30 | 30 | 5 | 40 | 10
ep_coal_subcritical_G100000104824 | İÇDAŞ Biga power station_Unit 3 -- operating | coal | TUR | 2009 |  | Çanakkale |  | operating | FALSE | TRUE | e_Canakkale_TUR | Canakkale_TUR | subcritical | 0.135 | 2530 | 72.6 | 5.775 | 0.3502 |  | 0 | 0 | 38 | 5 | 5 | 30 | 30 | 5 | 40 | 10
ep_coal_subcritical_G100000104915 | İsken Sugözü power station_Unit 1 -- operating | coal | TUR | 2003 |  | Adana |  | operating | FALSE | FALSE | e_Osmaniye_TUR | Osmaniye_TUR | subcritical | 0.605 | 2200 | 66 | 5.25 | 0.3708 |  | 0 | 0 | 42 | 7 | 7 | 20 | 20 | 8 | 60 | 14
ep_coal_subcritical_G100000104916 | İsken Sugözü power station_Unit 2 -- operating | coal | TUR | 2003 |  | Adana |  | operating | FALSE | FALSE | e_Osmaniye_TUR | Osmaniye_TUR | subcritical | 0.605 | 2200 | 66 | 5.25 | 0.3708 |  | 0 | 0 | 42 | 7 | 7 | 20 | 20 | 8 | 60 | 14
ep_coal_subcritical_G100000105539 | Kangal power station_Unit 1 -- operating | coal | TUR | 1989 |  | Sivas |  | operating | FALSE | FALSE | e_Elbistan_TUR | Elbistan_TUR | subcritical | 0.15 | 2530 | 72.6 | 5.775 | 0.3399 |  | 0 | 0 | 38 | 5 | 5 | 30 | 30 | 5 | 40 | 10
ep_coal_subcritical_G100000105540 | Kangal power station_Unit 2 -- operating | coal | TUR | 1990 |  | Sivas |  | operating | FALSE | FALSE | e_Elbistan_TUR | Elbistan_TUR | subcritical | 0.15 | 2530 | 72.6 | 5.775 | 0.3399 |  | 0 | 0 | 38 | 5 | 5 | 30 | 30 | 5 | 40 | 10
ep_coal_subcritical_G100000105541 | Kangal power station_Unit 3 -- operating | coal | TUR | 2000 |  | Sivas |  | operating | FALSE | FALSE | e_Elbistan_TUR | Elbistan_TUR | subcritical | 0.157 | 2530 | 72.6 | 5.775 | 0.3502 |  | 0 | 0 | 38 | 5 | 5 | 30 | 30 | 5 | 40 | 10
ep_coal_subcritical_G100000105557 | Kardemir Karabük Demir Çelik power station_-- -- operating | coal | TUR | 2007 |  | Zonguldak |  | operating | FALSE | FALSE | e_Zonguldak_TUR | Zonguldak_TUR | subcritical | 0.0775 | 2530 | 72.6 | 5.775 | 0.3502 |  | 0 | 0 | 38 | 5 | 5 | 30 | 30 | 5 | 40 | 10
ep_coal_subcritical_G100000105653 | Kemerköy power station_Unit 1 -- operating | coal | TUR | 1994 |  | Muğla |  | operating | FALSE | FALSE | e_Milas_TUR | Milas_TUR | subcritical | 0.21 | 2530 | 72.6 | 5.775 | 0.3502 |  | 0 | 0 | 38 | 5 | 5 | 30 | 30 | 5 | 40 | 10
ep_coal_subcritical_G100000105654 | Kemerköy power station_Unit 2 -- operating | coal | TUR | 1994 |  | Muğla |  | operating | FALSE | FALSE | e_Milas_TUR | Milas_TUR | subcritical | 0.21 | 2530 | 72.6 | 5.775 | 0.3502 |  | 0 | 0 | 38 | 5 | 5 | 30 | 30 | 5 | 40 | 10
ep_coal_subcritical_G100000105655 | Kemerköy power station_Unit 3 -- operating | coal | TUR | 1995 |  | Muğla |  | operating | FALSE | FALSE | e_Milas_TUR | Milas_TUR | subcritical | 0.21 | 2530 | 72.6 | 5.775 | 0.3502 |  | 0 | 0 | 38 | 5 | 5 | 30 | 30 | 5 | 40 | 10
ep_coal_subcritical_G100000107675 | Orhaneli power station_Unit 1 -- operating | coal | TUR | 1992 |  | Bursa |  | operating | FALSE | FALSE | e_Istanbul_TUR | Istanbul_TUR | subcritical | 0.21 | 2530 | 72.6 | 5.775 | 0.3502 |  | 0 | 0 | 38 | 5 | 5 | 30 | 30 | 5 | 40 | 10
ep_coal_subcritical_G100000108943 | Seyitömer power station_Unit 1 -- operating | coal | TUR | 1973 |  | Kütahya |  | operating | FALSE | FALSE | e_Afyonkarahisar_TUR | Afyonkarahisar_TUR | subcritical | 0.15 | 2530 | 72.6 | 5.775 | 0.3296 |  | 0 | 0 | 38 | 5 | 5 | 30 | 30 | 5 | 40 | 10
ep_coal_subcritical_G100000108944 | Seyitömer power station_Unit 2 -- operating | coal | TUR | 1974 |  | Kütahya |  | operating | FALSE | FALSE | e_Afyonkarahisar_TUR | Afyonkarahisar_TUR | subcritical | 0.15 | 2530 | 72.6 | 5.775 | 0.3296 |  | 0 | 0 | 38 | 5 | 5 | 30 | 30 | 5 | 40 | 10
ep_coal_subcritical_G100000108945 | Seyitömer power station_Unit 3 -- operating | coal | TUR | 1977 |  | Kütahya |  | operating | FALSE | FALSE | e_Afyonkarahisar_TUR | Afyonkarahisar_TUR | subcritical | 0.15 | 2530 | 72.6 | 5.775 | 0.3296 |  | 0 | 0 | 38 | 5 | 5 | 30 | 30 | 5 | 40 | 10
ep_coal_subcritical_G100000108946 | Seyitömer power station_Unit 4 -- operating | coal | TUR | 1989 |  | Kütahya |  | operating | FALSE | FALSE | e_Afyonkarahisar_TUR | Afyonkarahisar_TUR | subcritical | 0.15 | 2530 | 72.6 | 5.775 | 0.3399 |  | 0 | 0 | 38 | 5 | 5 | 30 | 30 | 5 | 40 | 10
ep_coal_subcritical_G100000109467 | Şırnak Silopi (CİNER) power station_Unit 1 -- operating | coal | TUR | 2009 |  | Şırnak |  | operating | FALSE | FALSE | e_Siirt_TUR | Siirt_TUR | subcritical | 0.135 | 2530 | 72.6 | 5.775 | 0.3502 |  | 0 | 0 | 38 | 5 | 5 | 30 | 30 | 5 | 40 | 10
ep_coal_subcritical_G100000109468 | Şırnak Silopi (CİNER) power station_Unit 2 -- operating | coal | TUR | 2015 |  | Şırnak |  | operating | FALSE | FALSE | e_Siirt_TUR | Siirt_TUR | subcritical | 0.135 | 2530 | 72.6 | 5.775 | 0.3502 |  | 0 | 0 | 38 | 5 | 5 | 30 | 30 | 5 | 40 | 10
ep_coal_subcritical_G100000109469 | Şırnak Silopi (CİNER) power station_Unit 3 -- operating | coal | TUR | 2015 |  | Şırnak |  | operating | FALSE | FALSE | e_Siirt_TUR | Siirt_TUR | subcritical | 0.135 | 2530 | 72.6 | 5.775 | 0.3502 |  | 0 | 0 | 38 | 5 | 5 | 30 | 30 | 5 | 40 | 10
ep_coal_subcritical_G100000109494 | Soma Kolin power station_Unit 1 -- operating | coal | TUR | 2019 |  | Manisa | Türkpiyala village | operating | FALSE | FALSE | e_Akhisar_TUR | Akhisar_TUR | subcritical | 0.255 | 2530 | 72.6 | 5.775 | 0.3502 |  | 0 | 0 | 38 | 5 | 5 | 30 | 30 | 5 | 40 | 10
ep_coal_subcritical_G100000109496 | Soma power station_Phase B Unit 1 -- operating | coal | TUR | 1981 |  | Manisa |  | operating | FALSE | FALSE | e_Akhisar_TUR | Akhisar_TUR | subcritical | 0.165 | 2530 | 72.6 | 5.775 | 0.3399 |  | 0 | 0 | 38 | 5 | 5 | 30 | 30 | 5 | 40 | 10
ep_coal_subcritical_G100000109497 | Soma power station_Phase B Unit 2 -- operating | coal | TUR | 1982 |  | Manisa |  | operating | FALSE | FALSE | e_Akhisar_TUR | Akhisar_TUR | subcritical | 0.165 | 2530 | 72.6 | 5.775 | 0.3399 |  | 0 | 0 | 38 | 5 | 5 | 30 | 30 | 5 | 40 | 10
ep_coal_subcritical_G100000109498 | Soma power station_Phase B Unit 3 -- operating | coal | TUR | 1985 |  | Manisa |  | operating | FALSE | FALSE | e_Akhisar_TUR | Akhisar_TUR | subcritical | 0.165 | 2530 | 72.6 | 5.775 | 0.3399 |  | 0 | 0 | 38 | 5 | 5 | 30 | 30 | 5 | 40 | 10
ep_coal_subcritical_G100000109499 | Soma power station_Phase B Unit 4 -- operating | coal | TUR | 1986 |  | Manisa |  | operating | FALSE | FALSE | e_Akhisar_TUR | Akhisar_TUR | subcritical | 0.165 | 2530 | 72.6 | 5.775 | 0.3399 |  | 0 | 0 | 38 | 5 | 5 | 30 | 30 | 5 | 40 | 10
ep_coal_subcritical_G100000109500 | Soma power station_Phase B Unit 5 -- operating | coal | TUR | 1991 |  | Manisa |  | operating | FALSE | FALSE | e_Akhisar_TUR | Akhisar_TUR | subcritical | 0.165 | 2530 | 72.6 | 5.775 | 0.3502 |  | 0 | 0 | 38 | 5 | 5 | 30 | 30 | 5 | 40 | 10
ep_coal_subcritical_G100000109501 | Soma power station_Phase B Unit 6 -- operating | coal | TUR | 1992 |  | Manisa |  | operating | FALSE | FALSE | e_Akhisar_TUR | Akhisar_TUR | subcritical | 0.165 | 2530 | 72.6 | 5.775 | 0.3502 |  | 0 | 0 | 38 | 5 | 5 | 30 | 30 | 5 | 40 | 10
ep_coal_subcritical_G100000110352 | Tufanbeyli power station_Unit 1 -- operating | coal | TUR | 2016 |  | Adana |  | operating | FALSE | FALSE | e_Elbistan_TUR | Elbistan_TUR | subcritical | 0.15 | 2530 | 72.6 | 5.775 | 0.3502 |  | 0 | 0 | 38 | 5 | 5 | 30 | 30 | 5 | 40 | 10
ep_coal_subcritical_G100000110353 | Tufanbeyli power station_Unit 2 -- operating | coal | TUR | 2016 |  | Adana |  | operating | FALSE | FALSE | e_Elbistan_TUR | Elbistan_TUR | subcritical | 0.15 | 2530 | 72.6 | 5.775 | 0.3502 |  | 0 | 0 | 38 | 5 | 5 | 30 | 30 | 5 | 40 | 10
ep_coal_subcritical_G100000110354 | Tufanbeyli power station_Unit 3 -- operating | coal | TUR | 2016 |  | Adana |  | operating | FALSE | FALSE | e_Elbistan_TUR | Elbistan_TUR | subcritical | 0.15 | 2530 | 72.6 | 5.775 | 0.3502 |  | 0 | 0 | 38 | 5 | 5 | 30 | 30 | 5 | 40 | 10
ep_coal_subcritical_G100000110360 | Tunçbilek power station_Unit 4 -- operating | coal | TUR | 1977 |  | Kütahya |  | operating | FALSE | FALSE | e_Istanbul_TUR | Istanbul_TUR | subcritical | 0.15 | 2530 | 72.6 | 5.775 | 0.3296 |  | 0 | 0 | 38 | 5 | 5 | 30 | 30 | 5 | 40 | 10
ep_coal_subcritical_G100000110361 | Tunçbilek power station_Unit 5 -- operating | coal | TUR | 1978 |  | Kütahya |  | operating | FALSE | FALSE | e_Istanbul_TUR | Istanbul_TUR | subcritical | 0.15 | 2530 | 72.6 | 5.775 | 0.3296 |  | 0 | 0 | 38 | 5 | 5 | 30 | 30 | 5 | 40 | 10
ep_coal_subcritical_G100000111333 | Yatağan power station_Unit 1 -- operating | coal | TUR | 1984 |  | Muğla |  | operating | FALSE | FALSE | e_Milas_TUR | Milas_TUR | subcritical | 0.21 | 2530 | 72.6 | 5.775 | 0.3399 |  | 0 | 0 | 38 | 5 | 5 | 30 | 30 | 5 | 40 | 10
ep_coal_subcritical_G100000111334 | Yatağan power station_Unit 2 -- operating | coal | TUR | 1984 |  | Muğla |  | operating | FALSE | FALSE | e_Milas_TUR | Milas_TUR | subcritical | 0.21 | 2530 | 72.6 | 5.775 | 0.3399 |  | 0 | 0 | 38 | 5 | 5 | 30 | 30 | 5 | 40 | 10
ep_coal_subcritical_G100000111335 | Yatağan power station_Unit 3 -- operating | coal | TUR | 1986 |  | Muğla |  | operating | FALSE | FALSE | e_Milas_TUR | Milas_TUR | subcritical | 0.21 | 2530 | 72.6 | 5.775 | 0.3399 |  | 0 | 0 | 38 | 5 | 5 | 30 | 30 | 5 | 40 | 10
ep_coal_subcritical_G100000111354 | Yeniköy power station_Unit 1 -- operating | coal | TUR | 1986 |  | Muğla |  | operating | FALSE | FALSE | e_Milas_TUR | Milas_TUR | subcritical | 0.21 | 2530 | 72.6 | 5.775 | 0.3399 |  | 0 | 0 | 38 | 5 | 5 | 30 | 30 | 5 | 40 | 10
ep_coal_subcritical_G100000111355 | Yeniköy power station_Unit 2 -- operating | coal | TUR | 1987 |  | Muğla |  | operating | FALSE | FALSE | e_Milas_TUR | Milas_TUR | subcritical | 0.21 | 2530 | 72.6 | 5.775 | 0.3399 |  | 0 | 0 | 38 | 5 | 5 | 30 | 30 | 5 | 40 | 10
ep_coal_subcritical_G100000111500 | Yunus Emre power station_Unit 1 -- operating | coal | TUR | 2021 |  | Eskişehir |  | operating | FALSE | FALSE | e_Etimesgut_TUR | Etimesgut_TUR | subcritical | 0.145 | 2530 | 72.6 | 5.775 | 0.3502 |  | 0 | 0 | 38 | 5 | 5 | 30 | 30 | 5 | 40 | 10
ep_coal_subcritical_G100000111552 | ZETES power stations_Phase 1 Unit 1 -- operating | coal | TUR | 2010 |  | Zonguldak |  | operating | FALSE | FALSE | e_Zonguldak_TUR | Zonguldak_TUR | subcritical | 0.16 | 2530 | 72.6 | 5.775 | 0.3502 |  | 0 | 0 | 38 | 5 | 5 | 30 | 30 | 5 | 40 | 10
ep_coal_subcritical_G100000113111 | Soma Kolin power station_Unit 2 -- operating | coal | TUR | 2019 |  | Manisa | Türkpiyala village | operating | FALSE | FALSE | e_Akhisar_TUR | Akhisar_TUR | subcritical | 0.255 | 2530 | 72.6 | 5.775 | 0.3502 |  | 0 | 0 | 38 | 5 | 5 | 30 | 30 | 5 | 40 | 10
ep_coal_subcritical_G100001053386-CHP | Gebze Çolakoğlu power station_Unit 2 -- operating -- CHP | coal | TUR | 2003 |  | Kocaeli |  | operating | TRUE | FALSE | e_Istanbul_TUR | Istanbul_TUR | subcritical | 0.095 | 2530 | 72.6 | 5.775 | 0.3502 |  | 1.2 | 0.15 | 38 | 5 | 5 | 30 | 30 | 5 | 40 | 10
ep_coal_subcritical_Istanbul_TUR | Aggregated Plant -- operating | coal | TUR | 2013 |  |  |  | operating | FALSE | FALSE | e_Istanbul_TUR | Istanbul_TUR | subcritical | 0.051 | 2530 | 72.6 | 5.775 | 0.3502 |  | 0 | 0 | 38 | 5 | 5 | 30 | 30 | 5 | 40 | 10
ep_coal_subcritical_Izmir_TUR | Aggregated Plant -- operating | coal | TUR | 2022 |  |  |  | operating | FALSE | TRUE | e_Izmir_TUR | Izmir_TUR | subcritical | 0.055 | 2530 | 72.6 | 5.775 | 0.3502 |  | 0 | 0 | 38 | 5 | 5 | 30 | 30 | 5 | 40 | 10
ep_coal_subcritical_Konya_TUR | Aggregated Plant -- operating | coal | TUR | 2013 |  |  |  | operating | FALSE | TRUE | e_Konya_TUR | Konya_TUR | subcritical | 0.037 | 2970 | 85.8 | 6.3 | 0.3399 |  | 0 | 0 | 38 | 5 | 5 | 30 | 30 | 5 | 40 | 10
ep_coal_supercritical_G100000100401 | Atlas Enerji İskenderun power station_Unit 1 -- operating | coal | TUR | 2014 |  | Hatay |  | operating | FALSE | FALSE | e_Osmaniye_TUR | Osmaniye_TUR | supercritical | 0.6 | 2420 | 71.5 | 5.775 | 0.42745 |  | 0 | 0 | 48 | 8 | 8 | 15 | 15 | 9 | 70 | 16
ep_coal_supercritical_G100000104820 | İÇDAŞ Bekirli power station_Unit 1 -- operating | coal | TUR | 2011 |  | Çanakkale |  | operating | FALSE | TRUE | e_Canakkale_TUR | Canakkale_TUR | supercritical | 0.6 | 2420 | 71.5 | 5.775 | 0.42745 |  | 0 | 0 | 48 | 8 | 8 | 15 | 15 | 9 | 70 | 16
ep_coal_supercritical_G100000104821 | İÇDAŞ Bekirli power station_Unit 2 -- operating | coal | TUR | 2015 |  | Çanakkale |  | operating | FALSE | TRUE | e_Canakkale_TUR | Canakkale_TUR | supercritical | 0.6 | 2420 | 71.5 | 5.775 | 0.42745 |  | 0 | 0 | 48 | 8 | 8 | 15 | 15 | 9 | 70 | 16
ep_coal_supercritical_G100000111553 | ZETES power stations_Phase 2 Unit 1 -- operating | coal | TUR | 2010 |  | Zonguldak |  | operating | FALSE | FALSE | e_Zonguldak_TUR | Zonguldak_TUR | supercritical | 0.615 | 2420 | 71.5 | 5.775 | 0.40685 |  | 0 | 0 | 48 | 8 | 8 | 15 | 15 | 9 | 70 | 16
ep_coal_supercritical_G100000111554 | ZETES power stations_Phase 2 Unit 2 -- operating | coal | TUR | 2010 |  | Zonguldak |  | operating | FALSE | FALSE | e_Zonguldak_TUR | Zonguldak_TUR | supercritical | 0.615 | 2420 | 71.5 | 5.775 | 0.40685 |  | 0 | 0 | 48 | 8 | 8 | 15 | 15 | 9 | 70 | 16
ep_coal_supercritical_G100000111555 | ZETES power stations_Phase 3 Unit 1 -- operating | coal | TUR | 2016 |  | Zonguldak |  | operating | FALSE | FALSE | e_Zonguldak_TUR | Zonguldak_TUR | supercritical | 0.7 | 2420 | 71.5 | 5.775 | 0.42745 |  | 0 | 0 | 48 | 8 | 8 | 15 | 15 | 9 | 70 | 16
ep_coal_supercritical_G100000111556 | ZETES power stations_Phase 3 Unit 2 -- operating | coal | TUR | 2016 |  | Zonguldak |  | operating | FALSE | FALSE | e_Zonguldak_TUR | Zonguldak_TUR | supercritical | 0.7 | 2420 | 71.5 | 5.775 | 0.42745 |  | 0 | 0 | 48 | 8 | 8 | 15 | 15 | 9 | 70 | 16
ep_coal_supercritical_G100000113786 | İzdemir Enerji power station_Unit 1 -- operating | coal | TUR | 2014 |  | İzmir |  | operating | FALSE | TRUE | e_Izmir_TUR | Izmir_TUR | supercritical | 0.37 | 2420 | 71.5 | 5.775 | 0.42745 |  | 0 | 0 | 45 | 6 | 6 | 25 | 25 | 6 | 50 | 12
ep_coal_supercritical_G100000114501 | Atlas Enerji İskenderun power station_Unit 2 -- operating | coal | TUR | 2014 |  | Hatay |  | operating | FALSE | FALSE | e_Osmaniye_TUR | Osmaniye_TUR | supercritical | 0.6 | 2420 | 71.5 | 5.775 | 0.42745 |  | 0 | 0 | 48 | 8 | 8 | 15 | 15 | 9 | 70 | 16
ep_coal_ultra-supercritical_G100000101259 | Cenal power station_Unit 1 -- operating | coal | TUR | 2017 |  | Çanakkale |  | operating | FALSE | FALSE | e_Canakkale_TUR | Canakkale_TUR | ultra-supercritical | 0.66 | 2640 | 77 | 5.775 | 0.44805 |  | 0 | 0 | 48 | 8 | 8 | 15 | 15 | 9 | 70 | 16
ep_coal_ultra-supercritical_G100000101260 | Cenal power station_Unit 2 -- operating | coal | TUR | 2017 |  | Çanakkale |  | operating | FALSE | FALSE | e_Canakkale_TUR | Canakkale_TUR | ultra-supercritical | 0.66 | 2640 | 77 | 5.775 | 0.44805 |  | 0 | 0 | 48 | 8 | 8 | 15 | 15 | 9 | 70 | 16
ep_coal_ultra-supercritical_G100000102624 | EMBA Hunutlu power station_Unit 1 -- operating | coal | TUR | 2022 |  | Adana |  | operating | FALSE | FALSE | e_Osmaniye_TUR | Osmaniye_TUR | ultra-supercritical | 0.66 | 2640 | 77 | 5.775 | 0.45835 |  | 0 | 0 | 48 | 8 | 8 | 15 | 15 | 9 | 70 | 16
ep_coal_ultra-supercritical_G100000102625 | EMBA Hunutlu power station_Unit 2 -- operating | coal | TUR | 2022 |  | Adana |  | operating | FALSE | FALSE | e_Osmaniye_TUR | Osmaniye_TUR | ultra-supercritical | 0.66 | 2640 | 77 | 5.775 | 0.45835 |  | 0 | 0 | 48 | 8 | 8 | 15 | 15 | 9 | 70 | 16
ep_gas_combined_cycle_Afyonkarahisar_TUR-CHP | Aggregated Plant -- operating -- CHP | gas | TUR | 2012 |  |  |  | operating | TRUE | FALSE | e_Afyonkarahisar_TUR | Afyonkarahisar_TUR | combined_cycle | 0.039 | 1485 | 42.9 | 3.78 | 0.5562 |  | 0.5 | 0.15 | 50 | 2 | 2 | 60 | 60 | 1.75 | 25 | 6
ep_gas_combined_cycle_Etimesgut_TUR-CHP | Aggregated Plant -- operating -- CHP | gas | TUR | 1993 |  |  |  | operating | TRUE | FALSE | e_Etimesgut_TUR | Etimesgut_TUR | combined_cycle | 0.0365 | 1485 | 42.9 | 3.78 | 0.4944 |  | 0.5 | 0.15 | 50 | 2 | 2 | 60 | 60 | 1.75 | 25 | 6
ep_gas_combined_cycle_G100000405841-CHP | Adana power station_1-1 -- operating -- CHP (captive) | gas | TUR | 2001 |  | Adana | Yolgeçen | operating | TRUE | TRUE | e_Osmaniye_TUR | Osmaniye_TUR | combined_cycle | 0.131 | 1265 | 36.3 | 3.465 | 0.5356 |  | 0.5 | 0.15 | 50 | 2 | 2 | 60 | 60 | 1.75 | 25 | 6
ep_gas_combined_cycle_G100000405843 | Aksa Antalya power station_2-1 -- operating | gas | TUR | 2011 |  | Döşemealtı/Antalya | Selimiye | operating | FALSE | FALSE | e_Antalya_TUR | Antalya_TUR | combined_cycle | 0.9 | 1100 | 33 | 3.15 | 0.5974 |  | 0 | 0 | 55 | 4 | 4 | 45 | 45 | 3 | 40 | 9
ep_gas_combined_cycle_G100000405844 | Aliaga Energy power station_1-1 -- operating | gas | TUR | 2018 |  | İzmir | Bozköy | operating | FALSE | FALSE | e_Izmir_TUR | Izmir_TUR | combined_cycle | 0.87 | 1100 | 33 | 3.15 | 0.5974 |  | 0 | 0 | 55 | 4 | 4 | 45 | 45 | 3 | 40 | 9
ep_gas_combined_cycle_G100000405845-CHP | Aliaga Habas power station_1-1 -- operating -- CHP | gas | TUR | 2004 |  | İzmir | Bozköy | operating | TRUE | FALSE | e_Izmir_TUR | Izmir_TUR | combined_cycle | 0.24 | 1265 | 36.3 | 3.465 | 0.5356 |  | 0.5 | 0.15 | 50 | 2 | 2 | 60 | 60 | 1.75 | 25 | 6
ep_gas_combined_cycle_G100000405846 | Ambarlı A power station_1-1 -- operating | gas | TUR | 1988 |  | Istanbul | Ambarlı | operating | FALSE | FALSE | e_Esenyurt_TUR | Esenyurt_TUR | combined_cycle | 0.451 | 1100 | 33 | 3.15 | 0.4635 |  | 0 | 0 | 55 | 4 | 4 | 45 | 45 | 3 | 40 | 9
ep_gas_combined_cycle_G100000405847 | Ambarlı A power station_2-1 -- operating | gas | TUR | 1988 |  | Istanbul | Ambarlı | operating | FALSE | FALSE | e_Esenyurt_TUR | Esenyurt_TUR | combined_cycle | 0.451 | 1100 | 33 | 3.15 | 0.4635 |  | 0 | 0 | 55 | 4 | 4 | 45 | 45 | 3 | 40 | 9
ep_gas_combined_cycle_G100000405848 | Ambarlı A power station_3-1 -- operating | gas | TUR | 1988 |  | Istanbul | Ambarlı | operating | FALSE | FALSE | e_Esenyurt_TUR | Esenyurt_TUR | combined_cycle | 0.451 | 1100 | 33 | 3.15 | 0.4635 |  | 0 | 0 | 55 | 4 | 4 | 45 | 45 | 3 | 40 | 9
ep_gas_combined_cycle_G100000405849 | Ambarlı B power station_1-1 -- operating | gas | TUR | 2013 |  | Istanbul | Yakuplu | operating | FALSE | FALSE | e_Esenyurt_TUR | Esenyurt_TUR | combined_cycle | 0.816 | 1100 | 33 | 3.15 | 0.5974 |  | 0 | 0 | 55 | 4 | 4 | 45 | 45 | 3 | 40 | 9
ep_gas_combined_cycle_G100000405851 | Bandırma power station_1-1 -- operating | gas | TUR | 2010 |  | Balikesir | Bandirma | operating | FALSE | FALSE | e_Corlu_TUR | Corlu_TUR | combined_cycle | 0.9362 | 1100 | 33 | 3.15 | 0.56135 |  | 0 | 0 | 55 | 4 | 4 | 45 | 45 | 3 | 40 | 9
ep_gas_combined_cycle_G100000405852 | Bandırma power station_2-1 -- operating | gas | TUR | 2016 |  | Balikesir | Bandirma | operating | FALSE | FALSE | e_Corlu_TUR | Corlu_TUR | combined_cycle | 0.6072 | 1100 | 33 | 3.15 | 0.5974 |  | 0 | 0 | 55 | 4 | 4 | 45 | 45 | 3 | 40 | 9
ep_gas_combined_cycle_G100000405853 | Baymina Ankara power station_1-1 -- operating | gas | TUR | 2004 |  | Ankara | Malıköy | operating | FALSE | FALSE | e_Etimesgut_TUR | Etimesgut_TUR | combined_cycle | 0.77 | 1100 | 33 | 3.15 | 0.56135 |  | 0 | 0 | 55 | 4 | 4 | 45 | 45 | 3 | 40 | 9
ep_gas_combined_cycle_G100000405854 | Bosen Bursa power station_1-1 -- operating | gas | TUR | 2000 |  | Bursa | Nilüfer | operating | FALSE | FALSE | e_Istanbul_TUR | Istanbul_TUR | combined_cycle | 0.079 | 1265 | 36.3 | 3.465 | 0.515 |  | 0 | 0 | 50 | 2 | 2 | 60 | 60 | 1.75 | 25 | 6
ep_gas_combined_cycle_G100000405855 | Bosen Bursa power station_2-1 -- operating | gas | TUR | 2006 |  | Bursa | Nilüfer | operating | FALSE | FALSE | e_Istanbul_TUR | Istanbul_TUR | combined_cycle | 0.064 | 1265 | 36.3 | 3.465 | 0.5356 |  | 0 | 0 | 50 | 2 | 2 | 60 | 60 | 1.75 | 25 | 6
ep_gas_combined_cycle_G100000405856 | Bosen Bursa power station_3-1 -- operating | gas | TUR | 2011 |  | Bursa | Nilüfer | operating | FALSE | FALSE | e_Istanbul_TUR | Istanbul_TUR | combined_cycle | 0.12 | 1265 | 36.3 | 3.465 | 0.5768 |  | 0 | 0 | 50 | 2 | 2 | 60 | 60 | 1.75 | 25 | 6
ep_gas_combined_cycle_G100000405860 | Bursa B power station_1-1 -- operating | gas | TUR | 1998 |  | Osmangazi/Bursa | Alaşarköy | operating | FALSE | FALSE | e_Istanbul_TUR | Istanbul_TUR | combined_cycle | 0.716 | 1100 | 33 | 3.15 | 0.54075 |  | 0 | 0 | 55 | 4 | 4 | 45 | 45 | 3 | 40 | 9
ep_gas_combined_cycle_G100000405861 | Bursa B power station_2-1 -- operating | gas | TUR | 1999 |  | Osmangazi/Bursa | Alaşarköy | operating | FALSE | FALSE | e_Istanbul_TUR | Istanbul_TUR | combined_cycle | 0.716 | 1100 | 33 | 3.15 | 0.54075 |  | 0 | 0 | 55 | 4 | 4 | 45 | 45 | 3 | 40 | 9
ep_gas_combined_cycle_G100000405862 | Cengiz Enerji Samsun power station_2B -- operating | gas | TUR | 2010 |  | Samsun | Tekkeköy | operating | FALSE | FALSE | e_Amasya_TUR | Amasya_TUR | combined_cycle | 0.2389 | 1265 | 36.3 | 3.465 | 0.5356 |  | 0 | 0 | 50 | 2 | 2 | 60 | 60 | 1.75 | 25 | 6
ep_gas_combined_cycle_G100000405863 | Cengiz Enerji Samsun power station_3-1 -- operating | gas | TUR | 2014 |  | Samsun | Tekkeköy | operating | FALSE | FALSE | e_Amasya_TUR | Amasya_TUR | combined_cycle | 0.61 | 1100 | 33 | 3.15 | 0.5974 |  | 0 | 0 | 55 | 4 | 4 | 45 | 45 | 3 | 40 | 9
ep_gas_combined_cycle_G100000405864 | Cerkezkoy Ugur power station_1-1 -- operating | gas | TUR | 2010 |  | Çerkezköy/Tekirdağ | Karaağaç | operating | FALSE | FALSE | e_Corlu_TUR | Corlu_TUR | combined_cycle | 0.0602 | 1265 | 36.3 | 3.465 | 0.5356 |  | 0 | 0 | 50 | 2 | 2 | 60 | 60 | 1.75 | 25 | 6
ep_gas_combined_cycle_G100000405865 | Cigli Ataer power station_1-1 -- operating | gas | TUR | 2010 |  | Izmir | Atatürk | operating | FALSE | FALSE | e_Izmir_TUR | Izmir_TUR | combined_cycle | 0.125 | 1265 | 36.3 | 3.465 | 0.5356 |  | 0 | 0 | 50 | 2 | 2 | 60 | 60 | 1.75 | 25 | 6
ep_gas_combined_cycle_G100000405866-CHP | Cine Ales power station_1-1 -- operating -- CHP | gas | TUR | 2012 |  | Çine | Yürükler | operating | TRUE | FALSE | e_Milas_TUR | Milas_TUR | combined_cycle | 0.063 | 1265 | 36.3 | 3.465 | 0.5768 |  | 0.5 | 0.15 | 50 | 2 | 2 | 60 | 60 | 1.75 | 25 | 6
ep_gas_combined_cycle_G100000405867 | Delta Enerji power station_1-1 -- operating | gas | TUR | 2009 |  | Kirklareli | Buyukkaristiren | operating | FALSE | FALSE | e_Corlu_TUR | Corlu_TUR | combined_cycle | 0.061 | 1265 | 36.3 | 3.465 | 0.5356 |  | 0 | 0 | 50 | 2 | 2 | 60 | 60 | 1.75 | 25 | 6
ep_gas_combined_cycle_G100000405868 | Denizli Honaz power station_1-1 -- operating | gas | TUR | 2013 |  | Denizli | Gürleyik | operating | FALSE | FALSE | e_Denizli_TUR | Denizli_TUR | combined_cycle | 0.063 | 1265 | 36.3 | 3.465 | 0.5768 |  | 0 | 0 | 50 | 2 | 2 | 60 | 60 | 1.75 | 25 | 6
ep_gas_combined_cycle_G100000405869 | Denizli Saraykoy power station_1-1 -- operating | gas | TUR | 2013 |  | Denizli | Sarayköy | operating | FALSE | FALSE | e_Denizli_TUR | Denizli_TUR | combined_cycle | 0.2055 | 1265 | 36.3 | 3.465 | 0.5768 |  | 0 | 0 | 50 | 2 | 2 | 60 | 60 | 1.75 | 25 | 6
ep_gas_combined_cycle_G100000405870 | Enka Adapazarı power station_1-1 -- operating | gas | TUR | 2002 |  | Adapazarı | Taşkısığı | operating | FALSE | FALSE | e_Kocaeli_TUR | Kocaeli_TUR | combined_cycle | 0.82 | 1100 | 33 | 3.15 | 0.56135 |  | 0 | 0 | 55 | 4 | 4 | 45 | 45 | 3 | 40 | 9
ep_gas_combined_cycle_G100000405871 | Enka Gebze power station_1-1 -- operating | gas | TUR | 2002 |  | Adapazarı | Taşkısığı | operating | FALSE | FALSE | e_Kocaeli_TUR | Kocaeli_TUR | combined_cycle | 0.8 | 1100 | 33 | 3.15 | 0.56135 |  | 0 | 0 | 55 | 4 | 4 | 45 | 45 | 3 | 40 | 9
ep_gas_combined_cycle_G100000405872 | Enka Gebze power station_2-1 -- operating | gas | TUR | 2002 |  | Adapazarı | Taşkısığı | operating | FALSE | FALSE | e_Kocaeli_TUR | Kocaeli_TUR | combined_cycle | 0.8 | 1100 | 33 | 3.15 | 0.56135 |  | 0 | 0 | 55 | 4 | 4 | 45 | 45 | 3 | 40 | 9
ep_gas_combined_cycle_G100000405873 | Enka İzmir power station_1-1 -- operating | gas | TUR | 2003 |  | Izmir | Horozgediği | operating | FALSE | FALSE | e_Izmir_TUR | Izmir_TUR | combined_cycle | 0.79 | 1100 | 33 | 3.15 | 0.56135 |  | 0 | 0 | 55 | 4 | 4 | 45 | 45 | 3 | 40 | 9
ep_gas_combined_cycle_G100000405874 | Enka İzmir power station_2-1 -- operating | gas | TUR | 2003 |  | Izmir | Horozgediği | operating | FALSE | FALSE | e_Izmir_TUR | Izmir_TUR | combined_cycle | 0.79 | 1100 | 33 | 3.15 | 0.56135 |  | 0 | 0 | 55 | 4 | 4 | 45 | 45 | 3 | 40 | 9
ep_gas_combined_cycle_G100000405875 | Erzin power station_1-1 -- operating | gas | TUR | 2014 |  | Erzin | Aşağıburnaz | operating | FALSE | FALSE | e_Osmaniye_TUR | Osmaniye_TUR | combined_cycle | 0.904 | 1100 | 33 | 3.15 | 0.5974 |  | 0 | 0 | 55 | 4 | 4 | 45 | 45 | 3 | 40 | 9
ep_gas_combined_cycle_G100000405876-CHP | Esenyurt power station_1-1 -- operating -- CHP | gas | TUR | 1999 |  | Istanbul | Esenyurt | operating | TRUE | FALSE | e_Esenyurt_TUR | Esenyurt_TUR | combined_cycle | 0.18 | 1265 | 36.3 | 3.465 | 0.515 |  | 0.5 | 0.15 | 50 | 2 | 2 | 60 | 60 | 1.75 | 25 | 6
ep_gas_combined_cycle_G100000405878 | Gebze Dilovasi power station_1-1 -- operating | gas | TUR | 2017 |  | Kocaeli | Dilovası | operating | FALSE | TRUE | e_Istanbul_TUR | Istanbul_TUR | combined_cycle | 0.2534 | 1265 | 36.3 | 3.465 | 0.5768 |  | 0 | 0 | 50 | 2 | 2 | 60 | 60 | 1.75 | 25 | 6
ep_gas_combined_cycle_G100000405879 | Gebze Yeni power station_1-1 -- operating | gas | TUR | 2013 |  | Kocaeli | Dilovası | operating | FALSE | FALSE | e_Istanbul_TUR | Istanbul_TUR | combined_cycle | 0.865 | 1100 | 33 | 3.15 | 0.5974 |  | 0 | 0 | 55 | 4 | 4 | 45 | 45 | 3 | 40 | 9
ep_gas_combined_cycle_G100000405880 | Hamitabat power station_1-1 -- operating | gas | TUR | 2017 |  | Kırklareli | Tatarköy | operating | FALSE | FALSE | e_Corlu_TUR | Corlu_TUR | combined_cycle | 0.61 | 1100 | 33 | 3.15 | 0.5974 |  | 0 | 0 | 55 | 4 | 4 | 45 | 45 | 3 | 40 | 9
ep_gas_combined_cycle_G100000405881 | Hamitabat power station_2-1 -- operating | gas | TUR | 2017 |  | Kırklareli | Tatarköy | operating | FALSE | FALSE | e_Corlu_TUR | Corlu_TUR | combined_cycle | 0.61 | 1100 | 33 | 3.15 | 0.5974 |  | 0 | 0 | 55 | 4 | 4 | 45 | 45 | 3 | 40 | 9
ep_gas_combined_cycle_G100000405883 | İç Anadolu power station_1-1 -- operating | gas | TUR | 2016 |  | Kırıkkale | Doğanay | operating | FALSE | FALSE | e_Etimesgut_TUR | Etimesgut_TUR | combined_cycle | 0.853 | 1100 | 33 | 3.15 | 0.5974 |  | 0 | 0 | 55 | 4 | 4 | 45 | 45 | 3 | 40 | 9
ep_gas_combined_cycle_G100000405885-CHP | Kazan Soda Elektrik power station_1-1 -- operating -- CHP (captive) | gas | TUR | 2018 |  | Ankara | İncirlik | operating | TRUE | TRUE | e_Etimesgut_TUR | Etimesgut_TUR | combined_cycle | 0.38 | 1100 | 33 | 3.15 | 0.5974 |  | 0.5 | 0.15 | 55 | 4 | 4 | 45 | 45 | 3 | 40 | 9
ep_gas_combined_cycle_G100000405887 | Kırklareli Alarko power station_1-1 -- operating | gas | TUR | 2010 |  | Kırklareli | Merkez | operating | FALSE | FALSE | e_Corlu_TUR | Corlu_TUR | combined_cycle | 0.082 | 1265 | 36.3 | 3.465 | 0.5356 |  | 0 | 0 | 50 | 2 | 2 | 60 | 60 | 1.75 | 25 | 6
ep_gas_combined_cycle_G100000405890-CHP | Luleburgaz Zorlu power station_1-1 -- operating -- CHP (captive) | gas | TUR | 2010 |  | Kırklareli | Buyukkaristiren | operating | TRUE | TRUE | e_Corlu_TUR | Corlu_TUR | combined_cycle | 0.1332 | 1265 | 36.3 | 3.465 | 0.5356 |  | 0.5 | 0.15 | 50 | 2 | 2 | 60 | 60 | 1.75 | 25 | 6
ep_gas_combined_cycle_G100000405893 | Marmara Çebi power station_1-1 -- operating | gas | TUR | 2003 |  | Istanbul | Üsküdar | operating | FALSE | FALSE | e_Esenyurt_TUR | Esenyurt_TUR | combined_cycle | 0.065 | 1265 | 36.3 | 3.465 | 0.5356 |  | 0 | 0 | 50 | 2 | 2 | 60 | 60 | 1.75 | 25 | 6
ep_gas_combined_cycle_G100000405896 | Bilgin Samsun gas power station_1-1 -- operating | gas | TUR | 2013 |  | Samsun | Tekkeköy | operating | FALSE | FALSE | e_Ordu_TUR | Ordu_TUR | combined_cycle | 0.445 | 1100 | 33 | 3.15 | 0.5974 |  | 0 | 0 | 55 | 4 | 4 | 45 | 45 | 3 | 40 | 9
ep_gas_combined_cycle_G100000405897 | Bilgin Samsun gas power station_2-1 -- operating | gas | TUR | 2013 |  | Samsun | Tekkeköy | operating | FALSE | FALSE | e_Ordu_TUR | Ordu_TUR | combined_cycle | 0.445 | 1100 | 33 | 3.15 | 0.5974 |  | 0 | 0 | 55 | 4 | 4 | 45 | 45 | 3 | 40 | 9
ep_gas_combined_cycle_G100000405901 | Turcas Denizli Doğalgaz S. power station_1-1 -- operating | gas | TUR | 2013 |  | Denizli | Kaklık | operating | FALSE | FALSE | e_Denizli_TUR | Denizli_TUR | combined_cycle | 0.7974 | 1100 | 33 | 3.15 | 0.5974 |  | 0 | 0 | 55 | 4 | 4 | 45 | 45 | 3 | 40 | 9
ep_gas_combined_cycle_G100000405902 | Tekirdağ power station_A -- operating | gas | TUR | 1999 |  | Marmara Ereğlisi | Tekirdağ | operating | FALSE | FALSE | e_Corlu_TUR | Corlu_TUR | combined_cycle | 0.478 | 1100 | 33 | 3.15 | 0.54075 |  | 0 | 0 | 55 | 4 | 4 | 45 | 45 | 3 | 40 | 9
ep_gas_combined_cycle_G100000405904 | Yahsihan power station_1-1 -- operating | gas | TUR | 2017 |  | Kirikkale | Kırıkkale | operating | FALSE | FALSE | e_Etimesgut_TUR | Etimesgut_TUR | combined_cycle | 0.9274 | 1100 | 33 | 3.15 | 0.5974 |  | 0 | 0 | 55 | 4 | 4 | 45 | 45 | 3 | 40 | 9
ep_gas_combined_cycle_G100000410026 | Tekirdağ power station_B -- operating | gas | TUR | 2000 |  | Marmara Ereğlisi | Tekirdağ | operating | FALSE | FALSE | e_Corlu_TUR | Corlu_TUR | combined_cycle | 0.478 | 1100 | 33 | 3.15 | 0.54075 |  | 0 | 0 | 55 | 4 | 4 | 45 | 45 | 3 | 40 | 9
ep_gas_combined_cycle_G100000410027 | Taha power station_1-1 -- operating | gas | TUR | 2017 |  | Mardin | Mardin | operating | FALSE | FALSE | e_Diyarbakr_TUR | Diyarbakr_TUR | combined_cycle | 0.136 | 1265 | 36.3 | 3.465 | 0.5768 |  | 0 | 0 | 50 | 2 | 2 | 60 | 60 | 1.75 | 25 | 6
ep_gas_combined_cycle_G100000410028-CHP | Şanlıurfa OSB power station_1-1 -- operating -- CHP (captive) | gas | TUR | 2011 |  | Şanlıurfa | Sanliurfa | operating | TRUE | TRUE | e_Adyaman_TUR | Adyaman_TUR | combined_cycle | 0.1471 | 1265 | 36.3 | 3.465 | 0.5768 |  | 0.5 | 0.15 | 50 | 2 | 2 | 60 | 60 | 1.75 | 25 | 6
ep_gas_combined_cycle_G100000410034-CHP | Karadeniz Ereğli Zonguldak power station_1-1 -- operating -- CHP (captive) | gas | TUR | 1996 |  | Zonguldak | Ereğli | operating | TRUE | TRUE | e_Duzce_TUR | Duzce_TUR | combined_cycle | 0.1911 | 1265 | 36.3 | 3.465 | 0.515 |  | 0.5 | 0.15 | 50 | 2 | 2 | 60 | 60 | 1.75 | 25 | 6
ep_gas_combined_cycle_G100000412984 | Odas power station_CC -- operating | gas | TUR | 2011 |  | Anatolia | Sanliurfa | operating | FALSE | FALSE | e_Adyaman_TUR | Adyaman_TUR | combined_cycle | 0.14 | 1265 | 36.3 | 3.465 | 0.5768 |  | 0 | 0 | 50 | 2 | 2 | 60 | 60 | 1.75 | 25 | 6
ep_gas_combined_cycle_G100000412986-CHP | Mersin power station_CC -- operating -- CHP (captive) | gas | TUR | 2011 |  | Mersin | Akdeniz | operating | TRUE | TRUE | e_Osmaniye_TUR | Osmaniye_TUR | combined_cycle | 0.065 | 1265 | 36.3 | 3.465 | 0.5768 |  | 0.5 | 0.15 | 50 | 2 | 2 | 60 | 60 | 1.75 | 25 | 6
ep_gas_combined_cycle_G100000412992 | Kirklareli power station_CC -- construction | gas | TUR | 2026 |  | Marmara | Kirklareli | construction | FALSE | FALSE | e_Corlu_TUR | Corlu_TUR | combined_cycle | 0.85 | 1100 | 33 | 3.15 | 0.618 |  | 0 | 0 | 55 | 4 | 4 | 45 | 45 | 3 | 40 | 9
ep_gas_combined_cycle_G100000413007-CHP | Cay power station_CC2 -- operating -- CHP | gas | TUR | 2015 |  | Aegean | Cay | operating | TRUE | FALSE | e_Afyonkarahisar_TUR | Afyonkarahisar_TUR | combined_cycle | 0.143 | 1265 | 36.3 | 3.465 | 0.5768 |  | 0.5 | 0.15 | 50 | 2 | 2 | 60 | 60 | 1.75 | 25 | 6
ep_gas_combined_cycle_G100000413012-CHP | Aliaga EUAS power station_CC -- operating -- CHP | gas | TUR | 2009 |  | İzmir | Aliaga | operating | TRUE | FALSE | e_Izmir_TUR | Izmir_TUR | combined_cycle | 0.18 | 1265 | 36.3 | 3.465 | 0.5356 |  | 0.5 | 0.15 | 50 | 2 | 2 | 60 | 60 | 1.75 | 25 | 6
ep_gas_combined_cycle_G100001017791-CHP | İzmit-Köseköy power station_1R -- operating -- CHP | gas | TUR | 2014 |  | Kocaeli | İzmit | operating | TRUE | FALSE | e_Sakarya_TUR | Sakarya_TUR | combined_cycle | 0.112 | 1265 | 36.3 | 3.465 | 0.5768 |  | 0.5 | 0.15 | 50 | 2 | 2 | 60 | 60 | 1.75 | 25 | 6
ep_gas_combined_cycle_G100001018868 | Cemdağ Akhisar power station_CC1 -- operating | gas | TUR | 2014 |  |  | Akhisar | operating | FALSE | FALSE | e_Akhisar_TUR | Akhisar_TUR | combined_cycle | 0.089 | 1265 | 36.3 | 3.465 | 0.5768 |  | 0 | 0 | 50 | 2 | 2 | 60 | 60 | 1.75 | 25 | 6
ep_gas_combined_cycle_Istanbul_TUR-CHP | Aggregated Plant -- operating -- CHP | gas | TUR | 2013 |  |  |  | operating | TRUE | FALSE | e_Istanbul_TUR | Istanbul_TUR | combined_cycle | 0.057 | 1265 | 36.3 | 3.465 | 0.5768 |  | 0.5 | 0.15 | 50 | 2 | 2 | 60 | 60 | 1.75 | 25 | 6
ep_gas_combined_cycle_Istanbul_TUR-CHP | Aggregated Plant -- operating -- CHP | gas | TUR | 2015 |  |  |  | operating | TRUE | FALSE | e_Istanbul_TUR | Istanbul_TUR | combined_cycle | 0.045 | 1485 | 42.9 | 3.78 | 0.5562 |  | 0.5 | 0.15 | 50 | 2 | 2 | 60 | 60 | 1.75 | 25 | 6
ep_gas_combined_cycle_Izmir_TUR-CHP | Aggregated Plant -- operating -- CHP (captive) | gas | TUR | 2011 |  |  |  | operating | TRUE | TRUE | e_Izmir_TUR | Izmir_TUR | combined_cycle | 0.045 | 1485 | 42.9 | 3.78 | 0.5562 |  | 0.5 | 0.15 | 50 | 2 | 2 | 60 | 60 | 1.75 | 25 | 6
ep_gas_combined_cycle_Kocaeli_TUR | Aggregated Plant -- operating | gas | TUR | 1998 |  |  |  | operating | FALSE | TRUE | e_Kocaeli_TUR | Kocaeli_TUR | combined_cycle | 0.04 | 1485 | 42.9 | 3.78 | 0.4944 |  | 0 | 0 | 50 | 2 | 2 | 60 | 60 | 1.75 | 25 | 6
ep_gas_combined_cycle_Sakarya_TUR-CHP | Aggregated Plant -- operating -- CHP | gas | TUR | 1997 |  |  |  | operating | TRUE | FALSE | e_Sakarya_TUR | Sakarya_TUR | combined_cycle | 0.04 | 1485 | 42.9 | 3.78 | 0.4944 |  | 0.5 | 0.15 | 50 | 2 | 2 | 60 | 60 | 1.75 | 25 | 6
ep_gas_gas_turbine_Adyaman_TUR-CHP | Aggregated Plant -- operating -- CHP (captive) | gas | TUR | 1997 |  |  |  | operating | TRUE | TRUE | e_Adyaman_TUR | Adyaman_TUR | gas_turbine | 0.031 | 1188 | 28.6 | 5.04 | 0.26265 |  | 1 | 0 | 25 | 0.5 | 0.5 | 120 | 120 | 0.5 | 10 | 2
ep_gas_gas_turbine_Corlu_TUR-CHP | Aggregated Plant -- operating -- CHP (captive) | gas | TUR | 2014 |  |  |  | operating | TRUE | TRUE | e_Corlu_TUR | Corlu_TUR | gas_turbine | 0.1 | 1188 | 28.6 | 5.04 | 0.309 |  | 1 | 0 | 30 | 1 | 1 | 100 | 100 | 0.75 | 15 | 4
ep_gas_gas_turbine_G100000405892-CHP | Manisa OSB cogeneration power station_1-1 -- operating -- CHP (captive) | gas | TUR | 2005 |  | Manisa | Keçiliköy Osb | operating | TRUE | TRUE | e_Izmir_TUR | Izmir_TUR | gas_turbine | 0.14 | 1012 | 24.2 | 4.62 | 0.2987 |  | 1 | 0 | 30 | 1 | 1 | 100 | 100 | 0.75 | 15 | 4
ep_gas_gas_turbine_G100000405894-CHP | Mersin Camis power station_1-1 -- operating -- CHP (captive) | gas | TUR | 2006 |  | Mersin | Akdeniz | operating | TRUE | TRUE | e_Osmaniye_TUR | Osmaniye_TUR | gas_turbine | 0.125 | 1012 | 24.2 | 4.62 | 0.2987 |  | 1 | 0 | 30 | 1 | 1 | 100 | 100 | 0.75 | 15 | 4
ep_gas_gas_turbine_G100000405895-CHP | Mersin Camis power station_2-1 -- operating -- CHP (captive) | gas | TUR | 2009 |  | Mersin | Akdeniz | operating | TRUE | TRUE | e_Osmaniye_TUR | Osmaniye_TUR | gas_turbine | 0.125 | 1012 | 24.2 | 4.62 | 0.2987 |  | 1 | 0 | 30 | 1 | 1 | 100 | 100 | 0.75 | 15 | 4
ep_gas_gas_turbine_G100000405898-CHP | Petkim power station_1-1 -- operating -- CHP | gas | TUR | 2003 |  | İzmir |  | operating | TRUE | FALSE | e_Izmir_TUR | Izmir_TUR | gas_turbine | 0.226 | 1012 | 24.2 | 4.62 | 0.2987 |  | 1 | 0 | 35 | 1.5 | 1.5 | 80 | 80 | 1.25 | 20 | 6
ep_gas_gas_turbine_G100001017792-CHP | Çolakoğlu-1 power station_GT1 -- operating -- CHP (captive) | gas | TUR | 2014 |  | Marmara | Dilovasi | operating | TRUE | TRUE | e_Istanbul_TUR | Istanbul_TUR | gas_turbine | 0.123 | 1012 | 24.2 | 4.62 | 0.3193 |  | 1 | 0 | 30 | 1 | 1 | 100 | 100 | 0.75 | 15 | 4
ep_gas_gas_turbine_Istanbul_TUR | Aggregated Plant -- operating | gas | TUR | 2005 |  |  |  | operating | FALSE | TRUE | e_Istanbul_TUR | Istanbul_TUR | gas_turbine | 0.04 | 1188 | 28.6 | 5.04 | 0.2884 |  | 0 | 0 | 25 | 0.5 | 0.5 | 120 | 120 | 0.5 | 10 | 2
ep_gas_gas_turbine_Izmir_TUR-CHP | Aggregated Plant -- operating -- CHP | gas | TUR | 2002 |  |  |  | operating | TRUE | FALSE | e_Izmir_TUR | Izmir_TUR | gas_turbine | 0.054 | 1012 | 24.2 | 4.62 | 0.2987 |  | 1 | 0 | 30 | 1 | 1 | 100 | 100 | 0.75 | 15 | 4
ep_gas_gas_turbine_Sakarya_TUR-CHP | Aggregated Plant -- operating -- CHP (captive) | gas | TUR | 2011 |  |  |  | operating | TRUE | TRUE | e_Sakarya_TUR | Sakarya_TUR | gas_turbine | 0.026 | 1188 | 28.6 | 5.04 | 0.309 |  | 1 | 0 | 25 | 0.5 | 0.5 | 120 | 120 | 0.5 | 10 | 2
ep_gas_internal_combustion_Akhisar_TUR-CHP | Aggregated Plant -- operating -- CHP (captive) | gas | TUR | 2005 |  |  |  | operating | TRUE | TRUE | e_Akhisar_TUR | Akhisar_TUR | internal_combustion | 0.047 | 1633.5 | 64.35 | 8.19 | 0.35535 |  | 1 | 0 | 35 | 2 | 2 | 60 | 60 | 1.5 | 20 | 6
ep_gas_internal_combustion_Akhisar_TUR-CHP | Aggregated Plant -- operating -- CHP (captive) | gas | TUR | 2010 |  |  |  | operating | TRUE | TRUE | e_Akhisar_TUR | Akhisar_TUR | internal_combustion | 0.0252 | 1633.5 | 64.35 | 8.19 | 0.35535 |  | 1 | 0 | 35 | 2 | 2 | 60 | 60 | 1.5 | 20 | 6
ep_gas_internal_combustion_Corlu_TUR-CHP | Aggregated Plant -- operating -- CHP | gas | TUR | 2010 |  |  |  | operating | TRUE | FALSE | e_Corlu_TUR | Corlu_TUR | internal_combustion | 0.048 | 1633.5 | 64.35 | 8.19 | 0.35535 |  | 1 | 0 | 35 | 2 | 2 | 60 | 60 | 1.5 | 20 | 6
ep_gas_internal_combustion_G100000412976-CHP | Yesilyurt power station_IC13-17 -- operating -- CHP | gas | TUR | 2017 |  | Black Sea | Samsun | operating | TRUE | FALSE | e_Amasya_TUR | Amasya_TUR | internal_combustion | 0.072 | 1391.5 | 54.45 | 7.5075 | 0.36565 |  | 1 | 0 | 35 | 2 | 2 | 60 | 60 | 1.5 | 20 | 6
ep_gas_internal_combustion_G100000412977-CHP | Yesilyurt power station_IC1-12 -- operating -- CHP | gas | TUR | 2013 |  | Black Sea | Samsun | operating | TRUE | FALSE | e_Amasya_TUR | Amasya_TUR | internal_combustion | 0.162 | 1391.5 | 54.45 | 7.5075 | 0.36565 |  | 1 | 0 | 35 | 2 | 2 | 60 | 60 | 1.5 | 20 | 6
ep_gas_internal_combustion_G100000413013-CHP | Aliaga Alosbi power station_CC2 -- operating -- CHP | gas | TUR | 2010 |  | İzmir | Aliaga | operating | TRUE | FALSE | e_Izmir_TUR | Izmir_TUR | internal_combustion | 0.27 | 1391.5 | 54.45 | 7.5075 | 0.35535 |  | 1 | 0 | 35 | 2 | 2 | 60 | 60 | 1.5 | 20 | 6
ep_gas_internal_combustion_G100000413014-CHP | Aliaga Alosbi power station_CC1 -- operating -- CHP | gas | TUR | 2007 |  | İzmir | Aliaga | operating | TRUE | FALSE | e_Izmir_TUR | Izmir_TUR | internal_combustion | 0.068 | 1391.5 | 54.45 | 7.5075 | 0.35535 |  | 1 | 0 | 35 | 2 | 2 | 60 | 60 | 1.5 | 20 | 6
ep_gas_internal_combustion_Izmir_TUR-CHP | Aggregated Plant -- operating -- CHP | gas | TUR | 2014 |  |  |  | operating | TRUE | FALSE | e_Izmir_TUR | Izmir_TUR | internal_combustion | 0.04 | 1633.5 | 64.35 | 8.19 | 0.36565 |  | 1 | 0 | 35 | 2 | 2 | 60 | 60 | 1.5 | 20 | 6
ep_gas_steam_turbine_Kocaeli_TUR | Aggregated Plant -- operating | gas | TUR | 2001 |  |  |  | operating | FALSE | TRUE | e_Kocaeli_TUR | Kocaeli_TUR | steam_turbine | 0.02 | 1782 | 57.2 | 5.67 | 0.3399 |  | 0 | 0 | 35 | 3 | 3 | 40 | 40 | 2 | 25 | 5
ep_geothermal_Afyonkarahisar_TUR | Aggregated Plant -- operating | geothermal | TUR | 2018 |  |  |  | operating | FALSE | FALSE | e_Afyonkarahisar_TUR | Afyonkarahisar_TUR |  | 0.00276 | 6237 | 185.9 | 3.15 | 1 |  | 0 | 0
ep_geothermal_Canakkale_TUR | Aggregated Plant -- operating | geothermal | TUR | 2010 |  |  |  | operating | FALSE | FALSE | e_Canakkale_TUR | Canakkale_TUR |  | 0.0075 | 6237 | 185.9 | 3.15 | 1 |  | 0 | 0
ep_geothermal_Canakkale_TUR | Aggregated Plant -- operating | geothermal | TUR | 2015 |  |  |  | operating | FALSE | FALSE | e_Canakkale_TUR | Canakkale_TUR |  | 0.0112 | 6237 | 185.9 | 3.15 | 1 |  | 0 | 0
ep_geothermal_Canakkale_TUR | Aggregated Plant -- operating | geothermal | TUR | 2021 |  |  |  | operating | FALSE | FALSE | e_Canakkale_TUR | Canakkale_TUR |  | 0.012 | 6237 | 185.9 | 3.15 | 1 |  | 0 | 0
ep_geothermal_Denizli_TUR | Aggregated Plant -- operating | geothermal | TUR | 2013 |  |  |  | operating | FALSE | FALSE | e_Denizli_TUR | Denizli_TUR |  | 0.081 | 6237 | 185.9 | 3.15 | 1 |  | 0 | 0
ep_geothermal_Denizli_TUR | Aggregated Plant -- operating | geothermal | TUR | 2015 |  |  |  | operating | FALSE | FALSE | e_Denizli_TUR | Denizli_TUR |  | 0.148 | 6237 | 185.9 | 3.15 | 1 |  | 0 | 0
ep_geothermal_Denizli_TUR | Aggregated Plant -- operating | geothermal | TUR | 2016 |  |  |  | operating | FALSE | FALSE | e_Denizli_TUR | Denizli_TUR |  | 0.0625 | 6237 | 185.9 | 3.15 | 1 |  | 0 | 0
ep_geothermal_Denizli_TUR | Aggregated Plant -- operating | geothermal | TUR | 2017 |  |  |  | operating | FALSE | FALSE | e_Denizli_TUR | Denizli_TUR |  | 0.028 | 6237 | 185.9 | 3.15 | 1 |  | 0 | 0
ep_geothermal_Denizli_TUR | Aggregated Plant -- operating | geothermal | TUR | 2018 |  |  |  | operating | FALSE | FALSE | e_Denizli_TUR | Denizli_TUR |  | 0.0977 | 6237 | 185.9 | 3.15 | 1 |  | 0 | 0
ep_geothermal_Denizli_TUR | Aggregated Plant -- operating | geothermal | TUR | 2019 |  |  |  | operating | FALSE | FALSE | e_Denizli_TUR | Denizli_TUR |  | 0.1286 | 6237 | 185.9 | 3.15 | 1 |  | 0 | 0
ep_geothermal_Denizli_TUR | Aggregated Plant -- operating | geothermal | TUR | 2020 |  |  |  | operating | FALSE | FALSE | e_Denizli_TUR | Denizli_TUR |  | 0.048 | 6237 | 185.9 | 3.15 | 1 |  | 0 | 0
ep_geothermal_Denizli_TUR | Aggregated Plant -- operating | geothermal | TUR | 2023 |  |  |  | operating | FALSE | FALSE | e_Denizli_TUR | Denizli_TUR |  | 0.09 | 6237 | 185.9 | 3.15 | 1 |  | 0 | 0
ep_geothermal_Denizli_TUR | Aggregated Plant -- operating | geothermal | TUR | 2024 |  |  |  | operating | FALSE | FALSE | e_Denizli_TUR | Denizli_TUR |  | 0.0355 | 6237 | 185.9 | 3.15 | 1 |  | 0 | 0
ep_geothermal_Denizli_TUR | Aggregated Plant -- construction | geothermal | TUR | 2028 |  |  |  | construction | FALSE | FALSE | e_Denizli_TUR | Denizli_TUR |  | 0.0245 | 6237 | 185.9 | 3.15 | 1 |  | 0 | 0
ep_geothermal_G100000700130 | Kızıldere-2 geothermal power plant_-- -- operating | geothermal | TUR | 2013 |  | Denizli | Denizli | operating | FALSE | FALSE | e_Denizli_TUR | Denizli_TUR |  | 0.08 | 5313 | 157.3 | 2.8875 | 1 |  | 0 | 0
ep_geothermal_G100000700131 | Kızıldere-3 geothermal power plant_2 -- operating | geothermal | TUR | 2018 |  |  | Karataş | operating | FALSE | FALSE | e_Denizli_TUR | Denizli_TUR |  | 0.066 | 5313 | 157.3 | 2.8875 | 1 |  | 0 | 0
ep_geothermal_G100000700132 | Kızıldere-3 geothermal power plant_1 -- operating | geothermal | TUR | 2017 |  |  | Karataş | operating | FALSE | FALSE | e_Denizli_TUR | Denizli_TUR |  | 0.1 | 5313 | 157.3 | 2.8875 | 1 |  | 0 | 0
ep_geothermal_G100000700440 | Germencik geothermal power plant_-- -- operating | geothermal | TUR | 2015 |  | Aydın |  | operating | FALSE | FALSE | e_Izmir_TUR | Izmir_TUR |  | 0.1233 | 5313 | 157.3 | 2.8875 | 1 |  | 0 | 0
ep_geothermal_Izmir_TUR | Aggregated Plant -- operating | geothermal | TUR | 2009 |  |  |  | operating | FALSE | FALSE | e_Izmir_TUR | Izmir_TUR |  | 0.0944 | 6237 | 185.9 | 3.15 | 1 |  | 0 | 0
ep_geothermal_Izmir_TUR | Aggregated Plant -- operating | geothermal | TUR | 2013 |  |  |  | operating | FALSE | FALSE | e_Izmir_TUR | Izmir_TUR |  | 0.0066 | 6237 | 185.9 | 3.15 | 1 |  | 0 | 0
ep_geothermal_Izmir_TUR | Aggregated Plant -- operating | geothermal | TUR | 2014 |  |  |  | operating | FALSE | FALSE | e_Izmir_TUR | Izmir_TUR |  | 0.1196 | 6237 | 185.9 | 3.15 | 1 |  | 0 | 0
ep_geothermal_Izmir_TUR | Aggregated Plant -- operating | geothermal | TUR | 2017 |  |  |  | operating | FALSE | FALSE | e_Izmir_TUR | Izmir_TUR |  | 0.0628 | 6237 | 185.9 | 3.15 | 1 |  | 0 | 0
ep_geothermal_Izmir_TUR | Aggregated Plant -- operating | geothermal | TUR | 2018 |  |  |  | operating | FALSE | FALSE | e_Izmir_TUR | Izmir_TUR |  | 0.058 | 6237 | 185.9 | 3.15 | 1 |  | 0 | 0
ep_geothermal_Izmir_TUR | Aggregated Plant -- operating | geothermal | TUR | 2019 |  |  |  | operating | FALSE | FALSE | e_Izmir_TUR | Izmir_TUR |  | 0.054 | 6237 | 185.9 | 3.15 | 1 |  | 0 | 0
ep_geothermal_Izmir_TUR | Aggregated Plant -- operating | geothermal | TUR | 2020 |  |  |  | operating | FALSE | FALSE | e_Izmir_TUR | Izmir_TUR |  | 0.036 | 6237 | 185.9 | 3.15 | 1 |  | 0 | 0
ep_geothermal_Izmir_TUR | Aggregated Plant -- operating | geothermal | TUR | 2021 |  |  |  | operating | FALSE | FALSE | e_Izmir_TUR | Izmir_TUR |  | 0.05 | 6237 | 185.9 | 3.15 | 1 |  | 0 | 0
ep_geothermal_Izmir_TUR | Aggregated Plant -- operating | geothermal | TUR | 2025 |  |  |  | operating | FALSE | FALSE | e_Izmir_TUR | Izmir_TUR |  | 0.024 | 6237 | 185.9 | 3.15 | 1 |  | 0 | 0
ep_geothermal_Milas_TUR | Aggregated Plant -- operating | geothermal | TUR | 2006 |  |  |  | operating | FALSE | FALSE | e_Milas_TUR | Milas_TUR |  | 0.0085 | 6237 | 185.9 | 3.15 | 1 |  | 0 | 0
ep_geothermal_Milas_TUR | Aggregated Plant -- operating | geothermal | TUR | 2010 |  |  |  | operating | FALSE | FALSE | e_Milas_TUR | Milas_TUR |  | 0.0048 | 6237 | 185.9 | 3.15 | 1 |  | 0 | 0
ep_geothermal_Milas_TUR | Aggregated Plant -- operating | geothermal | TUR | 2014 |  |  |  | operating | FALSE | FALSE | e_Milas_TUR | Milas_TUR |  | 0.034 | 6237 | 185.9 | 3.15 | 1 |  | 0 | 0
ep_geothermal_Milas_TUR | Aggregated Plant -- operating | geothermal | TUR | 2015 |  |  |  | operating | FALSE | FALSE | e_Milas_TUR | Milas_TUR |  | 0.0728 | 6237 | 185.9 | 3.15 | 1 |  | 0 | 0
ep_geothermal_Milas_TUR | Aggregated Plant -- operating | geothermal | TUR | 2016 |  |  |  | operating | FALSE | FALSE | e_Milas_TUR | Milas_TUR |  | 0.017 | 6237 | 185.9 | 3.15 | 1 |  | 0 | 0
ep_geothermal_Milas_TUR | Aggregated Plant -- operating | geothermal | TUR | 2017 |  |  |  | operating | FALSE | FALSE | e_Milas_TUR | Milas_TUR |  | 0.0138 | 6237 | 185.9 | 3.15 | 1 |  | 0 | 0
ep_geothermal_Milas_TUR | Aggregated Plant -- operating | geothermal | TUR | 2018 |  |  |  | operating | FALSE | FALSE | e_Milas_TUR | Milas_TUR |  | 0.048 | 6237 | 185.9 | 3.15 | 1 |  | 0 | 0
ep_geothermal_Milas_TUR | Aggregated Plant -- operating | geothermal | TUR | 2020 |  |  |  | operating | FALSE | FALSE | e_Milas_TUR | Milas_TUR |  | 0.02 | 6237 | 185.9 | 3.15 | 1 |  | 0 | 0
ep_geothermal_Milas_TUR | Aggregated Plant -- operating | geothermal | TUR | 2025 |  |  |  | operating | FALSE | FALSE | e_Milas_TUR | Milas_TUR |  | 0.046 | 6237 | 185.9 | 3.15 | 1 |  | 0 | 0
ep_geothermal__irena | Aggregated Plant -- operating | geothermal | TUR | 2024 |  |  |  | operating | FALSE | FALSE | ELC |  |  | 0.0075 | 6237 | 185.9 | 3.15 | 1 |  | 0 | 0
ep_hydro_Adyaman_TUR__irena | IRENA Gap - hydro (2022) - way/229782457-380_Missing Hydro Capacity -- operating | hydro | TUR | 2022 |  |  |  | operating | FALSE | FALSE | e_Adyaman_TUR | Adyaman_TUR |  | 0.57402 |  |  |  | 0.33123 |  | 0 | 0
ep_hydro_Adyaman_TUR__irena | Aggregated Plant -- operating | hydro | TUR | 2024 |  |  |  | operating | FALSE | FALSE | e_Adyaman_TUR | Adyaman_TUR |  | 0.042959 |  |  |  | 0.33123 |  | 0 | 0
ep_hydro_Agr_TUR__irena | Aggregated Plant -- operating | hydro | TUR | 2022 |  |  |  | operating | FALSE | FALSE | e_Agr_TUR | Agr_TUR |  | 0.028633 |  |  |  | 0.33123 |  | 0 | 0
ep_hydro_Amasya_TUR__irena | IRENA Gap - hydro (2022) - way/169679398-380_Missing Hydro Capacity -- operating | hydro | TUR | 2022 |  |  |  | operating | FALSE | FALSE | e_Amasya_TUR | Amasya_TUR |  | 0.39246 |  |  |  | 0.33123 |  | 0 | 0
ep_hydro_Amasya_TUR__irena | Aggregated Plant -- operating | hydro | TUR | 2024 |  |  |  | operating | FALSE | FALSE | e_Amasya_TUR | Amasya_TUR |  | 0.029371 |  |  |  | 0.33123 |  | 0 | 0
ep_hydro_Antalya_TUR__irena | IRENA Gap - hydro (2022) - TR136-380_Missing Hydro Capacity -- operating | hydro | TUR | 2022 |  |  |  | operating | FALSE | FALSE | e_Antalya_TUR | Antalya_TUR |  | 0.21586 |  |  |  | 0.33123 |  | 0 | 0
ep_hydro_Antalya_TUR__irena | Aggregated Plant -- operating | hydro | TUR | 2024 |  |  |  | operating | FALSE | FALSE | e_Antalya_TUR | Antalya_TUR |  | 0.016155 |  |  |  | 0.33123 |  | 0 | 0
ep_hydro_Arapgir_TUR__irena | IRENA Gap - hydro (2022) - way/233873985-380_Missing Hydro Capacity -- operating | hydro | TUR | 2022 |  |  |  | operating | FALSE | FALSE | e_Arapgir_TUR | Arapgir_TUR |  | 0.26712 |  |  |  | 0.33123 |  | 0 | 0
ep_hydro_Arapgir_TUR__irena | Aggregated Plant -- operating | hydro | TUR | 2024 |  |  |  | operating | FALSE | FALSE | e_Arapgir_TUR | Arapgir_TUR |  | 0.019991 |  |  |  | 0.33123 |  | 0 | 0
ep_hydro_Artvin_TUR__irena | IRENA Gap - hydro (2022) - way/96580455-380_Missing Hydro Capacity -- operating | hydro | TUR | 2022 |  |  |  | operating | FALSE | FALSE | e_Artvin_TUR | Artvin_TUR |  | 0.47715 |  |  |  | 0.33123 |  | 0 | 0
ep_hydro_Artvin_TUR__irena | Aggregated Plant -- operating | hydro | TUR | 2024 |  |  |  | operating | FALSE | FALSE | e_Artvin_TUR | Artvin_TUR |  | 0.03571 |  |  |  | 0.33123 |  | 0 | 0
ep_hydro_Beysehir_TUR__irena | IRENA Gap - hydro (2022) - way/172934516-380_Missing Hydro Capacity -- operating | hydro | TUR | 2022 |  |  |  | operating | FALSE | FALSE | e_Beysehir_TUR | Beysehir_TUR |  | 0.15396 |  |  |  | 0.33123 |  | 0 | 0
ep_hydro_Beysehir_TUR__irena | Aggregated Plant -- operating | hydro | TUR | 2024 |  |  |  | operating | FALSE | FALSE | e_Beysehir_TUR | Beysehir_TUR |  | 0.011523 |  |  |  | 0.33123 |  | 0 | 0
ep_hydro_Cermik_TUR__irena | IRENA Gap - hydro (2022) - way/194508537-380_Missing Hydro Capacity -- operating | hydro | TUR | 2022 |  |  |  | operating | FALSE | FALSE | e_Cermik_TUR | Cermik_TUR |  | 0.30861 |  |  |  | 0.33123 |  | 0 | 0
ep_hydro_Cermik_TUR__irena | Aggregated Plant -- operating | hydro | TUR | 2024 |  |  |  | operating | FALSE | FALSE | e_Cermik_TUR | Cermik_TUR |  | 0.023096 |  |  |  | 0.33123 |  | 0 | 0
ep_hydro_Denizli_TUR__irena | Aggregated Plant -- operating | hydro | TUR | 2022 |  |  |  | operating | FALSE | FALSE | e_Denizli_TUR | Denizli_TUR |  | 0.037034 |  |  |  | 0.33123 |  | 0 | 0
ep_hydro_Diyarbakr_TUR__irena | IRENA Gap - hydro (2022) - way/129553303-380_Missing Hydro Capacity -- operating | hydro | TUR | 2022 |  |  |  | operating | FALSE | FALSE | e_Diyarbakr_TUR | Diyarbakr_TUR |  | 0.4372 |  |  |  | 0.33123 |  | 0 | 0
ep_hydro_Diyarbakr_TUR__irena | Aggregated Plant -- operating | hydro | TUR | 2024 |  |  |  | operating | FALSE | FALSE | e_Diyarbakr_TUR | Diyarbakr_TUR |  | 0.03272 |  |  |  | 0.33123 |  | 0 | 0
ep_hydro_Duzce_TUR__irena | IRENA Gap - hydro (2022) - way/174078394-380_Missing Hydro Capacity -- operating | hydro | TUR | 2022 |  |  |  | operating | FALSE | FALSE | e_Duzce_TUR | Duzce_TUR |  | 0.3021 |  |  |  | 0.33123 |  | 0 | 0
ep_hydro_Duzce_TUR__irena | Aggregated Plant -- operating | hydro | TUR | 2024 |  |  |  | operating | FALSE | FALSE | e_Duzce_TUR | Duzce_TUR |  | 0.022609 |  |  |  | 0.33123 |  | 0 | 0
ep_hydro_Elbistan_TUR__irena | IRENA Gap - hydro (2022) - way/128190689-380_Missing Hydro Capacity -- operating | hydro | TUR | 2022 |  |  |  | operating | FALSE | FALSE | e_Elbistan_TUR | Elbistan_TUR |  | 0.16185 |  |  |  | 0.33123 |  | 0 | 0
ep_hydro_Elbistan_TUR__irena | Aggregated Plant -- operating | hydro | TUR | 2024 |  |  |  | operating | FALSE | FALSE | e_Elbistan_TUR | Elbistan_TUR |  | 0.012113 |  |  |  | 0.33123 |  | 0 | 0
ep_hydro_Erzurum_TUR__irena | IRENA Gap - hydro (2022) - way/194082258-380_Missing Hydro Capacity -- operating | hydro | TUR | 2022 |  |  |  | operating | FALSE | FALSE | e_Erzurum_TUR | Erzurum_TUR |  | 0.31513 |  |  |  | 0.33123 |  | 0 | 0
ep_hydro_Erzurum_TUR__irena | Aggregated Plant -- operating | hydro | TUR | 2024 |  |  |  | operating | FALSE | FALSE | e_Erzurum_TUR | Erzurum_TUR |  | 0.023584 |  |  |  | 0.33123 |  | 0 | 0
ep_hydro_Etimesgut_TUR__irena | IRENA Gap - hydro (2022) - way/176009144-380_Missing Hydro Capacity -- operating | hydro | TUR | 2022 |  |  |  | operating | FALSE | FALSE | e_Etimesgut_TUR | Etimesgut_TUR |  | 0.10476 |  |  |  | 0.33123 |  | 0 | 0
ep_hydro_Istanbul_TUR__irena | Aggregated Plant -- operating | hydro | TUR | 2022 |  |  |  | operating | FALSE | FALSE | e_Istanbul_TUR | Istanbul_TUR |  | 0.021946 |  |  |  | 0.33123 |  | 0 | 0
ep_hydro_Izmir_TUR__irena | Aggregated Plant -- operating | hydro | TUR | 2022 |  |  |  | operating | FALSE | FALSE | e_Izmir_TUR | Izmir_TUR |  | 0.01183 |  |  |  | 0.33123 |  | 0 | 0
ep_hydro_Kocaeli_TUR__irena | Aggregated Plant -- operating | hydro | TUR | 2022 |  |  |  | operating | FALSE | FALSE | e_Kocaeli_TUR | Kocaeli_TUR |  | 0.01063 |  |  |  | 0.33123 |  | 0 | 0
ep_hydro_Konya_TUR__irena | IRENA Gap - hydro (2022) - way/172934497-380_Missing Hydro Capacity -- operating | hydro | TUR | 2022 |  |  |  | operating | FALSE | FALSE | e_Konya_TUR | Konya_TUR |  | 0.18037 |  |  |  | 0.33123 |  | 0 | 0
ep_hydro_Konya_TUR__irena | Aggregated Plant -- operating | hydro | TUR | 2024 |  |  |  | operating | FALSE | FALSE | e_Konya_TUR | Konya_TUR |  | 0.013499 |  |  |  | 0.33123 |  | 0 | 0
ep_hydro_Milas_TUR__irena | Aggregated Plant -- operating | hydro | TUR | 2022 |  |  |  | operating | FALSE | FALSE | e_Milas_TUR | Milas_TUR |  | 0.035834 |  |  |  | 0.33123 |  | 0 | 0
ep_hydro_Ordu_TUR__irena | IRENA Gap - hydro (2022) - way/621764967-380_Missing Hydro Capacity -- operating | hydro | TUR | 2022 |  |  |  | operating | FALSE | FALSE | e_Ordu_TUR | Ordu_TUR |  | 0.37205 |  |  |  | 0.33123 |  | 0 | 0
ep_hydro_Ordu_TUR__irena | Aggregated Plant -- operating | hydro | TUR | 2024 |  |  |  | operating | FALSE | FALSE | e_Ordu_TUR | Ordu_TUR |  | 0.027844 |  |  |  | 0.33123 |  | 0 | 0
ep_hydro_Osmaniye_TUR__irena | IRENA Gap - hydro (2022) - way/177818606-380_Missing Hydro Capacity -- operating | hydro | TUR | 2022 |  |  |  | operating | FALSE | FALSE | e_Osmaniye_TUR | Osmaniye_TUR |  | 0.4871 |  |  |  | 0.33123 |  | 0 | 0
ep_hydro_Osmaniye_TUR__irena | Aggregated Plant -- operating | hydro | TUR | 2024 |  |  |  | operating | FALSE | FALSE | e_Osmaniye_TUR | Osmaniye_TUR |  | 0.036454 |  |  |  | 0.33123 |  | 0 | 0
ep_hydro_Siirt_TUR__irena | IRENA Gap - hydro (2022) - way/693406206-380_Missing Hydro Capacity -- operating | hydro | TUR | 2022 |  |  |  | operating | FALSE | FALSE | e_Siirt_TUR | Siirt_TUR |  | 0.65032 |  |  |  | 0.33123 |  | 0 | 0
ep_hydro_Siirt_TUR__irena | IRENA Gap - hydro (2024) - way/693406206-380_Missing Hydro Capacity -- operating | hydro | TUR | 2024 |  |  |  | operating | FALSE | FALSE | e_Siirt_TUR | Siirt_TUR |  | 0.076372 |  |  |  | 0.33123 |  | 0 | 0
ep_hydro_Van_TUR__irena | IRENA Gap - hydro (2022) - way/902347576-380_Missing Hydro Capacity -- operating | hydro | TUR | 2022 |  |  |  | operating | FALSE | FALSE | e_Van_TUR | Van_TUR |  | 0.1003 |  |  |  | 0.33123 |  | 0 | 0
ep_hydro_Zonguldak_TUR__irena | Aggregated Plant -- operating | hydro | TUR | 2022 |  |  |  | operating | FALSE | FALSE | e_Zonguldak_TUR | Zonguldak_TUR |  | 0.019203 |  |  |  | 0.33123 |  | 0 | 0
ep_hydro_dam_Adyaman_TUR | Aggregated Plant -- operating | hydro | TUR | 2006 |  |  |  | operating | FALSE | FALSE | e_Adyaman_TUR | Adyaman_TUR | dam | 0.052 | 3162.5 | 60.5 | 2.31 | 1 |  | 0 | 0
ep_hydro_dam_Adyaman_TUR | Aggregated Plant -- operating | hydro | TUR | 2009 |  |  |  | operating | FALSE | FALSE | e_Adyaman_TUR | Adyaman_TUR | dam | 0.03 | 3712.5 | 71.5 | 2.52 | 1 |  | 0 | 0
ep_hydro_dam_Agr_TUR | Aggregated Plant -- operating | hydro | TUR | 2011 |  |  |  | operating | FALSE | FALSE | e_Agr_TUR | Agr_TUR | dam | 0.033 | 3712.5 | 71.5 | 2.52 | 1 |  | 0 | 0
ep_hydro_dam_Amasya_TUR | Aggregated Plant -- operating | hydro | TUR | 1991 |  |  |  | operating | FALSE | FALSE | e_Amasya_TUR | Amasya_TUR | dam | 0.056 | 3162.5 | 60.5 | 2.31 | 1 |  | 0 | 0
ep_hydro_dam_Amasya_TUR | Aggregated Plant -- operating | hydro | TUR | 2016 |  |  |  | operating | FALSE | FALSE | e_Amasya_TUR | Amasya_TUR | dam | 0.031 | 3712.5 | 71.5 | 2.52 | 1 |  | 0 | 0
ep_hydro_dam_Antalya_TUR | Aggregated Plant -- operating | hydro | TUR | 1961 |  |  |  | operating | FALSE | FALSE | e_Antalya_TUR | Antalya_TUR | dam | 0.026 | 3712.5 | 71.5 | 2.52 | 1 |  | 0 | 0
ep_hydro_dam_Antalya_TUR | Aggregated Plant -- operating | hydro | TUR | 1971 |  |  |  | operating | FALSE | FALSE | e_Antalya_TUR | Antalya_TUR | dam | 0.051 | 3162.5 | 60.5 | 2.31 | 1 |  | 0 | 0
ep_hydro_dam_Antalya_TUR | Aggregated Plant -- operating | hydro | TUR | 1990 |  |  |  | operating | FALSE | FALSE | e_Antalya_TUR | Antalya_TUR | dam | 0.032 | 3712.5 | 71.5 | 2.52 | 1 |  | 0 | 0
ep_hydro_dam_Artvin_TUR | Aggregated Plant -- operating | hydro | TUR | 2016 |  |  |  | operating | FALSE | FALSE | e_Artvin_TUR | Artvin_TUR | dam | 0.05 | 3712.5 | 71.5 | 2.52 | 1 |  | 0 | 0
ep_hydro_dam_Beysehir_TUR | Aggregated Plant -- operating | hydro | TUR | 1988 |  |  |  | operating | FALSE | FALSE | e_Beysehir_TUR | Beysehir_TUR | dam | 0.048 | 3712.5 | 71.5 | 2.52 | 1 |  | 0 | 0
ep_hydro_dam_Beysehir_TUR | Aggregated Plant -- operating | hydro | TUR | 2008 |  |  |  | operating | FALSE | FALSE | e_Beysehir_TUR | Beysehir_TUR | dam | 0.038 | 3712.5 | 71.5 | 2.52 | 1 |  | 0 | 0
ep_hydro_dam_Beysehir_TUR | Aggregated Plant -- operating | hydro | TUR | 2012 |  |  |  | operating | FALSE | FALSE | e_Beysehir_TUR | Beysehir_TUR | dam | 0.028 | 3712.5 | 71.5 | 2.52 | 1 |  | 0 | 0
ep_hydro_dam_Beysehir_TUR | Aggregated Plant -- operating | hydro | TUR | 2013 |  |  |  | operating | FALSE | FALSE | e_Beysehir_TUR | Beysehir_TUR | dam | 0.049 | 3712.5 | 71.5 | 2.52 | 1 |  | 0 | 0
ep_hydro_dam_Denizli_TUR | Aggregated Plant -- operating | hydro | TUR | 2015 |  |  |  | operating | FALSE | FALSE | e_Denizli_TUR | Denizli_TUR | dam | 0.03 | 3712.5 | 71.5 | 2.52 | 1 |  | 0 | 0
ep_hydro_dam_Diyarbakr_TUR | Aggregated Plant -- operating | hydro | TUR | 2008 |  |  |  | operating | FALSE | FALSE | e_Diyarbakr_TUR | Diyarbakr_TUR | dam | 0.056 | 3162.5 | 60.5 | 2.31 | 1 |  | 0 | 0
ep_hydro_dam_Duzce_TUR | Aggregated Plant -- operating | hydro | TUR | 1999 |  |  |  | operating | FALSE | FALSE | e_Duzce_TUR | Duzce_TUR | dam | 0.038 | 3712.5 | 71.5 | 2.52 | 1 |  | 0 | 0
ep_hydro_dam_Elbistan_TUR | Aggregated Plant -- operating | hydro | TUR | 2012 |  |  |  | operating | FALSE | FALSE | e_Elbistan_TUR | Elbistan_TUR | dam | 0.054 | 3162.5 | 60.5 | 2.31 | 1 |  | 0 | 0
ep_hydro_dam_Erzurum_TUR | Aggregated Plant -- operating | hydro | TUR | 2011 |  |  |  | operating | FALSE | FALSE | e_Erzurum_TUR | Erzurum_TUR | dam | 0.041 | 3712.5 | 71.5 | 2.52 | 1 |  | 0 | 0
ep_hydro_dam_Erzurum_TUR | Aggregated Plant -- operating | hydro | TUR | 2013 |  |  |  | operating | FALSE | FALSE | e_Erzurum_TUR | Erzurum_TUR | dam | 0.037 | 3712.5 | 71.5 | 2.52 | 1 |  | 0 | 0
ep_hydro_dam_Etimesgut_TUR | Aggregated Plant -- operating | hydro | TUR | 1989 |  |  |  | operating | FALSE | FALSE | e_Etimesgut_TUR | Etimesgut_TUR | dam | 0.054 | 3162.5 | 60.5 | 2.31 | 1 |  | 0 | 0
ep_hydro_dam_Etimesgut_TUR | Aggregated Plant -- operating | hydro | TUR | 2014 |  |  |  | operating | FALSE | FALSE | e_Etimesgut_TUR | Etimesgut_TUR | dam | 0.035 | 3712.5 | 71.5 | 2.52 | 1 |  | 0 | 0
ep_hydro_dam_Etimesgut_TUR | Aggregated Plant -- operating | hydro | TUR | 2020 |  |  |  | operating | FALSE | FALSE | e_Etimesgut_TUR | Etimesgut_TUR | dam | 0.04 | 3712.5 | 71.5 | 2.52 | 1 |  | 0 | 0
ep_hydro_dam_Etimesgut_TUR | Aggregated Plant -- operating | hydro | TUR | 2021 |  |  |  | operating | FALSE | FALSE | e_Etimesgut_TUR | Etimesgut_TUR | dam | 0.018 | 3712.5 | 71.5 | 2.52 | 1 |  | 0 | 0
ep_hydro_dam_G100000603612 | Akinci Cildir hydroelectric plant_ -- operating | hydro | TUR | 2016 |  | Ardahan |  | operating | FALSE | FALSE | e_Artvin_TUR | Artvin_TUR | dam | 0.087 | 3162.5 | 60.5 | 2.31 | 1 |  | 0 | 0
ep_hydro_dam_G100000603614 | Akkoy I hydroelectric plant_ -- operating | hydro | TUR | 2008 |  | Gümüşhane | Kürtün | operating | FALSE | FALSE | e_Ordu_TUR | Ordu_TUR | dam | 0.104 | 3162.5 | 60.5 | 2.31 | 1 |  | 0 | 0
ep_hydro_dam_G100000603615 | Akköy I hydroelectric plant_ -- operating | hydro | TUR | 2008 |  | Gümüşhane |  | operating | FALSE | FALSE | e_Ordu_TUR | Ordu_TUR | dam | 0.104 | 3162.5 | 60.5 | 2.31 | 1 |  | 0 | 0
ep_hydro_dam_G100000603616 | Akkoy II hydroelectric plant_ -- operating | hydro | TUR | 2012 |  | Gümüşhane |  | operating | FALSE | FALSE | e_Ordu_TUR | Ordu_TUR | dam | 0.234 | 3162.5 | 60.5 | 2.31 | 1 |  | 0 | 0
ep_hydro_dam_G100000603620 | Alkumru hydroelectric plant_ -- operating | hydro | TUR | 2011 |  |  | Siirt Merkez | operating | FALSE | FALSE | e_Siirt_TUR | Siirt_TUR | dam | 0.276 | 3162.5 | 60.5 | 2.31 | 1 |  | 0 | 0
ep_hydro_dam_G100000603621 | Alpaslan I hydroelectric plant_ -- operating | hydro | TUR | 2012 |  | Muş |  | operating | FALSE | FALSE | e_Erzurum_TUR | Erzurum_TUR | dam | 0.16 | 3162.5 | 60.5 | 2.31 | 1 |  | 0 | 0
ep_hydro_dam_G100000603622 | Alpaslan II hydroelectric plant_ -- operating | hydro | TUR | 2020 |  |  |  | operating | FALSE | FALSE | e_Erzurum_TUR | Erzurum_TUR | dam | 0.28 | 3162.5 | 60.5 | 2.31 | 1 |  | 0 | 0
ep_hydro_dam_G100000603623 | Altinkaya hydroelectric plant_ -- operating | hydro | TUR | 1987 |  |  |  | operating | FALSE | FALSE | e_Amasya_TUR | Amasya_TUR | dam | 0.703 | 2750 | 55 | 2.1 | 1 |  | 0 | 0
ep_hydro_dam_G100000603624 | Arkun hydroelectric plant_ -- operating | hydro | TUR | 2014 |  | Artvin |  | operating | FALSE | FALSE | e_Artvin_TUR | Artvin_TUR | dam | 0.245 | 3162.5 | 60.5 | 2.31 | 1 |  | 0 | 0
ep_hydro_dam_G100000603625 | Artvin hydroelectric plant_ -- operating | hydro | TUR | 2015 |  | Artvin |  | operating | FALSE | FALSE | e_Artvin_TUR | Artvin_TUR | dam | 0.332 | 2750 | 55 | 2.1 | 1 |  | 0 | 0
ep_hydro_dam_G100000603626 | Asagi Kalekoy hydroelectric plant_ -- operating | hydro | TUR | 2020 |  | Bingöl |  | operating | FALSE | FALSE | e_Diyarbakr_TUR | Diyarbakr_TUR | dam | 0.5 | 2750 | 55 | 2.1 | 1 |  | 0 | 0
ep_hydro_dam_G100000603628 | Aslantas hydroelectric plant_ -- operating | hydro | TUR | 1984 |  | Osmaniye |  | operating | FALSE | FALSE | e_Osmaniye_TUR | Osmaniye_TUR | dam | 0.138 | 3162.5 | 60.5 | 2.31 | 1 |  | 0 | 0
ep_hydro_dam_G100000603629 | Ataturk hydroelectric plant_ -- operating | hydro | TUR | 1992 |  | Şanlıurfa |  | operating | FALSE | FALSE | e_Adyaman_TUR | Adyaman_TUR | dam | 2.405 | 2750 | 55 | 2.1 | 1 |  | 0 | 0
ep_hydro_dam_G100000603630 | Ayvali hydroelectric plant_ -- operating | hydro | TUR | 2005 |  |  |  | operating | FALSE | FALSE | e_Elbistan_TUR | Elbistan_TUR | dam | 0.13 | 3162.5 | 60.5 | 2.31 | 1 |  | 0 | 0
ep_hydro_dam_G100000603631 | Bağıştaş I hydroelectric plant_ -- operating | hydro | TUR | 2014 |  | Erzincan |  | operating | FALSE | FALSE | e_Arapgir_TUR | Arapgir_TUR | dam | 0.14 | 3162.5 | 60.5 | 2.31 | 1 |  | 0 | 0
ep_hydro_dam_G100000603632 | Batman hydroelectric plant_ -- operating | hydro | TUR | 2003 |  | Diyarbakır |  | operating | FALSE | FALSE | e_Siirt_TUR | Siirt_TUR | dam | 0.198 | 3162.5 | 60.5 | 2.31 | 1 |  | 0 | 0
ep_hydro_dam_G100000603634 | Berke hydroelectric plant_ -- operating | hydro | TUR | 2002 |  | Osmaniye |  | operating | FALSE | FALSE | e_Osmaniye_TUR | Osmaniye_TUR | dam | 0.51 | 2750 | 55 | 2.1 | 1 |  | 0 | 0
ep_hydro_dam_G100000603635 | Beyhan 1 hydroelectric plant_ -- operating | hydro | TUR | 2015 |  | Elazığ |  | operating | FALSE | FALSE | e_Diyarbakr_TUR | Diyarbakr_TUR | dam | 0.582 | 2750 | 55 | 2.1 | 1 |  | 0 | 0
ep_hydro_dam_G100000603637 | Birecik hydroelectric plant_ -- operating | hydro | TUR | 2001 |  | Gaziantep |  | operating | FALSE | FALSE | e_Adyaman_TUR | Adyaman_TUR | dam | 0.672 | 2750 | 55 | 2.1 | 1 |  | 0 | 0
ep_hydro_dam_G100000603638 | Borçka hydroelectric plant_ -- operating | hydro | TUR | 2007 |  | Artvin |  | operating | FALSE | FALSE | e_Artvin_TUR | Artvin_TUR | dam | 0.301 | 2750 | 55 | 2.1 | 1 |  | 0 | 0
ep_hydro_dam_G100000603639 | Boyabat Kepez hydroelectric plant_ -- operating | hydro | TUR | 2012 |  | Sinop |  | operating | FALSE | FALSE | e_Amasya_TUR | Amasya_TUR | dam | 0.513 | 2750 | 55 | 2.1 | 1 |  | 0 | 0
ep_hydro_dam_G100000603641 | Catalan hydroelectric plant_ -- operating | hydro | TUR | 1997 |  | Adana |  | operating | FALSE | FALSE | e_Osmaniye_TUR | Osmaniye_TUR | dam | 0.169 | 3162.5 | 60.5 | 2.31 | 1 |  | 0 | 0
ep_hydro_dam_G100000603643 | Cetin Main hydroelectric plant_ -- operating | hydro | TUR | 2020 |  | Siirt |  | operating | FALSE | FALSE | e_Siirt_TUR | Siirt_TUR | dam | 0.42 | 2750 | 55 | 2.1 | 1 |  | 0 | 0
ep_hydro_dam_G100000603647 | Akköprü hydroelectric plant_ -- operating | hydro | TUR | 2012 |  |  |  | operating | FALSE | FALSE | e_Milas_TUR | Milas_TUR | dam | 0.115 | 3162.5 | 60.5 | 2.31 | 1 |  | 0 | 0
ep_hydro_dam_G100000603649 | Deriner hydroelectric plant_ -- operating | hydro | TUR | 2013 |  |  | Artvin | operating | FALSE | FALSE | e_Artvin_TUR | Artvin_TUR | dam | 0.67 | 2750 | 55 | 2.1 | 1 |  | 0 | 0
ep_hydro_dam_G100000603650 | Dicle hydroelectric plant_ -- operating | hydro | TUR | 2000 |  | Diyarbakır |  | operating | FALSE | FALSE | e_Diyarbakr_TUR | Diyarbakr_TUR | dam | 0.11 | 3162.5 | 60.5 | 2.31 | 1 |  | 0 | 0
ep_hydro_dam_G100000603655 | Ermenek hydroelectric plant_ -- operating | hydro | TUR | 2012 |  | Karaman |  | operating | FALSE | FALSE | e_Konya_TUR | Konya_TUR | dam | 0.302 | 2750 | 55 | 2.1 | 1 |  | 0 | 0
ep_hydro_dam_G100000603656 | Gezende hydroelectric plant_ -- operating | hydro | TUR | 1994 |  | Mersin |  | operating | FALSE | FALSE | e_Konya_TUR | Konya_TUR | dam | 0.159 | 3162.5 | 60.5 | 2.31 | 1 |  | 0 | 0
ep_hydro_dam_G100000603657 | Gokcekaya hydroelectric plant_ -- operating | hydro | TUR | 1973 |  |  |  | operating | FALSE | FALSE | e_Duzce_TUR | Duzce_TUR | dam | 0.278 | 3162.5 | 60.5 | 2.31 | 1 |  | 0 | 0
ep_hydro_dam_G100000603659 | Göktaş I hydroelectric plant_ -- operating | hydro | TUR | 2016 |  | Adana |  | operating | FALSE | FALSE | e_Osmaniye_TUR | Osmaniye_TUR | dam | 0.122 | 3162.5 | 60.5 | 2.31 | 1 |  | 0 | 0
ep_hydro_dam_G100000603660 | Göktaş II hydroelectric plant_ -- operating | hydro | TUR | 2015 |  | Adana |  | operating | FALSE | FALSE | e_Osmaniye_TUR | Osmaniye_TUR | dam | 0.153 | 3162.5 | 60.5 | 2.31 | 1 |  | 0 | 0
ep_hydro_dam_G100000603661 | Güllübağ hydroelectric plant_ -- operating | hydro | TUR | 2012 |  | Erzurum |  | operating | FALSE | FALSE | e_Erzurum_TUR | Erzurum_TUR | dam | 0.096 | 3162.5 | 60.5 | 2.31 | 1 |  | 0 | 0
ep_hydro_dam_G100000603663 | Hasan Ugurlu hydroelectric plant_ -- operating | hydro | TUR | 1979 |  |  |  | operating | FALSE | FALSE | e_Amasya_TUR | Amasya_TUR | dam | 0.5 | 2750 | 55 | 2.1 | 1 |  | 0 | 0
ep_hydro_dam_G100000603664 | Hirfanli hydroelectric plant_ -- operating | hydro | TUR | 1960 |  | Ankara |  | operating | FALSE | FALSE | e_Etimesgut_TUR | Etimesgut_TUR | dam | 0.128 | 3162.5 | 60.5 | 2.31 | 1 |  | 0 | 0
ep_hydro_dam_G100000603665 | Ilisu hydroelectric plant_ -- operating | hydro | TUR | 2020 |  | Mardin |  | operating | FALSE | FALSE | e_Siirt_TUR | Siirt_TUR | dam | 1.209 | 2750 | 55 | 2.1 | 1 |  | 0 | 0
ep_hydro_dam_G100000603667 | Kandil hydroelectric plant_ -- operating | hydro | TUR | 2013 |  | Konya |  | operating | FALSE | FALSE | e_Elbistan_TUR | Elbistan_TUR | dam | 0.208 | 3162.5 | 60.5 | 2.31 | 1 |  | 0 | 0
ep_hydro_dam_G100000603668 | Karakaya hydroelectric plant_ -- operating | hydro | TUR | 1987 |  | Diyarbakır |  | operating | FALSE | FALSE | e_Cermik_TUR | Cermik_TUR | dam | 1.8 | 2750 | 55 | 2.1 | 1 |  | 0 | 0
ep_hydro_dam_G100000603669 | Karakurt hydroelectric plant_ -- operating | hydro | TUR | 2020 |  |  |  | operating | FALSE | FALSE | e_Agr_TUR | Agr_TUR | dam | 0.1 | 3162.5 | 60.5 | 2.31 | 1 |  | 0 | 0
ep_hydro_dam_G100000603670 | Karakuz hydroelectric plant_ -- operating | hydro | TUR | 2015 |  | Adana | Çukur | operating | FALSE | FALSE | e_Osmaniye_TUR | Osmaniye_TUR | dam | 0.076 | 3162.5 | 60.5 | 2.31 | 1 |  | 0 | 0
ep_hydro_dam_G100000603672 | Kargi Statkraft hydroelectric plant_ -- operating | hydro | TUR | 2015 |  | Çorum |  | operating | FALSE | FALSE | e_Amasya_TUR | Amasya_TUR | dam | 0.102 | 3162.5 | 60.5 | 2.31 | 1 |  | 0 | 0
ep_hydro_dam_G100000603673 | Karkamis hydroelectric plant_ -- operating | hydro | TUR | 1999 |  | Gaziantep |  | operating | FALSE | FALSE | e_Adyaman_TUR | Adyaman_TUR | dam | 0.189 | 3162.5 | 60.5 | 2.31 | 1 |  | 0 | 0
ep_hydro_dam_G100000603674 | Kavşak Bendi hydroelectric plant_ -- operating | hydro | TUR | 2013 |  | Adana |  | operating | FALSE | FALSE | e_Osmaniye_TUR | Osmaniye_TUR | dam | 0.191 | 3162.5 | 60.5 | 2.31 | 1 |  | 0 | 0
ep_hydro_dam_G100000603676 | Keban hydroelectric plant_ -- operating | hydro | TUR | 1974 |  | Elazığ |  | operating | FALSE | FALSE | e_Arapgir_TUR | Arapgir_TUR | dam | 1.33 | 2750 | 55 | 2.1 | 1 |  | 0 | 0
ep_hydro_dam_G100000603678 | Kigi hydroelectric plant_ -- operating | hydro | TUR | 2017 |  | Bingöl |  | operating | FALSE | FALSE | e_Diyarbakr_TUR | Diyarbakr_TUR | dam | 0.138 | 3162.5 | 60.5 | 2.31 | 1 |  | 0 | 0
ep_hydro_dam_G100000603679 | Kilickaya hydroelectric plant_ -- operating | hydro | TUR | 1990 |  | Giresun |  | operating | FALSE | FALSE | e_Ordu_TUR | Ordu_TUR | dam | 0.12 | 3162.5 | 60.5 | 2.31 | 1 |  | 0 | 0
ep_hydro_dam_G100000603680 | Köklüce hydroelectric plant_ -- operating | hydro | TUR | 1988 |  | Tokat |  | operating | FALSE | FALSE | e_Ordu_TUR | Ordu_TUR | dam | 0.09 | 3162.5 | 60.5 | 2.31 | 1 |  | 0 | 0
ep_hydro_dam_G100000603681 | Köprü hydroelectric plant_ -- operating | hydro | TUR | 2013 |  | Adana |  | operating | FALSE | FALSE | e_Osmaniye_TUR | Osmaniye_TUR | dam | 0.156 | 3162.5 | 60.5 | 2.31 | 1 |  | 0 | 0
ep_hydro_dam_G100000603682 | Köprübaşı hydroelectric plant_ -- operating | hydro | TUR | 2012 |  | Bolu |  | operating | FALSE | FALSE | e_Zonguldak_TUR | Zonguldak_TUR | dam | 0.079 | 3162.5 | 60.5 | 2.31 | 1 |  | 0 | 0
ep_hydro_dam_G100000603683 | Köroğlu hydroelectric plant_ -- operating | hydro | TUR | 2018 |  | Ardahan |  | operating | FALSE | FALSE | e_Artvin_TUR | Artvin_TUR | dam | 0.075 | 3162.5 | 60.5 | 2.31 | 1 |  | 0 | 0
ep_hydro_dam_G100000603684 | Kozbükü hydroelectric plant_ -- operating | hydro | TUR | 2015 |  | Ordu | Belenyurt | operating | FALSE | FALSE | e_Ordu_TUR | Ordu_TUR | dam | 0.081 | 3162.5 | 60.5 | 2.31 | 1 |  | 0 | 0
ep_hydro_dam_G100000603685 | Krallızı hydroelectric plant_ -- operating | hydro | TUR | 1998 |  | Diyarbakır |  | operating | FALSE | FALSE | e_Diyarbakr_TUR | Diyarbakr_TUR | dam | 0.095 | 3162.5 | 60.5 | 2.31 | 1 |  | 0 | 0
ep_hydro_dam_G100000603686 | Kürtün hydroelectric plant_ -- operating | hydro | TUR | 2016 |  | Gümüşhane |  | operating | FALSE | FALSE | e_Ordu_TUR | Ordu_TUR | dam | 0.084 | 3162.5 | 60.5 | 2.31 | 1 |  | 0 | 0
ep_hydro_dam_G100000603688 | Menge hydroelectric plant_ -- operating | hydro | TUR | 2011 |  | Adana |  | operating | FALSE | FALSE | e_Osmaniye_TUR | Osmaniye_TUR | dam | 0.089 | 3162.5 | 60.5 | 2.31 | 1 |  | 0 | 0
ep_hydro_dam_G100000603689 | Menzelet hydroelectric plant_ -- operating | hydro | TUR | 1992 |  |  |  | operating | FALSE | FALSE | e_Elbistan_TUR | Elbistan_TUR | dam | 0.124 | 3162.5 | 60.5 | 2.31 | 1 |  | 0 | 0
ep_hydro_dam_G100000603690 | Muratli Artvin hydroelectric plant_ -- operating | hydro | TUR | 2005 |  | Artvin |  | operating | FALSE | FALSE | e_Artvin_TUR | Artvin_TUR | dam | 0.115 | 3162.5 | 60.5 | 2.31 | 1 |  | 0 | 0
ep_hydro_dam_G100000603691 | Obruk hydroelectric plant_ -- operating | hydro | TUR | 2009 |  | Çorum |  | operating | FALSE | FALSE | e_Amasya_TUR | Amasya_TUR | dam | 0.211 | 3162.5 | 60.5 | 2.31 | 1 |  | 0 | 0
ep_hydro_dam_G100000603692 | Oymapinar hydroelectric plant_ -- operating | hydro | TUR | 1984 |  | Antalya |  | operating | FALSE | FALSE | e_Beysehir_TUR | Beysehir_TUR | dam | 0.54 | 2750 | 55 | 2.1 | 1 |  | 0 | 0
ep_hydro_dam_G100000603693 | Ozluce hydroelectric plant_ -- operating | hydro | TUR | 1999 |  | Bingöl |  | operating | FALSE | FALSE | e_Diyarbakr_TUR | Diyarbakr_TUR | dam | 0.17 | 3162.5 | 60.5 | 2.31 | 1 |  | 0 | 0
ep_hydro_dam_G100000603695 | Pembelik hydroelectric plant_ -- operating | hydro | TUR | 2015 |  | Tunceli |  | operating | FALSE | FALSE | e_Diyarbakr_TUR | Diyarbakr_TUR | dam | 0.13 | 3162.5 | 60.5 | 2.31 | 1 |  | 0 | 0
ep_hydro_dam_G100000603698 | Sanibey hydroelectric plant_ -- operating | hydro | TUR | 2007 |  | Adana |  | operating | FALSE | FALSE | e_Osmaniye_TUR | Osmaniye_TUR | dam | 0.31 | 2750 | 55 | 2.1 | 1 |  | 0 | 0
ep_hydro_dam_G100000603699 | Sariyar H Polatkan hydroelectric plant_ -- operating | hydro | TUR | 1956 |  | Ankara |  | operating | FALSE | FALSE | e_Etimesgut_TUR | Etimesgut_TUR | dam | 0.16 | 3162.5 | 60.5 | 2.31 | 1 |  | 0 | 0
ep_hydro_dam_G100000603700 | Sarıgüzel hydroelectric plant_ -- operating | hydro | TUR | 2013 |  |  |  | operating | FALSE | FALSE | e_Elbistan_TUR | Elbistan_TUR | dam | 0.1 | 3162.5 | 60.5 | 2.31 | 1 |  | 0 | 0
ep_hydro_dam_G100000603701 | Silvan hydroelectric plant_ -- construction | hydro | TUR | 2026 |  | Diyarbakır |  | construction | FALSE | FALSE | e_Siirt_TUR | Siirt_TUR | dam | 0.16 | 3162.5 | 60.5 | 2.31 | 1 |  | 0 | 0
ep_hydro_dam_G100000603702 | Sir hydroelectric plant_ -- operating | hydro | TUR | 1991 |  |  |  | operating | FALSE | FALSE | e_Osmaniye_TUR | Osmaniye_TUR | dam | 0.284 | 3162.5 | 60.5 | 2.31 | 1 |  | 0 | 0
ep_hydro_dam_G100000603703 | Tatar Elazig hydroelectric plant_ -- operating | hydro | TUR | 2013 |  | Tunceli |  | operating | FALSE | FALSE | e_Diyarbakr_TUR | Diyarbakr_TUR | dam | 0.128 | 3162.5 | 60.5 | 2.31 | 1 |  | 0 | 0
ep_hydro_dam_G100000603704 | Torul hydroelectric plant_ -- operating | hydro | TUR | 2016 |  | Gümüşhane |  | operating | FALSE | FALSE | e_Ordu_TUR | Ordu_TUR | dam | 0.106 | 3162.5 | 60.5 | 2.31 | 1 |  | 0 | 0
ep_hydro_dam_G100000603705 | Uluabat hydroelectric plant_ -- operating | hydro | TUR | 2010 |  | Bursa |  | operating | FALSE | FALSE | e_Istanbul_TUR | Istanbul_TUR | dam | 0.1 | 3162.5 | 60.5 | 2.31 | 1 |  | 0 | 0
ep_hydro_dam_G100000603706 | Uzunçayır hydroelectric plant_ -- operating | hydro | TUR | 2009 |  |  |  | operating | FALSE | FALSE | e_Diyarbakr_TUR | Diyarbakr_TUR | dam | 0.084 | 3162.5 | 60.5 | 2.31 | 1 |  | 0 | 0
ep_hydro_dam_G100000603707 | Yamula hydroelectric plant_ -- operating | hydro | TUR | 2005 |  | Kayseri |  | operating | FALSE | FALSE | e_Elbistan_TUR | Elbistan_TUR | dam | 0.104 | 3162.5 | 60.5 | 2.31 | 1 |  | 0 | 0
ep_hydro_dam_G100000603708 | Yukari Kalekoy hydroelectric plant_ -- operating | hydro | TUR | 2018 |  | Bingöl |  | operating | FALSE | FALSE | e_Erzurum_TUR | Erzurum_TUR | dam | 0.627 | 2750 | 55 | 2.1 | 1 |  | 0 | 0
ep_hydro_dam_G100000604316 | Cizre hydroelectric plant_ -- construction | hydro | TUR | 2028 |  | Şırnak |  | construction | FALSE | FALSE | e_Siirt_TUR | Siirt_TUR | dam | 0.336 | 2750 | 55 | 2.1 | 1 |  | 0 | 0
ep_hydro_dam_G100000604976 | Yusifeli hydroelectric plant_ -- operating | hydro | TUR | 2023 |  | Artvin |  | operating | FALSE | FALSE | e_Artvin_TUR | Artvin_TUR | dam | 0.54 | 2750 | 55 | 2.1 | 1 |  | 0 | 0
ep_hydro_dam_G100001051743 | Adigüzel I hydroelectric plant_ -- operating | hydro | TUR | 1996 |  |  |  | operating | FALSE | FALSE | e_Denizli_TUR | Denizli_TUR | dam | 0.062 | 3162.5 | 60.5 | 2.31 | 1 |  | 0 | 0
ep_hydro_dam_G100001051751 | Eşen I hydroelectric plant_ -- operating | hydro | TUR | 2011 |  |  |  | operating | FALSE | FALSE | e_Antalya_TUR | Antalya_TUR | dam | 0.06 | 3162.5 | 60.5 | 2.31 | 1 |  | 0 | 0
ep_hydro_dam_G100001051764 | Darıca 2 hydroelectric plant_ -- operating | hydro | TUR | 2017 |  | Ordu |  | operating | FALSE | FALSE | e_Ordu_TUR | Ordu_TUR | dam | 0.074 | 3162.5 | 60.5 | 2.31 | 1 |  | 0 | 0
ep_hydro_dam_G100001051765 | Doğankent hydroelectric plant_ -- operating | hydro | TUR | 1971 |  |  |  | operating | FALSE | FALSE | e_Ordu_TUR | Ordu_TUR | dam | 0.075 | 3162.5 | 60.5 | 2.31 | 1 |  | 0 | 0
ep_hydro_dam_G100001051772 | Tepekışla hydroelectric plant_ -- operating | hydro | TUR | 2015 |  | Tokat |  | operating | FALSE | FALSE | e_Amasya_TUR | Amasya_TUR | dam | 0.071 | 3162.5 | 60.5 | 2.31 | 1 |  | 0 | 0
ep_hydro_dam_G100001051815 | Doğançay hydroelectric plant_ -- operating | hydro | TUR | 2017 |  |  |  | operating | FALSE | FALSE | e_Kocaeli_TUR | Kocaeli_TUR | dam | 0.062 | 3162.5 | 60.5 | 2.31 | 1 |  | 0 | 0
ep_hydro_dam_G100001051817 | Demirköprü hydroelectric plant_ -- operating | hydro | TUR | 1960 |  |  |  | operating | FALSE | FALSE | e_Izmir_TUR | Izmir_TUR | dam | 0.069 | 3162.5 | 60.5 | 2.31 | 1 |  | 0 | 0
ep_hydro_dam_G100001051820 | Seyhan 1 hydroelectric plant_ -- operating | hydro | TUR | 1956 |  |  |  | operating | FALSE | FALSE | e_Osmaniye_TUR | Osmaniye_TUR | dam | 0.06 | 3162.5 | 60.5 | 2.31 | 1 |  | 0 | 0
ep_hydro_dam_G100001051822 | Topçam hydroelectric plant_ -- operating | hydro | TUR | 2017 |  |  |  | operating | FALSE | FALSE | e_Ordu_TUR | Ordu_TUR | dam | 0.061 | 3162.5 | 60.5 | 2.31 | 1 |  | 0 | 0
ep_hydro_dam_Istanbul_TUR | Aggregated Plant -- operating | hydro | TUR | 2013 |  |  |  | operating | FALSE | FALSE | e_Istanbul_TUR | Istanbul_TUR | dam | 0.028 | 3712.5 | 71.5 | 2.52 | 1 |  | 0 | 0
ep_hydro_dam_Konya_TUR | Aggregated Plant -- operating | hydro | TUR | 2004 |  |  |  | operating | FALSE | FALSE | e_Konya_TUR | Konya_TUR | dam | 0.049 | 3712.5 | 71.5 | 2.52 | 1 |  | 0 | 0
ep_hydro_dam_Konya_TUR | Aggregated Plant -- operating | hydro | TUR | 2015 |  |  |  | operating | FALSE | FALSE | e_Konya_TUR | Konya_TUR | dam | 0.073 | 3712.5 | 71.5 | 2.52 | 1 |  | 0 | 0
ep_hydro_dam_Milas_TUR | Aggregated Plant -- operating | hydro | TUR | 1958 |  |  |  | operating | FALSE | FALSE | e_Milas_TUR | Milas_TUR | dam | 0.048 | 3712.5 | 71.5 | 2.52 | 1 |  | 0 | 0
ep_hydro_dam_Milas_TUR | Aggregated Plant -- operating | hydro | TUR | 2010 |  |  |  | operating | FALSE | FALSE | e_Milas_TUR | Milas_TUR | dam | 0.046 | 3712.5 | 71.5 | 2.52 | 1 |  | 0 | 0
ep_hydro_dam_Ordu_TUR | Aggregated Plant -- operating | hydro | TUR | 2000 |  |  |  | operating | FALSE | FALSE | e_Ordu_TUR | Ordu_TUR | dam | 0.032 | 3712.5 | 71.5 | 2.52 | 1 |  | 0 | 0
ep_hydro_dam_Ordu_TUR | Aggregated Plant -- operating | hydro | TUR | 2008 |  |  |  | operating | FALSE | FALSE | e_Ordu_TUR | Ordu_TUR | dam | 0.037 | 3712.5 | 71.5 | 2.52 | 1 |  | 0 | 0
ep_hydro_dam_Ordu_TUR | Aggregated Plant -- operating | hydro | TUR | 2012 |  |  |  | operating | FALSE | FALSE | e_Ordu_TUR | Ordu_TUR | dam | 0.126 | 3712.5 | 71.5 | 2.52 | 1 |  | 0 | 0
ep_hydro_dam_Ordu_TUR | Aggregated Plant -- operating | hydro | TUR | 2014 |  |  |  | operating | FALSE | FALSE | e_Ordu_TUR | Ordu_TUR | dam | 0.042 | 3712.5 | 71.5 | 2.52 | 1 |  | 0 | 0
ep_hydro_dam_Osmaniye_TUR | Aggregated Plant -- operating | hydro | TUR | 2008 |  |  |  | operating | FALSE | FALSE | e_Osmaniye_TUR | Osmaniye_TUR | dam | 0.04 | 3712.5 | 71.5 | 2.52 | 1 |  | 0 | 0
ep_hydro_dam_Osmaniye_TUR | Aggregated Plant -- operating | hydro | TUR | 2010 |  |  |  | operating | FALSE | FALSE | e_Osmaniye_TUR | Osmaniye_TUR | dam | 0.081 | 3712.5 | 71.5 | 2.52 | 1 |  | 0 | 0
ep_hydro_dam_Osmaniye_TUR | Aggregated Plant -- operating | hydro | TUR | 2011 |  |  |  | operating | FALSE | FALSE | e_Osmaniye_TUR | Osmaniye_TUR | dam | 0.047 | 3712.5 | 71.5 | 2.52 | 1 |  | 0 | 0
ep_hydro_dam_Osmaniye_TUR | Aggregated Plant -- operating | hydro | TUR | 2012 |  |  |  | operating | FALSE | FALSE | e_Osmaniye_TUR | Osmaniye_TUR | dam | 0.029 | 3712.5 | 71.5 | 2.52 | 1 |  | 0 | 0
ep_hydro_dam_Siirt_TUR | Aggregated Plant -- operating | hydro | TUR | 2018 |  |  |  | operating | FALSE | FALSE | e_Siirt_TUR | Siirt_TUR | dam | 0.031 | 3712.5 | 71.5 | 2.52 | 1 |  | 0 | 0
ep_hydro_dam_Siirt_TUR | Aggregated Plant -- operating | hydro | TUR | 2023 |  |  |  | operating | FALSE | FALSE | e_Siirt_TUR | Siirt_TUR | dam | 0.033 | 3712.5 | 71.5 | 2.52 | 1 |  | 0 | 0
ep_hydro_dam_Zonguldak_TUR | Aggregated Plant -- operating | hydro | TUR | 2013 |  |  |  | operating | FALSE | FALSE | e_Zonguldak_TUR | Zonguldak_TUR | dam | 0.033 | 3712.5 | 71.5 | 2.52 | 1 |  | 0 | 0
ep_hydro_ror_Agr_TUR | Aggregated Plant -- operating | hydro | TUR | 2010 |  |  |  | operating | FALSE | FALSE | e_Agr_TUR | Agr_TUR | ror | 0.034 | 3267 | 78.65 | 3.15 | 1 |  | 0 | 0
ep_hydro_ror_Amasya_TUR | Aggregated Plant -- operating | hydro | TUR | 2012 |  |  |  | operating | FALSE | FALSE | e_Amasya_TUR | Amasya_TUR | ror | 0.033 | 3267 | 78.65 | 3.15 | 1 |  | 0 | 0
ep_hydro_ror_Antalya_TUR | Aggregated Plant -- operating | hydro | TUR | 1993 |  |  |  | operating | FALSE | FALSE | e_Antalya_TUR | Antalya_TUR | ror | 0.047 | 3267 | 78.65 | 3.15 | 1 |  | 0 | 0
ep_hydro_ror_Antalya_TUR | Aggregated Plant -- operating | hydro | TUR | 2002 |  |  |  | operating | FALSE | FALSE | e_Antalya_TUR | Antalya_TUR | ror | 0.043 | 3267 | 78.65 | 3.15 | 1 |  | 0 | 0
ep_hydro_ror_Arapgir_TUR | Aggregated Plant -- operating | hydro | TUR | 2011 |  |  |  | operating | FALSE | FALSE | e_Arapgir_TUR | Arapgir_TUR | ror | 0.038 | 3267 | 78.65 | 3.15 | 1 |  | 0 | 0
ep_hydro_ror_Arapgir_TUR | Aggregated Plant -- operating | hydro | TUR | 2012 |  |  |  | operating | FALSE | FALSE | e_Arapgir_TUR | Arapgir_TUR | ror | 0.05 | 3267 | 78.65 | 3.15 | 1 |  | 0 | 0
ep_hydro_ror_Artvin_TUR | Aggregated Plant -- operating | hydro | TUR | 2005 |  |  |  | operating | FALSE | FALSE | e_Artvin_TUR | Artvin_TUR | ror | 0.045 | 3267 | 78.65 | 3.15 | 1 |  | 0 | 0
ep_hydro_ror_Artvin_TUR | Aggregated Plant -- operating | hydro | TUR | 2012 |  |  |  | operating | FALSE | FALSE | e_Artvin_TUR | Artvin_TUR | ror | 0.032 | 3267 | 78.65 | 3.15 | 1 |  | 0 | 0
ep_hydro_ror_Duzce_TUR | Aggregated Plant -- operating | hydro | TUR | 2014 |  |  |  | operating | FALSE | FALSE | e_Duzce_TUR | Duzce_TUR | ror | 0.046 | 3267 | 78.65 | 3.15 | 1 |  | 0 | 0
ep_hydro_ror_Erzurum_TUR | Aggregated Plant -- operating | hydro | TUR | 2013 |  |  |  | operating | FALSE | FALSE | e_Erzurum_TUR | Erzurum_TUR | ror | 0.044 | 3267 | 78.65 | 3.15 | 1 |  | 0 | 0
ep_hydro_ror_Erzurum_TUR | Aggregated Plant -- operating | hydro | TUR | 2014 |  |  |  | operating | FALSE | FALSE | e_Erzurum_TUR | Erzurum_TUR | ror | 0.026 | 3267 | 78.65 | 3.15 | 1 |  | 0 | 0
ep_hydro_ror_G100000603613 | Akıncı hydroelectric plant_ -- operating | hydro | TUR | 2018 |  | Tokat |  | operating | FALSE | FALSE | e_Ordu_TUR | Ordu_TUR | ror | 0.099 | 2783 | 66.55 | 2.8875 | 1 |  | 0 | 0
ep_hydro_ror_G100000603617 | Akocak hydroelectric plant_ -- operating | hydro | TUR | 2010 |  | Trabzon | Akocak | operating | FALSE | FALSE | e_Erzurum_TUR | Erzurum_TUR | ror | 0.081 | 2783 | 66.55 | 2.8875 | 1 |  | 0 | 0
ep_hydro_ror_G100000603627 | Aslancik hydroelectric plant_ -- operating | hydro | TUR | 2014 |  | Giresun |  | operating | FALSE | FALSE | e_Ordu_TUR | Ordu_TUR | ror | 0.12 | 2783 | 66.55 | 2.8875 | 1 |  | 0 | 0
ep_hydro_ror_G100000603640 | Çamlıca I hydroelectric plant_ -- operating | hydro | TUR | 1998 |  | Kayseri |  | operating | FALSE | FALSE | e_Osmaniye_TUR | Osmaniye_TUR | ror | 0.084 | 2783 | 66.55 | 2.8875 | 1 |  | 0 | 0
ep_hydro_ror_G100000603644 | Cevizlik hydroelectric plant_ -- operating | hydro | TUR | 2010 |  | Rize | Cevizlik | operating | FALSE | FALSE | e_Erzurum_TUR | Erzurum_TUR | ror | 0.091 | 2783 | 66.55 | 2.8875 | 1 |  | 0 | 0
ep_hydro_ror_G100000603648 | Darıca 1 hydroelectric plant_ -- operating | hydro | TUR | 2009 |  | Ordu | Mesudiye | operating | FALSE | FALSE | e_Ordu_TUR | Ordu_TUR | ror | 0.11 | 2783 | 66.55 | 2.8875 | 1 |  | 0 | 0
ep_hydro_ror_G100000603662 | Hacınınoğlu hydroelectric plant_ -- operating | hydro | TUR | 2011 |  |  |  | operating | FALSE | FALSE | e_Elbistan_TUR | Elbistan_TUR | ror | 0.142 | 2783 | 66.55 | 2.8875 | 1 |  | 0 | 0
ep_hydro_ror_G100000603671 | Kargi Limak hydroelectric plant_ -- operating | hydro | TUR | 2017 |  | Ankara |  | operating | FALSE | FALSE | e_Etimesgut_TUR | Etimesgut_TUR | ror | 0.1 | 2783 | 66.55 | 2.8875 | 1 |  | 0 | 0
ep_hydro_ror_G100000603677 | Kesikköprü hydroelectric plant_ -- operating | hydro | TUR | 1967 |  | Kırşehir |  | operating | FALSE | FALSE | e_Etimesgut_TUR | Etimesgut_TUR | ror | 0.076 | 2783 | 66.55 | 2.8875 | 1 |  | 0 | 0
ep_hydro_ror_G100001051756 | Büyükdüz hydroelectric plant_ -- operating | hydro | TUR | 2012 |  |  |  | operating | FALSE | FALSE | e_Ordu_TUR | Ordu_TUR | ror | 0.069 | 2783 | 66.55 | 2.8875 | 1 |  | 0 | 0
ep_hydro_ror_G100001051771 | Uzundere I hydroelectric plant_ -- operating | hydro | TUR | 2010 |  |  |  | operating | FALSE | FALSE | e_Erzurum_TUR | Erzurum_TUR | ror | 0.063 | 2783 | 66.55 | 2.8875 | 1 |  | 0 | 0
ep_hydro_ror_G100001051796 | Feke II hydroelectric plant_ -- operating | hydro | TUR | 2010 |  |  |  | operating | FALSE | FALSE | e_Osmaniye_TUR | Osmaniye_TUR | ror | 0.07 | 2783 | 66.55 | 2.8875 | 1 |  | 0 | 0
ep_hydro_ror_G100001051805 | Dereli hydroelectric plant_ -- operating | hydro | TUR | 2014 |  |  |  | operating | FALSE | FALSE | e_Ordu_TUR | Ordu_TUR | ror | 0.062 | 2783 | 66.55 | 2.8875 | 1 |  | 0 | 0
ep_hydro_ror_G100001051806 | Koyulhisar hydroelectric plant_ -- operating | hydro | TUR | 2009 |  |  |  | operating | FALSE | FALSE | e_Ordu_TUR | Ordu_TUR | ror | 0.063 | 2783 | 66.55 | 2.8875 | 1 |  | 0 | 0
ep_hydro_ror_G100001051816 | Yamanlı II hydroelectric plant_ -- operating | hydro | TUR | 2015 |  |  |  | operating | FALSE | FALSE | e_Elbistan_TUR | Elbistan_TUR | ror | 0.082 | 2783 | 66.55 | 2.8875 | 1 |  | 0 | 0
ep_hydro_ror_G100001051821 | Suat Uğurlu hydroelectric plant_ -- operating | hydro | TUR | 1982 |  |  |  | operating | FALSE | FALSE | e_Amasya_TUR | Amasya_TUR | ror | 0.069 | 2783 | 66.55 | 2.8875 | 1 |  | 0 | 0
ep_hydro_ror_G100001074205 | Burçak I hydroelectric plant_ -- operating | hydro | TUR | 2013 |  |  |  | operating | FALSE | FALSE | e_Ordu_TUR | Ordu_TUR | ror | 0.066 | 2783 | 66.55 | 2.8875 | 1 |  | 0 | 0
ep_hydro_ror_Konya_TUR | Aggregated Plant -- operating | hydro | TUR | 2011 |  |  |  | operating | FALSE | FALSE | e_Konya_TUR | Konya_TUR | ror | 0.049 | 3267 | 78.65 | 3.15 | 1 |  | 0 | 0
ep_hydro_ror_Ordu_TUR | Aggregated Plant -- operating | hydro | TUR | 2012 |  |  |  | operating | FALSE | FALSE | e_Ordu_TUR | Ordu_TUR | ror | 0.033 | 3267 | 78.65 | 3.15 | 1 |  | 0 | 0
ep_hydro_ror_Ordu_TUR | Aggregated Plant -- operating | hydro | TUR | 2014 |  |  |  | operating | FALSE | FALSE | e_Ordu_TUR | Ordu_TUR | ror | 0.036 | 3267 | 78.65 | 3.15 | 1 |  | 0 | 0
ep_hydro_ror_Osmaniye_TUR | Aggregated Plant -- operating | hydro | TUR | 2006 |  |  |  | operating | FALSE | FALSE | e_Osmaniye_TUR | Osmaniye_TUR | ror | 0.05 | 3267 | 78.65 | 3.15 | 1 |  | 0 | 0
ep_hydro_ror_Osmaniye_TUR | Aggregated Plant -- operating | hydro | TUR | 2011 |  |  |  | operating | FALSE | FALSE | e_Osmaniye_TUR | Osmaniye_TUR | ror | 0.03 | 3267 | 78.65 | 3.15 | 1 |  | 0 | 0
ep_hydro_ror_Osmaniye_TUR | Aggregated Plant -- operating | hydro | TUR | 2013 |  |  |  | operating | FALSE | FALSE | e_Osmaniye_TUR | Osmaniye_TUR | ror | 0.122 | 3267 | 78.65 | 3.15 | 1 |  | 0 | 0
ep_hydro_ror_Siirt_TUR | Aggregated Plant -- operating | hydro | TUR | 2013 |  |  |  | operating | FALSE | FALSE | e_Siirt_TUR | Siirt_TUR | ror | 0.048 | 3267 | 78.65 | 3.15 | 1 |  | 0 | 0
ep_hydro_ror_Siirt_TUR | Aggregated Plant -- operating | hydro | TUR | 2015 |  |  |  | operating | FALSE | FALSE | e_Siirt_TUR | Siirt_TUR | ror | 0.049 | 3267 | 78.65 | 3.15 | 1 |  | 0 | 0
ep_m_coal_subcritical_G100000100070 | Afşin-Elbistan power stations_Unit A4 -- mothballed | coal | TUR | 1987 |  | Kahramanmaraş |  | mothballed | FALSE | FALSE | e_Elbistan_TUR | Elbistan_TUR | subcritical | 0.335 | 2200 | 66 | 5.25 | 0.3605 |  | 0 | 0
ep_m_coal_subcritical_G100000110359 | Tunçbilek power station_Unit 3 -- mothballed | coal | TUR | 1965 |  | Kütahya |  | mothballed | FALSE | FALSE | e_Istanbul_TUR | Istanbul_TUR | subcritical | 0.065 | 2530 | 72.6 | 5.775 | 0.309 |  | 0 | 0
ep_m_coal_subcritical_G100000111501 | Yunus Emre power station_Unit 2 -- mothballed | coal | TUR | 2021 |  | Eskişehir |  | mothballed | FALSE | FALSE | e_Etimesgut_TUR | Etimesgut_TUR | subcritical | 0.145 | 2530 | 72.6 | 5.775 | 0.3502 |  | 0 | 0
ep_m_gas_combined_cycle_Corlu_TUR-CHP | Aggregated Plant -- mothballed -- CHP | gas | TUR | 2007 |  |  |  | mothballed | TRUE | FALSE | e_Corlu_TUR | Corlu_TUR | combined_cycle | 0.056 | 1265 | 36.3 | 3.465 | 0.5356 |  | 0.5 | 0.15
ep_m_gas_combined_cycle_Etimesgut_TUR-CHP | Aggregated Plant -- mothballed -- CHP (captive) | gas | TUR | 2004 |  |  |  | mothballed | TRUE | TRUE | e_Etimesgut_TUR | Etimesgut_TUR | combined_cycle | 0.041 | 1485 | 42.9 | 3.78 | 0.515 |  | 0.5 | 0.15
ep_m_gas_combined_cycle_G100000405842 | Aksa Antalya power station_1-1 -- mothballed | gas | TUR | 2009 |  | Döşemealtı/Antalya | Selimiye | mothballed | FALSE | FALSE | e_Antalya_TUR | Antalya_TUR | combined_cycle | 0.25 | 1265 | 36.3 | 3.465 | 0.5356 |  | 0 | 0
ep_m_gas_combined_cycle_G100000405857-CHP | Bursa - Bis Energi power station_1-1 -- mothballed -- CHP (captive) | gas | TUR | 1999 |  | Bursa | Nilüfer | mothballed | TRUE | TRUE | e_Istanbul_TUR | Istanbul_TUR | combined_cycle | 0.18 | 1265 | 36.3 | 3.465 | 0.515 |  | 0.5 | 0.15
ep_m_gas_combined_cycle_G100000405858-CHP | Bursa - Bis Energi power station_2-1 -- mothballed -- CHP (captive) | gas | TUR | 2008 |  | Bursa | Nilüfer | mothballed | TRUE | TRUE | e_Istanbul_TUR | Istanbul_TUR | combined_cycle | 0.183 | 1265 | 36.3 | 3.465 | 0.5356 |  | 0.5 | 0.15
ep_m_gas_combined_cycle_G100000405859-CHP | Bursa - Bis Energi power station_3-1 -- mothballed -- CHP (captive) | gas | TUR | 2013 |  | Bursa | Nilüfer | mothballed | TRUE | TRUE | e_Istanbul_TUR | Istanbul_TUR | combined_cycle | 0.124 | 1265 | 36.3 | 3.465 | 0.5768 |  | 0.5 | 0.15
ep_m_gas_combined_cycle_G100000410362 | Gaziantip Industrial power station_GT1 -- mothballed | gas | TUR | 2010 |  | Gaziantip | Baglabarsi | mothballed | FALSE | TRUE | e_Adyaman_TUR | Adyaman_TUR | combined_cycle | 0.11 | 1265 | 36.3 | 3.465 | 0.5356 |  | 0 | 0
ep_m_gas_combined_cycle_G100000413000-CHP | Hereke Cement Works power station_2-2 -- mothballed -- CHP (captive) | gas | TUR | 2008 |  | Kocaeli | Hereke | mothballed | TRUE | TRUE | e_Istanbul_TUR | Istanbul_TUR | combined_cycle | 0.06 | 1265 | 36.3 | 3.465 | 0.5356 |  | 0.5 | 0.15
ep_m_gas_combined_cycle_G100000413001-CHP | Hereke Cement Works power station_1-2 -- mothballed -- CHP (captive) | gas | TUR | 2004 |  | Kocaeli | Hereke | mothballed | TRUE | TRUE | e_Istanbul_TUR | Istanbul_TUR | combined_cycle | 0.06 | 1265 | 36.3 | 3.465 | 0.5356 |  | 0.5 | 0.15
ep_m_gas_combined_cycle_Istanbul_TUR-CHP | Aggregated Plant -- mothballed -- CHP (captive) | gas | TUR | 2000 |  |  |  | mothballed | TRUE | TRUE | e_Istanbul_TUR | Istanbul_TUR | combined_cycle | 0.038 | 1485 | 42.9 | 3.78 | 0.4944 |  | 0.5 | 0.15
ep_m_gas_internal_combustion_Denizli_TUR-CHP | Aggregated Plant -- mothballed -- CHP | gas | TUR | 1995 |  |  |  | mothballed | TRUE | FALSE | e_Denizli_TUR | Denizli_TUR | internal_combustion | 0.035 | 1633.5 | 64.35 | 8.19 | 0.3399 |  | 1 | 0
ep_m_gas_internal_combustion_G100000405903 | Van CCGE power station_1-1 -- mothballed | gas | TUR | 2010 |  | Van | Van | mothballed | FALSE | FALSE | e_Van_TUR | Van_TUR | internal_combustion | 0.115 | 1391.5 | 54.45 | 7.5075 | 0.35535 |  | 0 | 0
ep_m_gas_internal_combustion_Izmir_TUR-CHP | Aggregated Plant -- mothballed -- CHP (captive) | gas | TUR | 2004 |  |  |  | mothballed | TRUE | TRUE | e_Izmir_TUR | Izmir_TUR | internal_combustion | 0.058 | 1391.5 | 54.45 | 7.5075 | 0.35535 |  | 1 | 0
ep_m_gas_steam_turbine_G100000410035 | Bozüyük power station_1-1 -- mothballed | gas | TUR | 1997 |  | Bilecik | Bilecik | mothballed | FALSE | FALSE | e_Istanbul_TUR | Istanbul_TUR | steam_turbine | 0.132 | 1518 | 48.4 | 5.1975 | 0.3399 |  | 0 | 0
ep_nuclear_G100000500181 | Akkuyu nuclear power plant_1 -- construction | nuclear | TUR | 2025 |  | Mersin Province | Büyükeceli | construction | FALSE | FALSE | e_Konya_TUR | Konya_TUR |  | 1.2 | 7150 | 165 | 4.2 | 1 |  | 0 | 0 | 70 | 24 | 24 | 5 | 5 | 48 | 100 | 50
ep_nuclear_G100000500182 | Akkuyu nuclear power plant_2 -- construction | nuclear | TUR | 2026 |  | Mersin Province | Büyükeceli | construction | FALSE | FALSE | e_Konya_TUR | Konya_TUR |  | 1.2 | 7150 | 165 | 4.2 | 1 |  | 0 | 0 | 70 | 24 | 24 | 5 | 5 | 48 | 100 | 50
ep_nuclear_G100000500183 | Akkuyu nuclear power plant_3 -- construction | nuclear | TUR | 2027 |  | Mersin Province | Büyükeceli | construction | FALSE | FALSE | e_Konya_TUR | Konya_TUR |  | 1.2 | 7150 | 165 | 4.2 | 1 |  | 0 | 0 | 70 | 24 | 24 | 5 | 5 | 48 | 100 | 50
ep_nuclear_G100000500184 | Akkuyu nuclear power plant_4 -- construction | nuclear | TUR | 2028 |  | Mersin Province | Büyükeceli | construction | FALSE | FALSE | e_Konya_TUR | Konya_TUR |  | 1.2 | 7150 | 165 | 4.2 | 1 |  | 0 | 0 | 70 | 24 | 24 | 5 | 5 | 48 | 100 | 50
ep_oil_combined_cycle_G100000413008-CHP | Bursa Korteks power station_CC -- operating -- CHP (captive) | oil | TUR | 1995 |  | Marmara | Bursa | operating | TRUE | TRUE | e_Istanbul_TUR | Istanbul_TUR | combined_cycle | 0.09 | 1391.5 | 42.35 | 4.0425 | 0.4944 |  | 0.5 | 0.15 | 50 | 2 | 2 | 60 | 60 | 1.75 | 25 | 6
ep_oil_internal_combustion_Elbistan_TUR-CHP | Aggregated Plant -- operating -- CHP (captive) | oil | TUR | 2015 |  |  |  | operating | TRUE | TRUE | e_Elbistan_TUR | Elbistan_TUR | internal_combustion | 0.03 | 1485 | 57.2 | 8.19 | 0.3605 |  | 1 | 0 | 35 | 2 | 2 | 60 | 60 | 1.5 | 20 | 6
ep_oil_internal_combustion_G100000412981-CHP | Silopi power station_CC -- operating -- CHP | oil | TUR | 2007 |  | Southeastern Anatolia | Silopi | operating | TRUE | FALSE | e_Siirt_TUR | Siirt_TUR | internal_combustion | 0.182 | 1265 | 48.4 | 7.5075 | 0.3502 |  | 1 | 0 | 35 | 2 | 2 | 60 | 60 | 1.5 | 20 | 6
ep_oil_internal_combustion_G100000413005-CHP | Cengiz Enerji Samsun power station_2A -- operating -- CHP | oil | TUR | 2015 |  | Samsun | Tekkeköy | operating | TRUE | FALSE | e_Amasya_TUR | Amasya_TUR | internal_combustion | 0.132 | 1265 | 48.4 | 7.5075 | 0.3605 |  | 1 | 0 | 35 | 2 | 2 | 60 | 60 | 1.5 | 20 | 6
ep_oil_internal_combustion_G100000413006-CHP | Cengiz Enerji Samsun power station_1-1 -- operating -- CHP | oil | TUR | 2015 |  | Samsun | Tekkeköy | operating | TRUE | FALSE | e_Amasya_TUR | Amasya_TUR | internal_combustion | 0.132 | 1265 | 48.4 | 7.5075 | 0.3605 |  | 1 | 0 | 35 | 2 | 2 | 60 | 60 | 1.5 | 20 | 6
ep_solar_001__irena | Aggregated Plant -- operating | solar | TUR | 2024 |  |  |  | operating | FALSE | FALSE | elc_spv_TUR_001 | 1 |  | 0.011878 |  |  |  | 0.33123 | 0.18816 | 0 | 0
ep_solar_002__irena | Aggregated Plant -- operating | solar | TUR | 2024 |  |  |  | operating | FALSE | FALSE | elc_spv_TUR_002 | 2 |  | 0.10649 |  |  |  | 0.33123 | 0.18816 | 0 | 0
ep_solar_003__irena | Aggregated Plant -- operating | solar | TUR | 2024 |  |  |  | operating | FALSE | FALSE | elc_spv_TUR_003 | 3 |  | 0.10562 |  |  |  | 0.33123 | 0.18816 | 0 | 0
ep_solar_004__irena | IRENA Gap - solar (2024) - 4_Missing Solar Capacity -- operating | solar | TUR | 2024 |  |  |  | operating | FALSE | FALSE | elc_spv_TUR_004 | 4 |  | 0.21654 |  |  |  | 0.33123 | 0.18816 | 0 | 0
ep_solar_005__irena | IRENA Gap - solar (2024) - 5_Missing Solar Capacity -- operating | solar | TUR | 2024 |  |  |  | operating | FALSE | FALSE | elc_spv_TUR_005 | 5 |  | 0.25522 |  |  |  | 0.33123 | 0.18816 | 0 | 0
ep_solar_006__irena | Aggregated Plant -- operating | solar | TUR | 2024 |  |  |  | operating | FALSE | FALSE | elc_spv_TUR_006 | 6 |  | 0.056787 |  |  |  | 0.33123 | 0.18816 | 0 | 0
ep_solar_007__irena | IRENA Gap - solar (2024) - 7_Missing Solar Capacity -- operating | solar | TUR | 2024 |  |  |  | operating | FALSE | FALSE | elc_spv_TUR_007 | 7 |  | 0.46785 |  |  |  | 0.33123 | 0.18816 | 0 | 0
ep_solar_008__irena | Aggregated Plant -- operating | solar | TUR | 2024 |  |  |  | operating | FALSE | FALSE | elc_spv_TUR_008 | 8 |  | 0.053806 |  |  |  | 0.33123 | 0.18816 | 0 | 0
ep_solar_009__irena | Aggregated Plant -- operating | solar | TUR | 2024 |  |  |  | operating | FALSE | FALSE | elc_spv_TUR_009 | 9 |  | 0.10183 |  |  |  | 0.33123 | 0.18816 | 0 | 0
ep_solar_010__irena | IRENA Gap - solar (2024) - 10_Missing Solar Capacity -- operating | solar | TUR | 2024 |  |  |  | operating | FALSE | FALSE | elc_spv_TUR_010 | 10 |  | 0.22654 |  |  |  | 0.33123 | 0.18816 | 0 | 0
ep_solar_011__irena | Aggregated Plant -- operating | solar | TUR | 2024 |  |  |  | operating | FALSE | FALSE | elc_spv_TUR_011 | 11 |  | 0.13319 |  |  |  | 0.33123 | 0.18816 | 0 | 0
ep_solar_012__irena | IRENA Gap - solar (2024) - 12_Missing Solar Capacity -- operating | solar | TUR | 2024 |  |  |  | operating | FALSE | FALSE | elc_spv_TUR_012 | 12 |  | 0.23778 |  |  |  | 0.33123 | 0.18816 | 0 | 0
ep_solar_013__irena | Aggregated Plant -- operating | solar | TUR | 2024 |  |  |  | operating | FALSE | FALSE | elc_spv_TUR_013 | 13 |  | 0.076186 |  |  |  | 0.33123 | 0.18816 | 0 | 0
ep_solar_014__irena | Aggregated Plant -- operating | solar | TUR | 2024 |  |  |  | operating | FALSE | FALSE | elc_spv_TUR_014 | 14 |  | 0.12136 |  |  |  | 0.33123 | 0.18816 | 0 | 0
ep_solar_015__irena | Aggregated Plant -- operating | solar | TUR | 2024 |  |  |  | operating | FALSE | FALSE | elc_spv_TUR_015 | 15 |  | 0.058098 |  |  |  | 0.33123 | 0.18816 | 0 | 0
ep_solar_016__irena | Aggregated Plant -- operating | solar | TUR | 2024 |  |  |  | operating | FALSE | FALSE | elc_spv_TUR_016 | 16 |  | 0.093055 |  |  |  | 0.33123 | 0.18816 | 0 | 0
ep_solar_017__irena | IRENA Gap - solar (2024) - 17_Missing Solar Capacity -- operating | solar | TUR | 2024 |  |  |  | operating | FALSE | FALSE | elc_spv_TUR_017 | 17 |  | 0.74597 |  |  |  | 0.33123 | 0.18816 | 0 | 0
ep_solar_018__irena | IRENA Gap - solar (2024) - 18_Missing Solar Capacity -- operating | solar | TUR | 2024 |  |  |  | operating | FALSE | FALSE | elc_spv_TUR_018 | 18 |  | 0.34403 |  |  |  | 0.33123 | 0.18816 | 0 | 0
ep_solar_019__irena | Aggregated Plant -- operating | solar | TUR | 2024 |  |  |  | operating | FALSE | FALSE | elc_spv_TUR_019 | 19 |  | 0.10088 |  |  |  | 0.33123 | 0.18816 | 0 | 0
ep_solar_020__irena | Aggregated Plant -- operating | solar | TUR | 2024 |  |  |  | operating | FALSE | FALSE | elc_spv_TUR_020 | 20 |  | 0.031291 |  |  |  | 0.33123 | 0.18816 | 0 | 0
ep_solar_021__irena | Aggregated Plant -- operating | solar | TUR | 2024 |  |  |  | operating | FALSE | FALSE | elc_spv_TUR_021 | 21 |  | 0.1148 |  |  |  | 0.33123 | 0.18816 | 0 | 0
ep_solar_022__irena | Aggregated Plant -- operating | solar | TUR | 2024 |  |  |  | operating | FALSE | FALSE | elc_spv_TUR_022 | 22 |  | 0.020608 |  |  |  | 0.33123 | 0.18816 | 0 | 0
ep_solar_023__irena | Aggregated Plant -- operating | solar | TUR | 2024 |  |  |  | operating | FALSE | FALSE | elc_spv_TUR_023 | 23 |  | 0.013797 |  |  |  | 0.33123 | 0.18816 | 0 | 0
ep_solar_024__irena | IRENA Gap - solar (2024) - 24_Missing Solar Capacity -- operating | solar | TUR | 2024 |  |  |  | operating | FALSE | FALSE | elc_spv_TUR_024 | 24 |  | 0.33495 |  |  |  | 0.33123 | 0.18816 | 0 | 0
ep_solar_025__irena | Aggregated Plant -- operating | solar | TUR | 2024 |  |  |  | operating | FALSE | FALSE | elc_spv_TUR_025 | 25 |  | 0.061747 |  |  |  | 0.33123 | 0.18816 | 0 | 0
ep_solar_026__irena | Aggregated Plant -- operating | solar | TUR | 2024 |  |  |  | operating | FALSE | FALSE | elc_spv_TUR_026 | 26 |  | 0.085131 |  |  |  | 0.33123 | 0.18816 | 0 | 0
ep_solar_027__irena | Aggregated Plant -- operating | solar | TUR | 2024 |  |  |  | operating | FALSE | FALSE | elc_spv_TUR_027 | 27 |  | 0.050109 |  |  |  | 0.33123 | 0.18816 | 0 | 0
ep_solar_028__irena | Aggregated Plant -- operating | solar | TUR | 2024 |  |  |  | operating | FALSE | FALSE | elc_spv_TUR_028 | 28 |  | 0.093866 |  |  |  | 0.33123 | 0.18816 | 0 | 0
ep_solar_029__irena | Aggregated Plant -- operating | solar | TUR | 2024 |  |  |  | operating | FALSE | FALSE | elc_spv_TUR_029 | 29 |  | 0.16768 |  |  |  | 0.33123 | 0.18816 | 0 | 0
ep_solar_030__irena | Aggregated Plant -- operating | solar | TUR | 2024 |  |  |  | operating | FALSE | FALSE | elc_spv_TUR_030 | 30 |  | 0.021007 |  |  |  | 0.33123 | 0.18816 | 0 | 0
ep_solar_031__irena | IRENA Gap - solar (2024) - 31_Missing Solar Capacity -- operating | solar | TUR | 2024 |  |  |  | operating | FALSE | FALSE | elc_spv_TUR_031 | 31 |  | 1.3106 |  |  |  | 0.33123 | 0.18816 | 0 | 0
ep_solar_032__irena | IRENA Gap - solar (2024) - 32_Missing Solar Capacity -- operating | solar | TUR | 2024 |  |  |  | operating | FALSE | FALSE | elc_spv_TUR_032 | 32 |  | 0.61072 |  |  |  | 0.33123 | 0.18816 | 0 | 0
ep_solar_033__irena | Aggregated Plant -- operating | solar | TUR | 2024 |  |  |  | operating | FALSE | FALSE | elc_spv_TUR_033 | 33 |  | 0.12102 |  |  |  | 0.33123 | 0.18816 | 0 | 0
ep_solar_034__irena | IRENA Gap - solar (2024) - 34_Missing Solar Capacity -- operating | solar | TUR | 2024 |  |  |  | operating | FALSE | FALSE | elc_spv_TUR_034 | 34 |  | 0.20143 |  |  |  | 0.33123 | 0.18816 | 0 | 0
ep_solar_pv_001 | Aggregated Plant -- operating | solar | TUR | 2015 |  |  |  | operating | FALSE | FALSE | elc_spv_TUR_001 | 1 | pv | 0.0017 | 1336.5 | 21.45 | 0 | 1 | 0.17684 | 0 | 0
ep_solar_pv_002 | Aggregated Plant -- operating | solar | TUR | 2015 |  |  |  | operating | FALSE | FALSE | elc_spv_TUR_002 | 2 | pv | 0.0178 | 1336.5 | 21.45 | 0 | 1 | 0.18698 | 0 | 0
ep_solar_pv_002 | Aggregated Plant -- operating | solar | TUR | 2017 |  |  |  | operating | FALSE | FALSE | elc_spv_TUR_002 | 2 | pv | 0.1413 | 1336.5 | 21.45 | 0 | 1 | 0.18698 | 0 | 0
ep_solar_pv_002 | Aggregated Plant -- operating | solar | TUR | 2018 |  |  |  | operating | FALSE | FALSE | elc_spv_TUR_002 | 2 | pv | 0.0342 | 1336.5 | 21.45 | 0 | 1 | 0.18698 | 0 | 0
ep_solar_pv_002 | Aggregated Plant -- operating | solar | TUR | 2019 |  |  |  | operating | FALSE | FALSE | elc_spv_TUR_002 | 2 | pv | 0.0155 | 1336.5 | 21.45 | 0 | 1 | 0.18698 | 0 | 0
ep_solar_pv_002 | Aggregated Plant -- operating | solar | TUR | 2020 |  |  |  | operating | FALSE | FALSE | elc_spv_TUR_002 | 2 | pv | 0.0239 | 1336.5 | 21.45 | 0 | 1 | 0.18698 | 0 | 0
ep_solar_pv_002 | Aggregated Plant -- operating | solar | TUR | 2021 |  |  |  | operating | FALSE | FALSE | elc_spv_TUR_002 | 2 | pv | 0.001 | 1336.5 | 21.45 | 0 | 1 | 0.18698 | 0 | 0
ep_solar_pv_002 | Aggregated Plant -- operating | solar | TUR | 2022 |  |  |  | operating | FALSE | FALSE | elc_spv_TUR_002 | 2 | pv | 0.0031 | 1336.5 | 21.45 | 0 | 1 | 0.18698 | 0 | 0
ep_solar_pv_002 | Aggregated Plant -- operating | solar | TUR | 2023 |  |  |  | operating | FALSE | FALSE | elc_spv_TUR_002 | 2 | pv | 0.0077 | 1336.5 | 21.45 | 0 | 1 | 0.18698 | 0 | 0
ep_solar_pv_002 | Aggregated Plant -- operating | solar | TUR | 2024 |  |  |  | operating | FALSE | FALSE | elc_spv_TUR_002 | 2 | pv | 0.0075 | 1336.5 | 21.45 | 0 | 1 | 0.18698 | 0 | 0
ep_solar_pv_002 | Aggregated Plant -- operating | solar | TUR | 2025 |  |  |  | operating | FALSE | FALSE | elc_spv_TUR_002 | 2 | pv | 0.0099 | 1336.5 | 21.45 | 0 | 1 | 0.18698 | 0 | 0
ep_solar_pv_003 | Aggregated Plant -- operating | solar | TUR | 2015 |  |  |  | operating | FALSE | FALSE | elc_spv_TUR_003 | 3 | pv | 0.1744 | 1249.6479 | 20.0025 | 0 | 1 | 0.17923 | 0 | 0
ep_solar_pv_003 | Aggregated Plant -- operating | solar | TUR | 2017 |  |  |  | operating | FALSE | FALSE | elc_spv_TUR_003 | 3 | pv | 0.0496 | 1336.5 | 21.45 | 0 | 1 | 0.17923 | 0 | 0
ep_solar_pv_003 | Aggregated Plant -- operating | solar | TUR | 2018 |  |  |  | operating | FALSE | FALSE | elc_spv_TUR_003 | 3 | pv | 0.1369 | 1336.5 | 21.45 | 0 | 1 | 0.17923 | 0 | 0
ep_solar_pv_003 | Aggregated Plant -- operating | solar | TUR | 2019 |  |  |  | operating | FALSE | FALSE | elc_spv_TUR_003 | 3 | pv | 0.0195 | 1336.5 | 21.45 | 0 | 1 | 0.17923 | 0 | 0
ep_solar_pv_003 | Aggregated Plant -- operating | solar | TUR | 2020 |  |  |  | operating | FALSE | FALSE | elc_spv_TUR_003 | 3 | pv | 0.0286 | 1336.5 | 21.45 | 0 | 1 | 0.17923 | 0 | 0
ep_solar_pv_003 | Aggregated Plant -- operating | solar | TUR | 2021 |  |  |  | operating | FALSE | FALSE | elc_spv_TUR_003 | 3 | pv | 0.0108 | 1336.5 | 21.45 | 0 | 1 | 0.17923 | 0 | 0
ep_solar_pv_003 | Aggregated Plant -- operating | solar | TUR | 2022 |  |  |  | operating | FALSE | FALSE | elc_spv_TUR_003 | 3 | pv | 0.0082 | 1336.5 | 21.45 | 0 | 1 | 0.17923 | 0 | 0
ep_solar_pv_003 | Aggregated Plant -- operating | solar | TUR | 2023 |  |  |  | operating | FALSE | FALSE | elc_spv_TUR_003 | 3 | pv | 0.0708 | 1336.5 | 21.45 | 0 | 1 | 0.17923 | 0 | 0
ep_solar_pv_003 | Aggregated Plant -- operating | solar | TUR | 2024 |  |  |  | operating | FALSE | FALSE | elc_spv_TUR_003 | 3 | pv | 0.0781 | 1336.5 | 21.45 | 0 | 1 | 0.17923 | 0 | 0
ep_solar_pv_003 | Aggregated Plant -- operating | solar | TUR | 2025 |  |  |  | operating | FALSE | FALSE | elc_spv_TUR_003 | 3 | pv | 0.0155 | 1336.5 | 21.45 | 0 | 1 | 0.17923 | 0 | 0
ep_solar_pv_004 | Aggregated Plant -- operating | solar | TUR | 2015 |  |  |  | operating | FALSE | FALSE | elc_spv_TUR_004 | 4 | pv | 0.1134 | 1336.5 | 21.45 | 0 | 1 | 0.19789 | 0 | 0
ep_solar_pv_004 | Aggregated Plant -- operating | solar | TUR | 2016 |  |  |  | operating | FALSE | FALSE | elc_spv_TUR_004 | 4 | pv | 0.0173 | 1336.5 | 21.45 | 0 | 1 | 0.19789 | 0 | 0
ep_solar_pv_004 | Aggregated Plant -- operating | solar | TUR | 2017 |  |  |  | operating | FALSE | FALSE | elc_spv_TUR_004 | 4 | pv | 0.3044 | 1336.5 | 21.45 | 0 | 1 | 0.19789 | 0 | 0
ep_solar_pv_004 | Aggregated Plant -- operating | solar | TUR | 2018 |  |  |  | operating | FALSE | FALSE | elc_spv_TUR_004 | 4 | pv | 0.1255 | 1336.5 | 21.45 | 0 | 1 | 0.19789 | 0 | 0
ep_solar_pv_004 | Aggregated Plant -- operating | solar | TUR | 2019 |  |  |  | operating | FALSE | FALSE | elc_spv_TUR_004 | 4 | pv | 0.0126 | 1336.5 | 21.45 | 0 | 1 | 0.19789 | 0 | 0
ep_solar_pv_004 | Aggregated Plant -- operating | solar | TUR | 2020 |  |  |  | operating | FALSE | FALSE | elc_spv_TUR_004 | 4 | pv | 0.0396 | 1336.5 | 21.45 | 0 | 1 | 0.19789 | 0 | 0
ep_solar_pv_004 | Aggregated Plant -- operating | solar | TUR | 2021 |  |  |  | operating | FALSE | FALSE | elc_spv_TUR_004 | 4 | pv | 0.0276 | 1336.5 | 21.45 | 0 | 1 | 0.19789 | 0 | 0
ep_solar_pv_004 | Aggregated Plant -- operating | solar | TUR | 2022 |  |  |  | operating | FALSE | FALSE | elc_spv_TUR_004 | 4 | pv | 0.0211 | 1336.5 | 21.45 | 0 | 1 | 0.19789 | 0 | 0
ep_solar_pv_004 | Aggregated Plant -- operating | solar | TUR | 2023 |  |  |  | operating | FALSE | FALSE | elc_spv_TUR_004 | 4 | pv | 0.3462 | 1336.5 | 21.45 | 0 | 1 | 0.19789 | 0 | 0
ep_solar_pv_004 | Aggregated Plant -- operating | solar | TUR | 2024 |  |  |  | operating | FALSE | FALSE | elc_spv_TUR_004 | 4 | pv | 0.0812 | 1336.5 | 21.45 | 0 | 1 | 0.19789 | 0 | 0
ep_solar_pv_004 | Aggregated Plant -- operating | solar | TUR | 2025 |  |  |  | operating | FALSE | FALSE | elc_spv_TUR_004 | 4 | pv | 0.0269 | 1336.5 | 21.45 | 0 | 1 | 0.19789 | 0 | 0
ep_solar_pv_005 | Aggregated Plant -- operating | solar | TUR | 2015 |  |  |  | operating | FALSE | FALSE | elc_spv_TUR_005 | 5 | pv | 0.015 | 1336.5 | 21.45 | 0 | 1 | 0.19548 | 0 | 0
ep_solar_pv_005 | Aggregated Plant -- operating | solar | TUR | 2017 |  |  |  | operating | FALSE | FALSE | elc_spv_TUR_005 | 5 | pv | 0.0151 | 1336.5 | 21.45 | 0 | 1 | 0.19548 | 0 | 0
ep_solar_pv_005 | Aggregated Plant -- operating | solar | TUR | 2018 |  |  |  | operating | FALSE | FALSE | elc_spv_TUR_005 | 5 | pv | 0.045 | 1336.5 | 21.45 | 0 | 1 | 0.19548 | 0 | 0
ep_solar_pv_005 | Aggregated Plant -- operating | solar | TUR | 2019 |  |  |  | operating | FALSE | FALSE | elc_spv_TUR_005 | 5 | pv | 0.0113 | 1336.5 | 21.45 | 0 | 1 | 0.19548 | 0 | 0
ep_solar_pv_005 | Aggregated Plant -- operating | solar | TUR | 2021 |  |  |  | operating | FALSE | FALSE | elc_spv_TUR_005 | 5 | pv | 0.006 | 1336.5 | 21.45 | 0 | 1 | 0.19548 | 0 | 0
ep_solar_pv_005 | Aggregated Plant -- operating | solar | TUR | 2022 |  |  |  | operating | FALSE | FALSE | elc_spv_TUR_005 | 5 | pv | 0.015 | 1336.5 | 21.45 | 0 | 1 | 0.19548 | 0 | 0
ep_solar_pv_005 | Aggregated Plant -- operating | solar | TUR | 2023 |  |  |  | operating | FALSE | FALSE | elc_spv_TUR_005 | 5 | pv | 0.0293 | 1336.5 | 21.45 | 0 | 1 | 0.19548 | 0 | 0
ep_solar_pv_005 | Aggregated Plant -- operating | solar | TUR | 2025 |  |  |  | operating | FALSE | FALSE | elc_spv_TUR_005 | 5 | pv | 0.0244 | 1336.5 | 21.45 | 0 | 1 | 0.19548 | 0 | 0
ep_solar_pv_006 | Aggregated Plant -- operating | solar | TUR | 2015 |  |  |  | operating | FALSE | FALSE | elc_spv_TUR_006 | 6 | pv | 0.1591 | 1336.5 | 21.45 | 0 | 1 | 0.19402 | 0 | 0
ep_solar_pv_006 | Aggregated Plant -- operating | solar | TUR | 2017 |  |  |  | operating | FALSE | FALSE | elc_spv_TUR_006 | 6 | pv | 0.0142 | 1336.5 | 21.45 | 0 | 1 | 0.19402 | 0 | 0
ep_solar_pv_006 | Aggregated Plant -- operating | solar | TUR | 2018 |  |  |  | operating | FALSE | FALSE | elc_spv_TUR_006 | 6 | pv | 0.0071 | 1336.5 | 21.45 | 0 | 1 | 0.19402 | 0 | 0
ep_solar_pv_006 | Aggregated Plant -- operating | solar | TUR | 2019 |  |  |  | operating | FALSE | FALSE | elc_spv_TUR_006 | 6 | pv | 0.0293 | 1336.5 | 21.45 | 0 | 1 | 0.19402 | 0 | 0
ep_solar_pv_006 | Aggregated Plant -- operating | solar | TUR | 2021 |  |  |  | operating | FALSE | FALSE | elc_spv_TUR_006 | 6 | pv | 0.0179 | 1336.5 | 21.45 | 0 | 1 | 0.19402 | 0 | 0
ep_solar_pv_006 | Aggregated Plant -- operating | solar | TUR | 2022 |  |  |  | operating | FALSE | FALSE | elc_spv_TUR_006 | 6 | pv | 0.0059 | 1336.5 | 21.45 | 0 | 1 | 0.19402 | 0 | 0
ep_solar_pv_006 | Aggregated Plant -- operating | solar | TUR | 2023 |  |  |  | operating | FALSE | FALSE | elc_spv_TUR_006 | 6 | pv | 0.0045 | 1336.5 | 21.45 | 0 | 1 | 0.19402 | 0 | 0
ep_solar_pv_006 | Aggregated Plant -- operating | solar | TUR | 2024 |  |  |  | operating | FALSE | FALSE | elc_spv_TUR_006 | 6 | pv | 0.0028 | 1336.5 | 21.45 | 0 | 1 | 0.19402 | 0 | 0
ep_solar_pv_006 | Aggregated Plant -- construction | solar | TUR | 2028 |  |  |  | construction | FALSE | FALSE | elc_spv_TUR_006 | 6 | pv | 0.04 | 1336.5 | 21.45 | 0 | 1 | 0.19402 | 0 | 0
ep_solar_pv_007 | Aggregated Plant -- operating | solar | TUR | 2015 |  |  |  | operating | FALSE | FALSE | elc_spv_TUR_007 | 7 | pv | 0.037 | 1336.5 | 21.45 | 0 | 1 | 0.18529 | 0 | 0
ep_solar_pv_007 | Aggregated Plant -- operating | solar | TUR | 2017 |  |  |  | operating | FALSE | FALSE | elc_spv_TUR_007 | 7 | pv | 0.1239 | 1336.5 | 21.45 | 0 | 1 | 0.18529 | 0 | 0
ep_solar_pv_007 | Aggregated Plant -- operating | solar | TUR | 2018 |  |  |  | operating | FALSE | FALSE | elc_spv_TUR_007 | 7 | pv | 0.1192 | 1336.5 | 21.45 | 0 | 1 | 0.18529 | 0 | 0
ep_solar_pv_007 | Aggregated Plant -- operating | solar | TUR | 2019 |  |  |  | operating | FALSE | FALSE | elc_spv_TUR_007 | 7 | pv | 0.0385 | 1336.5 | 21.45 | 0 | 1 | 0.18529 | 0 | 0
ep_solar_pv_007 | Aggregated Plant -- operating | solar | TUR | 2020 |  |  |  | operating | FALSE | FALSE | elc_spv_TUR_007 | 7 | pv | 0.043 | 1336.5 | 21.45 | 0 | 1 | 0.18529 | 0 | 0
ep_solar_pv_007 | Aggregated Plant -- operating | solar | TUR | 2021 |  |  |  | operating | FALSE | FALSE | elc_spv_TUR_007 | 7 | pv | 0.0069 | 1336.5 | 21.45 | 0 | 1 | 0.18529 | 0 | 0
ep_solar_pv_007 | Aggregated Plant -- operating | solar | TUR | 2022 |  |  |  | operating | FALSE | FALSE | elc_spv_TUR_007 | 7 | pv | 0.032 | 1336.5 | 21.45 | 0 | 1 | 0.18529 | 0 | 0
ep_solar_pv_007 | Aggregated Plant -- operating | solar | TUR | 2023 |  |  |  | operating | FALSE | FALSE | elc_spv_TUR_007 | 7 | pv | 0.0421 | 1336.5 | 21.45 | 0 | 1 | 0.18529 | 0 | 0
ep_solar_pv_007 | Aggregated Plant -- operating | solar | TUR | 2024 |  |  |  | operating | FALSE | FALSE | elc_spv_TUR_007 | 7 | pv | 0.0643 | 1336.5 | 21.45 | 0 | 1 | 0.18529 | 0 | 0
ep_solar_pv_007 | Aggregated Plant -- operating | solar | TUR | 2025 |  |  |  | operating | FALSE | FALSE | elc_spv_TUR_007 | 7 | pv | 0.0103 | 1336.5 | 21.45 | 0 | 1 | 0.18529 | 0 | 0
ep_solar_pv_008 | Aggregated Plant -- operating | solar | TUR | 2015 |  |  |  | operating | FALSE | FALSE | elc_spv_TUR_008 | 8 | pv | 0.1488 | 1227.254 | 19.6292 | 0 | 1 | 0.18798 | 0 | 0
ep_solar_pv_008 | Aggregated Plant -- operating | solar | TUR | 2016 |  |  |  | operating | FALSE | FALSE | elc_spv_TUR_008 | 8 | pv | 0.012 | 1336.5 | 21.45 | 0 | 1 | 0.18798 | 0 | 0
ep_solar_pv_008 | Aggregated Plant -- operating | solar | TUR | 2017 |  |  |  | operating | FALSE | FALSE | elc_spv_TUR_008 | 8 | pv | 0.343 | 1336.5 | 21.45 | 0 | 1 | 0.18798 | 0 | 0
ep_solar_pv_008 | Aggregated Plant -- operating | solar | TUR | 2018 |  |  |  | operating | FALSE | FALSE | elc_spv_TUR_008 | 8 | pv | 0.1832 | 1336.5 | 21.45 | 0 | 1 | 0.18798 | 0 | 0
ep_solar_pv_008 | Aggregated Plant -- operating | solar | TUR | 2019 |  |  |  | operating | FALSE | FALSE | elc_spv_TUR_008 | 8 | pv | 0.0681 | 1336.5 | 21.45 | 0 | 1 | 0.18798 | 0 | 0
ep_solar_pv_008 | Aggregated Plant -- operating | solar | TUR | 2020 |  |  |  | operating | FALSE | FALSE | elc_spv_TUR_008 | 8 | pv | 0.0123 | 1336.5 | 21.45 | 0 | 1 | 0.18798 | 0 | 0
ep_solar_pv_008 | Aggregated Plant -- operating | solar | TUR | 2021 |  |  |  | operating | FALSE | FALSE | elc_spv_TUR_008 | 8 | pv | 0.0077 | 1336.5 | 21.45 | 0 | 1 | 0.18798 | 0 | 0
ep_solar_pv_008 | Aggregated Plant -- operating | solar | TUR | 2022 |  |  |  | operating | FALSE | FALSE | elc_spv_TUR_008 | 8 | pv | 0.0211 | 1336.5 | 21.45 | 0 | 1 | 0.18798 | 0 | 0
ep_solar_pv_008 | Aggregated Plant -- operating | solar | TUR | 2023 |  |  |  | operating | FALSE | FALSE | elc_spv_TUR_008 | 8 | pv | 0.3536 | 1336.5 | 21.45 | 0 | 1 | 0.18798 | 0 | 0
ep_solar_pv_008 | Aggregated Plant -- operating | solar | TUR | 2024 |  |  |  | operating | FALSE | FALSE | elc_spv_TUR_008 | 8 | pv | 0.1711 | 1336.5 | 21.45 | 0 | 1 | 0.18798 | 0 | 0
ep_solar_pv_008 | Aggregated Plant -- operating | solar | TUR | 2025 |  |  |  | operating | FALSE | FALSE | elc_spv_TUR_008 | 8 | pv | 0.0335 | 1336.5 | 21.45 | 0 | 1 | 0.18798 | 0 | 0
ep_solar_pv_009 | Aggregated Plant -- operating | solar | TUR | 2015 |  |  |  | operating | FALSE | FALSE | elc_spv_TUR_009 | 9 | pv | 0.0761 | 1336.5 | 21.45 | 0 | 1 | 0.16824 | 0 | 0
ep_solar_pv_009 | Aggregated Plant -- operating | solar | TUR | 2017 |  |  |  | operating | FALSE | FALSE | elc_spv_TUR_009 | 9 | pv | 0.0424 | 1336.5 | 21.45 | 0 | 1 | 0.16824 | 0 | 0
ep_solar_pv_009 | Aggregated Plant -- operating | solar | TUR | 2018 |  |  |  | operating | FALSE | FALSE | elc_spv_TUR_009 | 9 | pv | 0.0256 | 1336.5 | 21.45 | 0 | 1 | 0.16824 | 0 | 0
ep_solar_pv_009 | Aggregated Plant -- operating | solar | TUR | 2019 |  |  |  | operating | FALSE | FALSE | elc_spv_TUR_009 | 9 | pv | 0.0057 | 1336.5 | 21.45 | 0 | 1 | 0.16824 | 0 | 0
ep_solar_pv_009 | Aggregated Plant -- operating | solar | TUR | 2020 |  |  |  | operating | FALSE | FALSE | elc_spv_TUR_009 | 9 | pv | 0.0103 | 1336.5 | 21.45 | 0 | 1 | 0.16824 | 0 | 0
ep_solar_pv_009 | Aggregated Plant -- operating | solar | TUR | 2023 |  |  |  | operating | FALSE | FALSE | elc_spv_TUR_009 | 9 | pv | 0.0477 | 1336.5 | 21.45 | 0 | 1 | 0.16824 | 0 | 0
ep_solar_pv_009 | Aggregated Plant -- operating | solar | TUR | 2024 |  |  |  | operating | FALSE | FALSE | elc_spv_TUR_009 | 9 | pv | 0.0051 | 1336.5 | 21.45 | 0 | 1 | 0.16824 | 0 | 0
ep_solar_pv_009 | Aggregated Plant -- operating | solar | TUR | 2025 |  |  |  | operating | FALSE | FALSE | elc_spv_TUR_009 | 9 | pv | 0.0029 | 1336.5 | 21.45 | 0 | 1 | 0.16824 | 0 | 0
ep_solar_pv_010 | Aggregated Plant -- operating | solar | TUR | 2015 |  |  |  | operating | FALSE | FALSE | elc_spv_TUR_010 | 10 | pv | 0.1172 | 1336.5 | 21.45 | 0 | 1 | 0.17898 | 0 | 0
ep_solar_pv_010 | Aggregated Plant -- operating | solar | TUR | 2017 |  |  |  | operating | FALSE | FALSE | elc_spv_TUR_010 | 10 | pv | 0.0528 | 1336.5 | 21.45 | 0 | 1 | 0.17898 | 0 | 0
ep_solar_pv_010 | Aggregated Plant -- operating | solar | TUR | 2018 |  |  |  | operating | FALSE | FALSE | elc_spv_TUR_010 | 10 | pv | 0.1565 | 1336.5 | 21.45 | 0 | 1 | 0.17898 | 0 | 0
ep_solar_pv_010 | Aggregated Plant -- operating | solar | TUR | 2019 |  |  |  | operating | FALSE | FALSE | elc_spv_TUR_010 | 10 | pv | 0.0666 | 1336.5 | 21.45 | 0 | 1 | 0.17898 | 0 | 0
ep_solar_pv_010 | Aggregated Plant -- operating | solar | TUR | 2020 |  |  |  | operating | FALSE | FALSE | elc_spv_TUR_010 | 10 | pv | 0.0232 | 1336.5 | 21.45 | 0 | 1 | 0.17898 | 0 | 0
ep_solar_pv_010 | Aggregated Plant -- operating | solar | TUR | 2021 |  |  |  | operating | FALSE | FALSE | elc_spv_TUR_010 | 10 | pv | 0.0066 | 1336.5 | 21.45 | 0 | 1 | 0.17898 | 0 | 0
ep_solar_pv_010 | Aggregated Plant -- operating | solar | TUR | 2022 |  |  |  | operating | FALSE | FALSE | elc_spv_TUR_010 | 10 | pv | 0.0074 | 1336.5 | 21.45 | 0 | 1 | 0.17898 | 0 | 0
ep_solar_pv_010 | Aggregated Plant -- operating | solar | TUR | 2023 |  |  |  | operating | FALSE | FALSE | elc_spv_TUR_010 | 10 | pv | 0.1331 | 1336.5 | 21.45 | 0 | 1 | 0.17898 | 0 | 0
ep_solar_pv_010 | Aggregated Plant -- operating | solar | TUR | 2024 |  |  |  | operating | FALSE | FALSE | elc_spv_TUR_010 | 10 | pv | 0.1399 | 1255.4035 | 20.0984 | 0 | 1 | 0.17898 | 0 | 0
ep_solar_pv_011 | Aggregated Plant -- operating | solar | TUR | 2015 |  |  |  | operating | FALSE | FALSE | elc_spv_TUR_011 | 11 | pv | 0.091 | 1336.5 | 21.45 | 0 | 1 | 0.20263 | 0 | 0
ep_solar_pv_011 | Aggregated Plant -- operating | solar | TUR | 2017 |  |  |  | operating | FALSE | FALSE | elc_spv_TUR_011 | 11 | pv | 0.1793 | 1336.5 | 21.45 | 0 | 1 | 0.20263 | 0 | 0
ep_solar_pv_011 | Aggregated Plant -- operating | solar | TUR | 2018 |  |  |  | operating | FALSE | FALSE | elc_spv_TUR_011 | 11 | pv | 0.04 | 1336.5 | 21.45 | 0 | 1 | 0.20263 | 0 | 0
ep_solar_pv_011 | Aggregated Plant -- operating | solar | TUR | 2019 |  |  |  | operating | FALSE | FALSE | elc_spv_TUR_011 | 11 | pv | 0.0091 | 1336.5 | 21.45 | 0 | 1 | 0.20263 | 0 | 0
ep_solar_pv_011 | Aggregated Plant -- operating | solar | TUR | 2020 |  |  |  | operating | FALSE | FALSE | elc_spv_TUR_011 | 11 | pv | 0.0786 | 1336.5 | 21.45 | 0 | 1 | 0.20263 | 0 | 0
ep_solar_pv_011 | Aggregated Plant -- operating | solar | TUR | 2022 |  |  |  | operating | FALSE | FALSE | elc_spv_TUR_011 | 11 | pv | 0.0395 | 1336.5 | 21.45 | 0 | 1 | 0.20263 | 0 | 0
ep_solar_pv_011 | Aggregated Plant -- operating | solar | TUR | 2023 |  |  |  | operating | FALSE | FALSE | elc_spv_TUR_011 | 11 | pv | 0.2242 | 1336.5 | 21.45 | 0 | 1 | 0.20263 | 0 | 0
ep_solar_pv_011 | Aggregated Plant -- operating | solar | TUR | 2024 |  |  |  | operating | FALSE | FALSE | elc_spv_TUR_011 | 11 | pv | 0.0638 | 1336.5 | 21.45 | 0 | 1 | 0.20263 | 0 | 0
ep_solar_pv_011 | Aggregated Plant -- operating | solar | TUR | 2025 |  |  |  | operating | FALSE | FALSE | elc_spv_TUR_011 | 11 | pv | 0.001 | 1336.5 | 21.45 | 0 | 1 | 0.20263 | 0 | 0
ep_solar_pv_012 | Aggregated Plant -- operating | solar | TUR | 2014 |  |  |  | operating | FALSE | FALSE | elc_spv_TUR_012 | 12 | pv | 0.0031 | 1336.5 | 21.45 | 0 | 1 | 0.19903 | 0 | 0
ep_solar_pv_012 | Aggregated Plant -- operating | solar | TUR | 2015 |  |  |  | operating | FALSE | FALSE | elc_spv_TUR_012 | 12 | pv | 0.2799 | 1265.7605 | 20.271 | 0 | 1 | 0.19903 | 0 | 0
ep_solar_pv_012 | Aggregated Plant -- operating | solar | TUR | 2016 |  |  |  | operating | FALSE | FALSE | elc_spv_TUR_012 | 12 | pv | 0.008 | 1336.5 | 21.45 | 0 | 1 | 0.19903 | 0 | 0
ep_solar_pv_012 | Aggregated Plant -- operating | solar | TUR | 2017 |  |  |  | operating | FALSE | FALSE | elc_spv_TUR_012 | 12 | pv | 0.4656 | 1336.5 | 21.45 | 0 | 1 | 0.19903 | 0 | 0
ep_solar_pv_012 | Aggregated Plant -- operating | solar | TUR | 2018 |  |  |  | operating | FALSE | FALSE | elc_spv_TUR_012 | 12 | pv | 0.1992 | 1336.5 | 21.45 | 0 | 1 | 0.19903 | 0 | 0
ep_solar_pv_012 | Aggregated Plant -- operating | solar | TUR | 2019 |  |  |  | operating | FALSE | FALSE | elc_spv_TUR_012 | 12 | pv | 0.0655 | 1336.5 | 21.45 | 0 | 1 | 0.19903 | 0 | 0
ep_solar_pv_012 | Aggregated Plant -- operating | solar | TUR | 2020 |  |  |  | operating | FALSE | FALSE | elc_spv_TUR_012 | 12 | pv | 0.0153 | 1336.5 | 21.45 | 0 | 1 | 0.19903 | 0 | 0
ep_solar_pv_012 | Aggregated Plant -- operating | solar | TUR | 2021 |  |  |  | operating | FALSE | FALSE | elc_spv_TUR_012 | 12 | pv | 0.023 | 1336.5 | 21.45 | 0 | 1 | 0.19903 | 0 | 0
ep_solar_pv_012 | Aggregated Plant -- operating | solar | TUR | 2022 |  |  |  | operating | FALSE | FALSE | elc_spv_TUR_012 | 12 | pv | 0.042 | 1336.5 | 21.45 | 0 | 1 | 0.19903 | 0 | 0
ep_solar_pv_012 | Aggregated Plant -- operating | solar | TUR | 2023 |  |  |  | operating | FALSE | FALSE | elc_spv_TUR_012 | 12 | pv | 0.3842 | 1336.5 | 21.45 | 0 | 1 | 0.19903 | 0 | 0
ep_solar_pv_012 | Aggregated Plant -- operating | solar | TUR | 2024 |  |  |  | operating | FALSE | FALSE | elc_spv_TUR_012 | 12 | pv | 0.276 | 1264.7609 | 20.2543 | 0 | 1 | 0.19903 | 0 | 0
ep_solar_pv_012 | Aggregated Plant -- operating | solar | TUR | 2025 |  |  |  | operating | FALSE | FALSE | elc_spv_TUR_012 | 12 | pv | 0.0286 | 1336.5 | 21.45 | 0 | 1 | 0.19903 | 0 | 0
ep_solar_pv_012 | Aggregated Plant -- construction | solar | TUR | 2028 |  |  |  | construction | FALSE | FALSE | elc_spv_TUR_012 | 12 | pv | 0.1 | 1138.5 | 18.15 | 0 | 1 | 0.19903 | 0 | 0
ep_solar_pv_013 | Aggregated Plant -- operating | solar | TUR | 2015 |  |  |  | operating | FALSE | FALSE | elc_spv_TUR_013 | 13 | pv | 0.1599 | 1257.2505 | 20.1292 | 0 | 1 | 0.19655 | 0 | 0
ep_solar_pv_013 | Aggregated Plant -- operating | solar | TUR | 2017 |  |  |  | operating | FALSE | FALSE | elc_spv_TUR_013 | 13 | pv | 0.0923 | 1336.5 | 21.45 | 0 | 1 | 0.19655 | 0 | 0
ep_solar_pv_013 | Aggregated Plant -- operating | solar | TUR | 2018 |  |  |  | operating | FALSE | FALSE | elc_spv_TUR_013 | 13 | pv | 0.0206 | 1336.5 | 21.45 | 0 | 1 | 0.19655 | 0 | 0
ep_solar_pv_013 | Aggregated Plant -- operating | solar | TUR | 2019 |  |  |  | operating | FALSE | FALSE | elc_spv_TUR_013 | 13 | pv | 0.0386 | 1336.5 | 21.45 | 0 | 1 | 0.19655 | 0 | 0
ep_solar_pv_013 | Aggregated Plant -- operating | solar | TUR | 2020 |  |  |  | operating | FALSE | FALSE | elc_spv_TUR_013 | 13 | pv | 0.0662 | 1336.5 | 21.45 | 0 | 1 | 0.19655 | 0 | 0
ep_solar_pv_013 | Aggregated Plant -- operating | solar | TUR | 2021 |  |  |  | operating | FALSE | FALSE | elc_spv_TUR_013 | 13 | pv | 0.0162 | 1336.5 | 21.45 | 0 | 1 | 0.19655 | 0 | 0
ep_solar_pv_013 | Aggregated Plant -- operating | solar | TUR | 2022 |  |  |  | operating | FALSE | FALSE | elc_spv_TUR_013 | 13 | pv | 0.0301 | 1336.5 | 21.45 | 0 | 1 | 0.19655 | 0 | 0
ep_solar_pv_013 | Aggregated Plant -- operating | solar | TUR | 2023 |  |  |  | operating | FALSE | FALSE | elc_spv_TUR_013 | 13 | pv | 0.1535 | 1336.5 | 21.45 | 0 | 1 | 0.19655 | 0 | 0
ep_solar_pv_013 | Aggregated Plant -- operating | solar | TUR | 2024 |  |  |  | operating | FALSE | FALSE | elc_spv_TUR_013 | 13 | pv | 0.0392 | 1336.5 | 21.45 | 0 | 1 | 0.19655 | 0 | 0
ep_solar_pv_014 | Aggregated Plant -- operating | solar | TUR | 2015 |  |  |  | operating | FALSE | FALSE | elc_spv_TUR_014 | 14 | pv | 0.0489 | 1336.5 | 21.45 | 0 | 1 | 0.16508 | 0 | 0
ep_solar_pv_014 | Aggregated Plant -- operating | solar | TUR | 2018 |  |  |  | operating | FALSE | FALSE | elc_spv_TUR_014 | 14 | pv | 0.0015 | 1336.5 | 21.45 | 0 | 1 | 0.16508 | 0 | 0
ep_solar_pv_014 | Aggregated Plant -- operating | solar | TUR | 2022 |  |  |  | operating | FALSE | FALSE | elc_spv_TUR_014 | 14 | pv | 0.0152 | 1336.5 | 21.45 | 0 | 1 | 0.16508 | 0 | 0
ep_solar_pv_014 | Aggregated Plant -- operating | solar | TUR | 2023 |  |  |  | operating | FALSE | FALSE | elc_spv_TUR_014 | 14 | pv | 0.0274 | 1336.5 | 21.45 | 0 | 1 | 0.16508 | 0 | 0
ep_solar_pv_014 | Aggregated Plant -- operating | solar | TUR | 2024 |  |  |  | operating | FALSE | FALSE | elc_spv_TUR_014 | 14 | pv | 0.0152 | 1336.5 | 21.45 | 0 | 1 | 0.16508 | 0 | 0
ep_solar_pv_014 | Aggregated Plant -- operating | solar | TUR | 2025 |  |  |  | operating | FALSE | FALSE | elc_spv_TUR_014 | 14 | pv | 0.0097 | 1336.5 | 21.45 | 0 | 1 | 0.16508 | 0 | 0
ep_solar_pv_015 | Aggregated Plant -- operating | solar | TUR | 2015 |  |  |  | operating | FALSE | FALSE | elc_spv_TUR_015 | 15 | pv | 0.0181 | 1336.5 | 21.45 | 0 | 1 | 0.18164 | 0 | 0
ep_solar_pv_015 | Aggregated Plant -- operating | solar | TUR | 2017 |  |  |  | operating | FALSE | FALSE | elc_spv_TUR_015 | 15 | pv | 0.0076 | 1336.5 | 21.45 | 0 | 1 | 0.18164 | 0 | 0
ep_solar_pv_015 | Aggregated Plant -- operating | solar | TUR | 2018 |  |  |  | operating | FALSE | FALSE | elc_spv_TUR_015 | 15 | pv | 0.0098 | 1336.5 | 21.45 | 0 | 1 | 0.18164 | 0 | 0
ep_solar_pv_015 | Aggregated Plant -- operating | solar | TUR | 2022 |  |  |  | operating | FALSE | FALSE | elc_spv_TUR_015 | 15 | pv | 0.0059 | 1336.5 | 21.45 | 0 | 1 | 0.18164 | 0 | 0
ep_solar_pv_015 | Aggregated Plant -- operating | solar | TUR | 2023 |  |  |  | operating | FALSE | FALSE | elc_spv_TUR_015 | 15 | pv | 0.0127 | 1336.5 | 21.45 | 0 | 1 | 0.18164 | 0 | 0
ep_solar_pv_015 | Aggregated Plant -- operating | solar | TUR | 2024 |  |  |  | operating | FALSE | FALSE | elc_spv_TUR_015 | 15 | pv | 0.0079 | 1336.5 | 21.45 | 0 | 1 | 0.18164 | 0 | 0
ep_solar_pv_016 | Aggregated Plant -- operating | solar | TUR | 2015 |  |  |  | operating | FALSE | FALSE | elc_spv_TUR_016 | 16 | pv | 0.027 | 1336.5 | 21.45 | 0 | 1 | 0.20803 | 0 | 0
ep_solar_pv_016 | Aggregated Plant -- operating | solar | TUR | 2017 |  |  |  | operating | FALSE | FALSE | elc_spv_TUR_016 | 16 | pv | 0.0072 | 1336.5 | 21.45 | 0 | 1 | 0.20803 | 0 | 0
ep_solar_pv_016 | Aggregated Plant -- operating | solar | TUR | 2018 |  |  |  | operating | FALSE | FALSE | elc_spv_TUR_016 | 16 | pv | 0.0314 | 1336.5 | 21.45 | 0 | 1 | 0.20803 | 0 | 0
ep_solar_pv_016 | Aggregated Plant -- operating | solar | TUR | 2019 |  |  |  | operating | FALSE | FALSE | elc_spv_TUR_016 | 16 | pv | 0.0335 | 1336.5 | 21.45 | 0 | 1 | 0.20803 | 0 | 0
ep_solar_pv_016 | Aggregated Plant -- operating | solar | TUR | 2020 |  |  |  | operating | FALSE | FALSE | elc_spv_TUR_016 | 16 | pv | 0.0901 | 1215.6343 | 19.4356 | 0 | 1 | 0.20803 | 0 | 0
ep_solar_pv_016 | Aggregated Plant -- operating | solar | TUR | 2021 |  |  |  | operating | FALSE | FALSE | elc_spv_TUR_016 | 16 | pv | 0.0028 | 1336.5 | 21.45 | 0 | 1 | 0.20803 | 0 | 0
ep_solar_pv_016 | Aggregated Plant -- operating | solar | TUR | 2023 |  |  |  | operating | FALSE | FALSE | elc_spv_TUR_016 | 16 | pv | 0.0159 | 1336.5 | 21.45 | 0 | 1 | 0.20803 | 0 | 0
ep_solar_pv_016 | Aggregated Plant -- operating | solar | TUR | 2024 |  |  |  | operating | FALSE | FALSE | elc_spv_TUR_016 | 16 | pv | 0.0453 | 1336.5 | 21.45 | 0 | 1 | 0.20803 | 0 | 0
ep_solar_pv_016 | Aggregated Plant -- operating | solar | TUR | 2025 |  |  |  | operating | FALSE | FALSE | elc_spv_TUR_016 | 16 | pv | 0.0093 | 1336.5 | 21.45 | 0 | 1 | 0.20803 | 0 | 0
ep_solar_pv_017 | Aggregated Plant -- operating | solar | TUR | 2013 |  |  |  | operating | FALSE | FALSE | elc_spv_TUR_017 | 17 | pv | 0.0018 | 1336.5 | 21.45 | 0 | 1 | 0.18814 | 0 | 0
ep_solar_pv_017 | Aggregated Plant -- operating | solar | TUR | 2015 |  |  |  | operating | FALSE | FALSE | elc_spv_TUR_017 | 17 | pv | 0.055 | 1336.5 | 21.45 | 0 | 1 | 0.18814 | 0 | 0
ep_solar_pv_017 | Aggregated Plant -- operating | solar | TUR | 2017 |  |  |  | operating | FALSE | FALSE | elc_spv_TUR_017 | 17 | pv | 0.2019 | 1336.5 | 21.45 | 0 | 1 | 0.18814 | 0 | 0
ep_solar_pv_017 | Aggregated Plant -- operating | solar | TUR | 2018 |  |  |  | operating | FALSE | FALSE | elc_spv_TUR_017 | 17 | pv | 0.2691 | 1336.5 | 21.45 | 0 | 1 | 0.18814 | 0 | 0
ep_solar_pv_017 | Aggregated Plant -- operating | solar | TUR | 2019 |  |  |  | operating | FALSE | FALSE | elc_spv_TUR_017 | 17 | pv | 0.0509 | 1336.5 | 21.45 | 0 | 1 | 0.18814 | 0 | 0
ep_solar_pv_017 | Aggregated Plant -- operating | solar | TUR | 2020 |  |  |  | operating | FALSE | FALSE | elc_spv_TUR_017 | 17 | pv | 0.0191 | 1336.5 | 21.45 | 0 | 1 | 0.18814 | 0 | 0
ep_solar_pv_017 | Aggregated Plant -- operating | solar | TUR | 2021 |  |  |  | operating | FALSE | FALSE | elc_spv_TUR_017 | 17 | pv | 0.0157 | 1336.5 | 21.45 | 0 | 1 | 0.18814 | 0 | 0
ep_solar_pv_017 | Aggregated Plant -- operating | solar | TUR | 2022 |  |  |  | operating | FALSE | FALSE | elc_spv_TUR_017 | 17 | pv | 0.0104 | 1336.5 | 21.45 | 0 | 1 | 0.18814 | 0 | 0
ep_solar_pv_017 | Aggregated Plant -- operating | solar | TUR | 2023 |  |  |  | operating | FALSE | FALSE | elc_spv_TUR_017 | 17 | pv | 0.2883 | 1336.5 | 21.45 | 0 | 1 | 0.18814 | 0 | 0
ep_solar_pv_017 | Aggregated Plant -- operating | solar | TUR | 2024 |  |  |  | operating | FALSE | FALSE | elc_spv_TUR_017 | 17 | pv | 0.0917 | 1336.5 | 21.45 | 0 | 1 | 0.18814 | 0 | 0
ep_solar_pv_017 | Aggregated Plant -- operating | solar | TUR | 2025 |  |  |  | operating | FALSE | FALSE | elc_spv_TUR_017 | 17 | pv | 0.0047 | 1336.5 | 21.45 | 0 | 1 | 0.18814 | 0 | 0
ep_solar_pv_018 | Aggregated Plant -- operating | solar | TUR | 2015 |  |  |  | operating | FALSE | FALSE | elc_spv_TUR_018 | 18 | pv | 0.1341 | 1336.5 | 21.45 | 0 | 1 | 0.18717 | 0 | 0
ep_solar_pv_018 | Aggregated Plant -- operating | solar | TUR | 2017 |  |  |  | operating | FALSE | FALSE | elc_spv_TUR_018 | 18 | pv | 0.2588 | 1336.5 | 21.45 | 0 | 1 | 0.18717 | 0 | 0
ep_solar_pv_018 | Aggregated Plant -- operating | solar | TUR | 2018 |  |  |  | operating | FALSE | FALSE | elc_spv_TUR_018 | 18 | pv | 0.0621 | 1336.5 | 21.45 | 0 | 1 | 0.18717 | 0 | 0
ep_solar_pv_018 | Aggregated Plant -- operating | solar | TUR | 2019 |  |  |  | operating | FALSE | FALSE | elc_spv_TUR_018 | 18 | pv | 0.0253 | 1336.5 | 21.45 | 0 | 1 | 0.18717 | 0 | 0
ep_solar_pv_018 | Aggregated Plant -- operating | solar | TUR | 2020 |  |  |  | operating | FALSE | FALSE | elc_spv_TUR_018 | 18 | pv | 0.0394 | 1336.5 | 21.45 | 0 | 1 | 0.18717 | 0 | 0
ep_solar_pv_018 | Aggregated Plant -- operating | solar | TUR | 2021 |  |  |  | operating | FALSE | FALSE | elc_spv_TUR_018 | 18 | pv | 0.0022 | 1336.5 | 21.45 | 0 | 1 | 0.18717 | 0 | 0
ep_solar_pv_018 | Aggregated Plant -- operating | solar | TUR | 2022 |  |  |  | operating | FALSE | FALSE | elc_spv_TUR_018 | 18 | pv | 0.0306 | 1336.5 | 21.45 | 0 | 1 | 0.18717 | 0 | 0
ep_solar_pv_018 | Aggregated Plant -- operating | solar | TUR | 2023 |  |  |  | operating | FALSE | FALSE | elc_spv_TUR_018 | 18 | pv | 0.146 | 1336.5 | 21.45 | 0 | 1 | 0.18717 | 0 | 0
ep_solar_pv_018 | Aggregated Plant -- operating | solar | TUR | 2024 |  |  |  | operating | FALSE | FALSE | elc_spv_TUR_018 | 18 | pv | 0.0986 | 1336.5 | 21.45 | 0 | 1 | 0.18717 | 0 | 0
ep_solar_pv_018 | Aggregated Plant -- operating | solar | TUR | 2025 |  |  |  | operating | FALSE | FALSE | elc_spv_TUR_018 | 18 | pv | 0.0815 | 1163.0374 | 18.559 | 0 | 1 | 0.18717 | 0 | 0
ep_solar_pv_019 | Aggregated Plant -- operating | solar | TUR | 2015 |  |  |  | operating | FALSE | FALSE | elc_spv_TUR_019 | 19 | pv | 0.0029 | 1336.5 | 21.45 | 0 | 1 | 0.18891 | 0 | 0
ep_solar_pv_019 | Aggregated Plant -- operating | solar | TUR | 2017 |  |  |  | operating | FALSE | FALSE | elc_spv_TUR_019 | 19 | pv | 0.0032 | 1336.5 | 21.45 | 0 | 1 | 0.18891 | 0 | 0
ep_solar_pv_019 | Aggregated Plant -- operating | solar | TUR | 2019 |  |  |  | operating | FALSE | FALSE | elc_spv_TUR_019 | 19 | pv | 0.0014 | 1336.5 | 21.45 | 0 | 1 | 0.18891 | 0 | 0
ep_solar_pv_019 | Aggregated Plant -- operating | solar | TUR | 2020 |  |  |  | operating | FALSE | FALSE | elc_spv_TUR_019 | 19 | pv | 0.0011 | 1336.5 | 21.45 | 0 | 1 | 0.18891 | 0 | 0
ep_solar_pv_019 | Aggregated Plant -- operating | solar | TUR | 2021 |  |  |  | operating | FALSE | FALSE | elc_spv_TUR_019 | 19 | pv | 0.0051 | 1336.5 | 21.45 | 0 | 1 | 0.18891 | 0 | 0
ep_solar_pv_019 | Aggregated Plant -- operating | solar | TUR | 2023 |  |  |  | operating | FALSE | FALSE | elc_spv_TUR_019 | 19 | pv | 0.003 | 1336.5 | 21.45 | 0 | 1 | 0.18891 | 0 | 0
ep_solar_pv_019 | Aggregated Plant -- operating | solar | TUR | 2024 |  |  |  | operating | FALSE | FALSE | elc_spv_TUR_019 | 19 | pv | 0.1486 | 1149.959 | 18.341 | 0 | 1 | 0.18891 | 0 | 0
ep_solar_pv_020 | Aggregated Plant -- operating | solar | TUR | 2015 |  |  |  | operating | FALSE | FALSE | elc_spv_TUR_020 | 20 | pv | 0.0101 | 1336.5 | 21.45 | 0 | 1 | 0.19492 | 0 | 0
ep_solar_pv_020 | Aggregated Plant -- operating | solar | TUR | 2017 |  |  |  | operating | FALSE | FALSE | elc_spv_TUR_020 | 20 | pv | 0.003 | 1336.5 | 21.45 | 0 | 1 | 0.19492 | 0 | 0
ep_solar_pv_020 | Aggregated Plant -- operating | solar | TUR | 2018 |  |  |  | operating | FALSE | FALSE | elc_spv_TUR_020 | 20 | pv | 0.0052 | 1336.5 | 21.45 | 0 | 1 | 0.19492 | 0 | 0
ep_solar_pv_020 | Aggregated Plant -- operating | solar | TUR | 2019 |  |  |  | operating | FALSE | FALSE | elc_spv_TUR_020 | 20 | pv | 0.0263 | 1336.5 | 21.45 | 0 | 1 | 0.19492 | 0 | 0
ep_solar_pv_020 | Aggregated Plant -- operating | solar | TUR | 2020 |  |  |  | operating | FALSE | FALSE | elc_spv_TUR_020 | 20 | pv | 0.0103 | 1336.5 | 21.45 | 0 | 1 | 0.19492 | 0 | 0
ep_solar_pv_020 | Aggregated Plant -- operating | solar | TUR | 2021 |  |  |  | operating | FALSE | FALSE | elc_spv_TUR_020 | 20 | pv | 0.001 | 1336.5 | 21.45 | 0 | 1 | 0.19492 | 0 | 0
ep_solar_pv_020 | Aggregated Plant -- operating | solar | TUR | 2023 |  |  |  | operating | FALSE | FALSE | elc_spv_TUR_020 | 20 | pv | 0.0219 | 1336.5 | 21.45 | 0 | 1 | 0.19492 | 0 | 0
ep_solar_pv_020 | Aggregated Plant -- operating | solar | TUR | 2024 |  |  |  | operating | FALSE | FALSE | elc_spv_TUR_020 | 20 | pv | 0.0404 | 1336.5 | 21.45 | 0 | 1 | 0.19492 | 0 | 0
ep_solar_pv_020 | Aggregated Plant -- operating | solar | TUR | 2025 |  |  |  | operating | FALSE | FALSE | elc_spv_TUR_020 | 20 | pv | 0.0011 | 1336.5 | 21.45 | 0 | 1 | 0.19492 | 0 | 0
ep_solar_pv_021 | Aggregated Plant -- operating | solar | TUR | 2015 |  |  |  | operating | FALSE | FALSE | elc_spv_TUR_021 | 21 | pv | 0.0639 | 1336.5 | 21.45 | 0 | 1 | 0.19851 | 0 | 0
ep_solar_pv_021 | Aggregated Plant -- operating | solar | TUR | 2016 |  |  |  | operating | FALSE | FALSE | elc_spv_TUR_021 | 21 | pv | 0.0053 | 1336.5 | 21.45 | 0 | 1 | 0.19851 | 0 | 0
ep_solar_pv_021 | Aggregated Plant -- operating | solar | TUR | 2017 |  |  |  | operating | FALSE | FALSE | elc_spv_TUR_021 | 21 | pv | 0.0542 | 1336.5 | 21.45 | 0 | 1 | 0.19851 | 0 | 0
ep_solar_pv_021 | Aggregated Plant -- operating | solar | TUR | 2018 |  |  |  | operating | FALSE | FALSE | elc_spv_TUR_021 | 21 | pv | 0.0511 | 1336.5 | 21.45 | 0 | 1 | 0.19851 | 0 | 0
ep_solar_pv_021 | Aggregated Plant -- operating | solar | TUR | 2019 |  |  |  | operating | FALSE | FALSE | elc_spv_TUR_021 | 21 | pv | 0.005 | 1336.5 | 21.45 | 0 | 1 | 0.19851 | 0 | 0
ep_solar_pv_021 | Aggregated Plant -- operating | solar | TUR | 2021 |  |  |  | operating | FALSE | FALSE | elc_spv_TUR_021 | 21 | pv | 0.0901 | 1160.6953 | 18.5199 | 0 | 1 | 0.19851 | 0 | 0
ep_solar_pv_021 | Aggregated Plant -- operating | solar | TUR | 2022 |  |  |  | operating | FALSE | FALSE | elc_spv_TUR_021 | 21 | pv | 0.0062 | 1336.5 | 21.45 | 0 | 1 | 0.19851 | 0 | 0
ep_solar_pv_021 | Aggregated Plant -- operating | solar | TUR | 2023 |  |  |  | operating | FALSE | FALSE | elc_spv_TUR_021 | 21 | pv | 0.0986 | 1336.5 | 21.45 | 0 | 1 | 0.19851 | 0 | 0
ep_solar_pv_021 | Aggregated Plant -- operating | solar | TUR | 2024 |  |  |  | operating | FALSE | FALSE | elc_spv_TUR_021 | 21 | pv | 0.0391 | 1336.5 | 21.45 | 0 | 1 | 0.19851 | 0 | 0
ep_solar_pv_021 | Aggregated Plant -- operating | solar | TUR | 2025 |  |  |  | operating | FALSE | FALSE | elc_spv_TUR_021 | 21 | pv | 0.0063 | 1336.5 | 21.45 | 0 | 1 | 0.19851 | 0 | 0
ep_solar_pv_022 | Aggregated Plant -- operating | solar | TUR | 2017 |  |  |  | operating | FALSE | FALSE | elc_spv_TUR_022 | 22 | pv | 0.0221 | 1336.5 | 21.45 | 0 | 1 | 0.19237 | 0 | 0
ep_solar_pv_022 | Aggregated Plant -- operating | solar | TUR | 2018 |  |  |  | operating | FALSE | FALSE | elc_spv_TUR_022 | 22 | pv | 0.1318 | 1336.5 | 21.45 | 0 | 1 | 0.19237 | 0 | 0
ep_solar_pv_022 | Aggregated Plant -- operating | solar | TUR | 2019 |  |  |  | operating | FALSE | FALSE | elc_spv_TUR_022 | 22 | pv | 0.0515 | 1336.5 | 21.45 | 0 | 1 | 0.19237 | 0 | 0
ep_solar_pv_022 | Aggregated Plant -- operating | solar | TUR | 2022 |  |  |  | operating | FALSE | FALSE | elc_spv_TUR_022 | 22 | pv | 0.0016 | 1336.5 | 21.45 | 0 | 1 | 0.19237 | 0 | 0
ep_solar_pv_022 | Aggregated Plant -- operating | solar | TUR | 2023 |  |  |  | operating | FALSE | FALSE | elc_spv_TUR_022 | 22 | pv | 0.0186 | 1336.5 | 21.45 | 0 | 1 | 0.19237 | 0 | 0
ep_solar_pv_022 | Aggregated Plant -- operating | solar | TUR | 2024 |  |  |  | operating | FALSE | FALSE | elc_spv_TUR_022 | 22 | pv | 0.0595 | 1336.5 | 21.45 | 0 | 1 | 0.19237 | 0 | 0
ep_solar_pv_022 | Aggregated Plant -- operating | solar | TUR | 2025 |  |  |  | operating | FALSE | FALSE | elc_spv_TUR_022 | 22 | pv | 0.0283 | 1336.5 | 21.45 | 0 | 1 | 0.19237 | 0 | 0
ep_solar_pv_023 | Aggregated Plant -- operating | solar | TUR | 2015 |  |  |  | operating | FALSE | FALSE | elc_spv_TUR_023 | 23 | pv | 0.0076 | 1336.5 | 21.45 | 0 | 1 | 0.19608 | 0 | 0
ep_solar_pv_023 | Aggregated Plant -- operating | solar | TUR | 2017 |  |  |  | operating | FALSE | FALSE | elc_spv_TUR_023 | 23 | pv | 0.0534 | 1336.5 | 21.45 | 0 | 1 | 0.19608 | 0 | 0
ep_solar_pv_023 | Aggregated Plant -- operating | solar | TUR | 2018 |  |  |  | operating | FALSE | FALSE | elc_spv_TUR_023 | 23 | pv | 0.0375 | 1336.5 | 21.45 | 0 | 1 | 0.19608 | 0 | 0
ep_solar_pv_023 | Aggregated Plant -- operating | solar | TUR | 2019 |  |  |  | operating | FALSE | FALSE | elc_spv_TUR_023 | 23 | pv | 0.0273 | 1336.5 | 21.45 | 0 | 1 | 0.19608 | 0 | 0
ep_solar_pv_023 | Aggregated Plant -- operating | solar | TUR | 2021 |  |  |  | operating | FALSE | FALSE | elc_spv_TUR_023 | 23 | pv | 0.0137 | 1336.5 | 21.45 | 0 | 1 | 0.19608 | 0 | 0
ep_solar_pv_023 | Aggregated Plant -- operating | solar | TUR | 2022 |  |  |  | operating | FALSE | FALSE | elc_spv_TUR_023 | 23 | pv | 0.0093 | 1336.5 | 21.45 | 0 | 1 | 0.19608 | 0 | 0
ep_solar_pv_023 | Aggregated Plant -- operating | solar | TUR | 2023 |  |  |  | operating | FALSE | FALSE | elc_spv_TUR_023 | 23 | pv | 0.0493 | 1336.5 | 21.45 | 0 | 1 | 0.19608 | 0 | 0
ep_solar_pv_023 | Aggregated Plant -- operating | solar | TUR | 2024 |  |  |  | operating | FALSE | FALSE | elc_spv_TUR_023 | 23 | pv | 0.0417 | 1336.5 | 21.45 | 0 | 1 | 0.19608 | 0 | 0
ep_solar_pv_023 | Aggregated Plant -- operating | solar | TUR | 2025 |  |  |  | operating | FALSE | FALSE | elc_spv_TUR_023 | 23 | pv | 0.0184 | 1336.5 | 21.45 | 0 | 1 | 0.19608 | 0 | 0
ep_solar_pv_024 | Aggregated Plant -- operating | solar | TUR | 2015 |  |  |  | operating | FALSE | FALSE | elc_spv_TUR_024 | 24 | pv | 0.0658 | 1336.5 | 21.45 | 0 | 1 | 0.19155 | 0 | 0
ep_solar_pv_024 | Aggregated Plant -- operating | solar | TUR | 2017 |  |  |  | operating | FALSE | FALSE | elc_spv_TUR_024 | 24 | pv | 0.1474 | 1336.5 | 21.45 | 0 | 1 | 0.19155 | 0 | 0
ep_solar_pv_024 | Aggregated Plant -- operating | solar | TUR | 2018 |  |  |  | operating | FALSE | FALSE | elc_spv_TUR_024 | 24 | pv | 0.1115 | 1336.5 | 21.45 | 0 | 1 | 0.19155 | 0 | 0
ep_solar_pv_024 | Aggregated Plant -- operating | solar | TUR | 2019 |  |  |  | operating | FALSE | FALSE | elc_spv_TUR_024 | 24 | pv | 0.028 | 1336.5 | 21.45 | 0 | 1 | 0.19155 | 0 | 0
ep_solar_pv_024 | Aggregated Plant -- operating | solar | TUR | 2020 |  |  |  | operating | FALSE | FALSE | elc_spv_TUR_024 | 24 | pv | 0.0212 | 1336.5 | 21.45 | 0 | 1 | 0.19155 | 0 | 0
ep_solar_pv_024 | Aggregated Plant -- operating | solar | TUR | 2021 |  |  |  | operating | FALSE | FALSE | elc_spv_TUR_024 | 24 | pv | 0.0352 | 1336.5 | 21.45 | 0 | 1 | 0.19155 | 0 | 0
ep_solar_pv_024 | Aggregated Plant -- operating | solar | TUR | 2022 |  |  |  | operating | FALSE | FALSE | elc_spv_TUR_024 | 24 | pv | 0.017 | 1336.5 | 21.45 | 0 | 1 | 0.19155 | 0 | 0
ep_solar_pv_024 | Aggregated Plant -- operating | solar | TUR | 2023 |  |  |  | operating | FALSE | FALSE | elc_spv_TUR_024 | 24 | pv | 0.1624 | 1336.5 | 21.45 | 0 | 1 | 0.19155 | 0 | 0
ep_solar_pv_024 | Aggregated Plant -- operating | solar | TUR | 2024 |  |  |  | operating | FALSE | FALSE | elc_spv_TUR_024 | 24 | pv | 0.0418 | 1336.5 | 21.45 | 0 | 1 | 0.19155 | 0 | 0
ep_solar_pv_024 | Aggregated Plant -- operating | solar | TUR | 2025 |  |  |  | operating | FALSE | FALSE | elc_spv_TUR_024 | 24 | pv | 0.0098 | 1336.5 | 21.45 | 0 | 1 | 0.19155 | 0 | 0
ep_solar_pv_025 | Aggregated Plant -- operating | solar | TUR | 2015 |  |  |  | operating | FALSE | FALSE | elc_spv_TUR_025 | 25 | pv | 0.0348 | 1336.5 | 21.45 | 0 | 1 | 0.19578 | 0 | 0
ep_solar_pv_025 | Aggregated Plant -- operating | solar | TUR | 2017 |  |  |  | operating | FALSE | FALSE | elc_spv_TUR_025 | 25 | pv | 0.0534 | 1336.5 | 21.45 | 0 | 1 | 0.19578 | 0 | 0
ep_solar_pv_025 | Aggregated Plant -- operating | solar | TUR | 2018 |  |  |  | operating | FALSE | FALSE | elc_spv_TUR_025 | 25 | pv | 0.0551 | 1336.5 | 21.45 | 0 | 1 | 0.19578 | 0 | 0
ep_solar_pv_025 | Aggregated Plant -- operating | solar | TUR | 2019 |  |  |  | operating | FALSE | FALSE | elc_spv_TUR_025 | 25 | pv | 0.0187 | 1336.5 | 21.45 | 0 | 1 | 0.19578 | 0 | 0
ep_solar_pv_025 | Aggregated Plant -- operating | solar | TUR | 2020 |  |  |  | operating | FALSE | FALSE | elc_spv_TUR_025 | 25 | pv | 0.0063 | 1336.5 | 21.45 | 0 | 1 | 0.19578 | 0 | 0
ep_solar_pv_025 | Aggregated Plant -- operating | solar | TUR | 2021 |  |  |  | operating | FALSE | FALSE | elc_spv_TUR_025 | 25 | pv | 0.0026 | 1336.5 | 21.45 | 0 | 1 | 0.19578 | 0 | 0
ep_solar_pv_025 | Aggregated Plant -- operating | solar | TUR | 2022 |  |  |  | operating | FALSE | FALSE | elc_spv_TUR_025 | 25 | pv | 0.0041 | 1336.5 | 21.45 | 0 | 1 | 0.19578 | 0 | 0
ep_solar_pv_025 | Aggregated Plant -- operating | solar | TUR | 2023 |  |  |  | operating | FALSE | FALSE | elc_spv_TUR_025 | 25 | pv | 0.0448 | 1336.5 | 21.45 | 0 | 1 | 0.19578 | 0 | 0
ep_solar_pv_025 | Aggregated Plant -- operating | solar | TUR | 2024 |  |  |  | operating | FALSE | FALSE | elc_spv_TUR_025 | 25 | pv | 0.0299 | 1336.5 | 21.45 | 0 | 1 | 0.19578 | 0 | 0
ep_solar_pv_026 | Aggregated Plant -- operating | solar | TUR | 2015 |  |  |  | operating | FALSE | FALSE | elc_spv_TUR_026 | 26 | pv | 0.011 | 1336.5 | 21.45 | 0 | 1 | 0.17218 | 0 | 0
ep_solar_pv_026 | Aggregated Plant -- operating | solar | TUR | 2017 |  |  |  | operating | FALSE | FALSE | elc_spv_TUR_026 | 26 | pv | 0.0031 | 1336.5 | 21.45 | 0 | 1 | 0.17218 | 0 | 0
ep_solar_pv_026 | Aggregated Plant -- operating | solar | TUR | 2018 |  |  |  | operating | FALSE | FALSE | elc_spv_TUR_026 | 26 | pv | 0.0057 | 1336.5 | 21.45 | 0 | 1 | 0.17218 | 0 | 0
ep_solar_pv_026 | Aggregated Plant -- operating | solar | TUR | 2019 |  |  |  | operating | FALSE | FALSE | elc_spv_TUR_026 | 26 | pv | 0.0029 | 1336.5 | 21.45 | 0 | 1 | 0.17218 | 0 | 0
ep_solar_pv_026 | Aggregated Plant -- operating | solar | TUR | 2020 |  |  |  | operating | FALSE | FALSE | elc_spv_TUR_026 | 26 | pv | 0.0018 | 1336.5 | 21.45 | 0 | 1 | 0.17218 | 0 | 0
ep_solar_pv_026 | Aggregated Plant -- operating | solar | TUR | 2021 |  |  |  | operating | FALSE | FALSE | elc_spv_TUR_026 | 26 | pv | 0.0061 | 1336.5 | 21.45 | 0 | 1 | 0.17218 | 0 | 0
ep_solar_pv_026 | Aggregated Plant -- operating | solar | TUR | 2022 |  |  |  | operating | FALSE | FALSE | elc_spv_TUR_026 | 26 | pv | 0.0067 | 1336.5 | 21.45 | 0 | 1 | 0.17218 | 0 | 0
ep_solar_pv_026 | Aggregated Plant -- operating | solar | TUR | 2023 |  |  |  | operating | FALSE | FALSE | elc_spv_TUR_026 | 26 | pv | 0.0071 | 1336.5 | 21.45 | 0 | 1 | 0.17218 | 0 | 0
ep_solar_pv_026 | Aggregated Plant -- operating | solar | TUR | 2025 |  |  |  | operating | FALSE | FALSE | elc_spv_TUR_026 | 26 | pv | 0.0029 | 1336.5 | 21.45 | 0 | 1 | 0.17218 | 0 | 0
ep_solar_pv_027 | Aggregated Plant -- operating | solar | TUR | 2015 |  |  |  | operating | FALSE | FALSE | elc_spv_TUR_027 | 27 | pv | 0.0366 | 1336.5 | 21.45 | 0 | 1 | 0.16614 | 0 | 0
ep_solar_pv_027 | Aggregated Plant -- operating | solar | TUR | 2017 |  |  |  | operating | FALSE | FALSE | elc_spv_TUR_027 | 27 | pv | 0.0161 | 1336.5 | 21.45 | 0 | 1 | 0.16614 | 0 | 0
ep_solar_pv_027 | Aggregated Plant -- operating | solar | TUR | 2018 |  |  |  | operating | FALSE | FALSE | elc_spv_TUR_027 | 27 | pv | 0.0073 | 1336.5 | 21.45 | 0 | 1 | 0.16614 | 0 | 0
ep_solar_pv_027 | Aggregated Plant -- operating | solar | TUR | 2019 |  |  |  | operating | FALSE | FALSE | elc_spv_TUR_027 | 27 | pv | 0.0079 | 1336.5 | 21.45 | 0 | 1 | 0.16614 | 0 | 0
ep_solar_pv_027 | Aggregated Plant -- operating | solar | TUR | 2020 |  |  |  | operating | FALSE | FALSE | elc_spv_TUR_027 | 27 | pv | 0.0044 | 1336.5 | 21.45 | 0 | 1 | 0.16614 | 0 | 0
ep_solar_pv_027 | Aggregated Plant -- operating | solar | TUR | 2021 |  |  |  | operating | FALSE | FALSE | elc_spv_TUR_027 | 27 | pv | 0.0073 | 1336.5 | 21.45 | 0 | 1 | 0.16614 | 0 | 0
ep_solar_pv_027 | Aggregated Plant -- operating | solar | TUR | 2022 |  |  |  | operating | FALSE | FALSE | elc_spv_TUR_027 | 27 | pv | 0.0042 | 1336.5 | 21.45 | 0 | 1 | 0.16614 | 0 | 0
ep_solar_pv_027 | Aggregated Plant -- operating | solar | TUR | 2023 |  |  |  | operating | FALSE | FALSE | elc_spv_TUR_027 | 27 | pv | 0.0721 | 1336.5 | 21.45 | 0 | 1 | 0.16614 | 0 | 0
ep_solar_pv_027 | Aggregated Plant -- operating | solar | TUR | 2024 |  |  |  | operating | FALSE | FALSE | elc_spv_TUR_027 | 27 | pv | 0.019 | 1336.5 | 21.45 | 0 | 1 | 0.16614 | 0 | 0
ep_solar_pv_027 | Aggregated Plant -- operating | solar | TUR | 2025 |  |  |  | operating | FALSE | FALSE | elc_spv_TUR_027 | 27 | pv | 0.0537 | 1336.5 | 21.45 | 0 | 1 | 0.16614 | 0 | 0
ep_solar_pv_028 | Aggregated Plant -- operating | solar | TUR | 2015 |  |  |  | operating | FALSE | FALSE | elc_spv_TUR_028 | 28 | pv | 0.0148 | 1336.5 | 21.45 | 0 | 1 | 0.18684 | 0 | 0
ep_solar_pv_028 | Aggregated Plant -- operating | solar | TUR | 2017 |  |  |  | operating | FALSE | FALSE | elc_spv_TUR_028 | 28 | pv | 0.0069 | 1336.5 | 21.45 | 0 | 1 | 0.18684 | 0 | 0
ep_solar_pv_028 | Aggregated Plant -- operating | solar | TUR | 2019 |  |  |  | operating | FALSE | FALSE | elc_spv_TUR_028 | 28 | pv | 0.0033 | 1336.5 | 21.45 | 0 | 1 | 0.18684 | 0 | 0
ep_solar_pv_028 | Aggregated Plant -- operating | solar | TUR | 2021 |  |  |  | operating | FALSE | FALSE | elc_spv_TUR_028 | 28 | pv | 0.0025 | 1336.5 | 21.45 | 0 | 1 | 0.18684 | 0 | 0
ep_solar_pv_028 | Aggregated Plant -- operating | solar | TUR | 2022 |  |  |  | operating | FALSE | FALSE | elc_spv_TUR_028 | 28 | pv | 0.0236 | 1336.5 | 21.45 | 0 | 1 | 0.18684 | 0 | 0
ep_solar_pv_028 | Aggregated Plant -- operating | solar | TUR | 2023 |  |  |  | operating | FALSE | FALSE | elc_spv_TUR_028 | 28 | pv | 0.0108 | 1336.5 | 21.45 | 0 | 1 | 0.18684 | 0 | 0
ep_solar_pv_028 | Aggregated Plant -- operating | solar | TUR | 2024 |  |  |  | operating | FALSE | FALSE | elc_spv_TUR_028 | 28 | pv | 0.0052 | 1336.5 | 21.45 | 0 | 1 | 0.18684 | 0 | 0
ep_solar_pv_029 | Aggregated Plant -- operating | solar | TUR | 2015 |  |  |  | operating | FALSE | FALSE | elc_spv_TUR_029 | 29 | pv | 0.0166 | 1336.5 | 21.45 | 0 | 1 | 0.19491 | 0 | 0
ep_solar_pv_029 | Aggregated Plant -- operating | solar | TUR | 2017 |  |  |  | operating | FALSE | FALSE | elc_spv_TUR_029 | 29 | pv | 0.0088 | 1336.5 | 21.45 | 0 | 1 | 0.19491 | 0 | 0
ep_solar_pv_029 | Aggregated Plant -- operating | solar | TUR | 2018 |  |  |  | operating | FALSE | FALSE | elc_spv_TUR_029 | 29 | pv | 0.0428 | 1336.5 | 21.45 | 0 | 1 | 0.19491 | 0 | 0
ep_solar_pv_029 | Aggregated Plant -- operating | solar | TUR | 2019 |  |  |  | operating | FALSE | FALSE | elc_spv_TUR_029 | 29 | pv | 0.025 | 1336.5 | 21.45 | 0 | 1 | 0.19491 | 0 | 0
ep_solar_pv_029 | Aggregated Plant -- operating | solar | TUR | 2020 |  |  |  | operating | FALSE | FALSE | elc_spv_TUR_029 | 29 | pv | 0.0331 | 1336.5 | 21.45 | 0 | 1 | 0.19491 | 0 | 0
ep_solar_pv_029 | Aggregated Plant -- operating | solar | TUR | 2021 |  |  |  | operating | FALSE | FALSE | elc_spv_TUR_029 | 29 | pv | 0.0038 | 1336.5 | 21.45 | 0 | 1 | 0.19491 | 0 | 0
ep_solar_pv_029 | Aggregated Plant -- operating | solar | TUR | 2022 |  |  |  | operating | FALSE | FALSE | elc_spv_TUR_029 | 29 | pv | 0.0021 | 1336.5 | 21.45 | 0 | 1 | 0.19491 | 0 | 0
ep_solar_pv_029 | Aggregated Plant -- operating | solar | TUR | 2023 |  |  |  | operating | FALSE | FALSE | elc_spv_TUR_029 | 29 | pv | 0.0312 | 1336.5 | 21.45 | 0 | 1 | 0.19491 | 0 | 0
ep_solar_pv_029 | Aggregated Plant -- operating | solar | TUR | 2024 |  |  |  | operating | FALSE | FALSE | elc_spv_TUR_029 | 29 | pv | 0.0204 | 1336.5 | 21.45 | 0 | 1 | 0.19491 | 0 | 0
ep_solar_pv_029 | Aggregated Plant -- operating | solar | TUR | 2025 |  |  |  | operating | FALSE | FALSE | elc_spv_TUR_029 | 29 | pv | 0.0117 | 1336.5 | 21.45 | 0 | 1 | 0.19491 | 0 | 0
ep_solar_pv_030 | Aggregated Plant -- operating | solar | TUR | 2015 |  |  |  | operating | FALSE | FALSE | elc_spv_TUR_030 | 30 | pv | 0.0094 | 1336.5 | 21.45 | 0 | 1 | 0.1711 | 0 | 0
ep_solar_pv_030 | Aggregated Plant -- operating | solar | TUR | 2018 |  |  |  | operating | FALSE | FALSE | elc_spv_TUR_030 | 30 | pv | 0.0011 | 1336.5 | 21.45 | 0 | 1 | 0.1711 | 0 | 0
ep_solar_pv_030 | Aggregated Plant -- operating | solar | TUR | 2020 |  |  |  | operating | FALSE | FALSE | elc_spv_TUR_030 | 30 | pv | 0.0133 | 1336.5 | 21.45 | 0 | 1 | 0.1711 | 0 | 0
ep_solar_pv_030 | Aggregated Plant -- operating | solar | TUR | 2022 |  |  |  | operating | FALSE | FALSE | elc_spv_TUR_030 | 30 | pv | 0.0087 | 1336.5 | 21.45 | 0 | 1 | 0.1711 | 0 | 0
ep_solar_pv_030 | Aggregated Plant -- operating | solar | TUR | 2023 |  |  |  | operating | FALSE | FALSE | elc_spv_TUR_030 | 30 | pv | 0.0135 | 1336.5 | 21.45 | 0 | 1 | 0.1711 | 0 | 0
ep_solar_pv_030 | Aggregated Plant -- operating | solar | TUR | 2024 |  |  |  | operating | FALSE | FALSE | elc_spv_TUR_030 | 30 | pv | 0.011 | 1336.5 | 21.45 | 0 | 1 | 0.1711 | 0 | 0
ep_solar_pv_030 | Aggregated Plant -- operating | solar | TUR | 2025 |  |  |  | operating | FALSE | FALSE | elc_spv_TUR_030 | 30 | pv | 0.0014 | 1336.5 | 21.45 | 0 | 1 | 0.1711 | 0 | 0
ep_solar_pv_031 | Aggregated Plant -- operating | solar | TUR | 2015 |  |  |  | operating | FALSE | FALSE | elc_spv_TUR_031 | 31 | pv | 0.0223 | 1336.5 | 21.45 | 0 | 1 | 0.16695 | 0 | 0
ep_solar_pv_031 | Aggregated Plant -- operating | solar | TUR | 2017 |  |  |  | operating | FALSE | FALSE | elc_spv_TUR_031 | 31 | pv | 0.0325 | 1336.5 | 21.45 | 0 | 1 | 0.16695 | 0 | 0
ep_solar_pv_031 | Aggregated Plant -- operating | solar | TUR | 2018 |  |  |  | operating | FALSE | FALSE | elc_spv_TUR_031 | 31 | pv | 0.0185 | 1336.5 | 21.45 | 0 | 1 | 0.16695 | 0 | 0
ep_solar_pv_031 | Aggregated Plant -- operating | solar | TUR | 2019 |  |  |  | operating | FALSE | FALSE | elc_spv_TUR_031 | 31 | pv | 0.0037 | 1336.5 | 21.45 | 0 | 1 | 0.16695 | 0 | 0
ep_solar_pv_031 | Aggregated Plant -- operating | solar | TUR | 2020 |  |  |  | operating | FALSE | FALSE | elc_spv_TUR_031 | 31 | pv | 0.0107 | 1336.5 | 21.45 | 0 | 1 | 0.16695 | 0 | 0
ep_solar_pv_031 | Aggregated Plant -- operating | solar | TUR | 2021 |  |  |  | operating | FALSE | FALSE | elc_spv_TUR_031 | 31 | pv | 0.007 | 1336.5 | 21.45 | 0 | 1 | 0.16695 | 0 | 0
ep_solar_pv_031 | Aggregated Plant -- operating | solar | TUR | 2022 |  |  |  | operating | FALSE | FALSE | elc_spv_TUR_031 | 31 | pv | 0.0102 | 1336.5 | 21.45 | 0 | 1 | 0.16695 | 0 | 0
ep_solar_pv_031 | Aggregated Plant -- operating | solar | TUR | 2023 |  |  |  | operating | FALSE | FALSE | elc_spv_TUR_031 | 31 | pv | 0.0254 | 1336.5 | 21.45 | 0 | 1 | 0.16695 | 0 | 0
ep_solar_pv_031 | Aggregated Plant -- operating | solar | TUR | 2024 |  |  |  | operating | FALSE | FALSE | elc_spv_TUR_031 | 31 | pv | 0.0316 | 1336.5 | 21.45 | 0 | 1 | 0.16695 | 0 | 0
ep_solar_pv_031 | Aggregated Plant -- operating | solar | TUR | 2025 |  |  |  | operating | FALSE | FALSE | elc_spv_TUR_031 | 31 | pv | 0.0391 | 1336.5 | 21.45 | 0 | 1 | 0.16695 | 0 | 0
ep_solar_pv_032 | Aggregated Plant -- operating | solar | TUR | 2015 |  |  |  | operating | FALSE | FALSE | elc_spv_TUR_032 | 32 | pv | 0.0216 | 1336.5 | 21.45 | 0 | 1 | 0.16724 | 0 | 0
ep_solar_pv_032 | Aggregated Plant -- operating | solar | TUR | 2022 |  |  |  | operating | FALSE | FALSE | elc_spv_TUR_032 | 32 | pv | 0.0013 | 1336.5 | 21.45 | 0 | 1 | 0.16724 | 0 | 0
ep_solar_pv_032 | Aggregated Plant -- operating | solar | TUR | 2023 |  |  |  | operating | FALSE | FALSE | elc_spv_TUR_032 | 32 | pv | 0.017 | 1336.5 | 21.45 | 0 | 1 | 0.16724 | 0 | 0
ep_solar_pv_033 | Aggregated Plant -- operating | solar | TUR | 2015 |  |  |  | operating | FALSE | FALSE | elc_spv_TUR_033 | 33 | pv | 0.1284 | 1257.8551 | 20.1393 | 0 | 1 | 0.19283 | 0 | 0
ep_solar_pv_033 | Aggregated Plant -- operating | solar | TUR | 2016 |  |  |  | operating | FALSE | FALSE | elc_spv_TUR_033 | 33 | pv | 0.01 | 1336.5 | 21.45 | 0 | 1 | 0.19283 | 0 | 0
ep_solar_pv_033 | Aggregated Plant -- operating | solar | TUR | 2017 |  |  |  | operating | FALSE | FALSE | elc_spv_TUR_033 | 33 | pv | 0.3331 | 1336.5 | 21.45 | 0 | 1 | 0.19283 | 0 | 0
ep_solar_pv_033 | Aggregated Plant -- operating | solar | TUR | 2018 |  |  |  | operating | FALSE | FALSE | elc_spv_TUR_033 | 33 | pv | 0.1398 | 1336.5 | 21.45 | 0 | 1 | 0.19283 | 0 | 0
ep_solar_pv_033 | Aggregated Plant -- operating | solar | TUR | 2019 |  |  |  | operating | FALSE | FALSE | elc_spv_TUR_033 | 33 | pv | 0.0538 | 1336.5 | 21.45 | 0 | 1 | 0.19283 | 0 | 0
ep_solar_pv_033 | Aggregated Plant -- operating | solar | TUR | 2020 |  |  |  | operating | FALSE | FALSE | elc_spv_TUR_033 | 33 | pv | 0.0081 | 1336.5 | 21.45 | 0 | 1 | 0.19283 | 0 | 0
ep_solar_pv_033 | Aggregated Plant -- operating | solar | TUR | 2021 |  |  |  | operating | FALSE | FALSE | elc_spv_TUR_033 | 33 | pv | 0.0259 | 1336.5 | 21.45 | 0 | 1 | 0.19283 | 0 | 0
ep_solar_pv_033 | Aggregated Plant -- operating | solar | TUR | 2022 |  |  |  | operating | FALSE | FALSE | elc_spv_TUR_033 | 33 | pv | 0.025 | 1336.5 | 21.45 | 0 | 1 | 0.19283 | 0 | 0
ep_solar_pv_033 | Aggregated Plant -- operating | solar | TUR | 2023 |  |  |  | operating | FALSE | FALSE | elc_spv_TUR_033 | 33 | pv | 0.1926 | 1336.5 | 21.45 | 0 | 1 | 0.19283 | 0 | 0
ep_solar_pv_033 | Aggregated Plant -- operating | solar | TUR | 2024 |  |  |  | operating | FALSE | FALSE | elc_spv_TUR_033 | 33 | pv | 0.1549 | 1336.5 | 21.45 | 0 | 1 | 0.19283 | 0 | 0
ep_solar_pv_033 | Aggregated Plant -- operating | solar | TUR | 2025 |  |  |  | operating | FALSE | FALSE | elc_spv_TUR_033 | 33 | pv | 0.0011 | 1336.5 | 21.45 | 0 | 1 | 0.19283 | 0 | 0
ep_solar_pv_034 | Aggregated Plant -- operating | solar | TUR | 2015 |  |  |  | operating | FALSE | FALSE | elc_spv_TUR_034 | 34 | pv | 0.0065 | 1336.5 | 21.45 | 0 | 1 | 0.19343 | 0 | 0
ep_solar_pv_034 | Aggregated Plant -- operating | solar | TUR | 2017 |  |  |  | operating | FALSE | FALSE | elc_spv_TUR_034 | 34 | pv | 0.1992 | 1336.5 | 21.45 | 0 | 1 | 0.19343 | 0 | 0
ep_solar_pv_034 | Aggregated Plant -- operating | solar | TUR | 2018 |  |  |  | operating | FALSE | FALSE | elc_spv_TUR_034 | 34 | pv | 0.0423 | 1336.5 | 21.45 | 0 | 1 | 0.19343 | 0 | 0
ep_solar_pv_034 | Aggregated Plant -- operating | solar | TUR | 2019 |  |  |  | operating | FALSE | FALSE | elc_spv_TUR_034 | 34 | pv | 0.0446 | 1336.5 | 21.45 | 0 | 1 | 0.19343 | 0 | 0
ep_solar_pv_034 | Aggregated Plant -- operating | solar | TUR | 2020 |  |  |  | operating | FALSE | FALSE | elc_spv_TUR_034 | 34 | pv | 0.0345 | 1336.5 | 21.45 | 0 | 1 | 0.19343 | 0 | 0
ep_solar_pv_034 | Aggregated Plant -- operating | solar | TUR | 2021 |  |  |  | operating | FALSE | FALSE | elc_spv_TUR_034 | 34 | pv | 0.0062 | 1336.5 | 21.45 | 0 | 1 | 0.19343 | 0 | 0
ep_solar_pv_034 | Aggregated Plant -- operating | solar | TUR | 2022 |  |  |  | operating | FALSE | FALSE | elc_spv_TUR_034 | 34 | pv | 0.0326 | 1336.5 | 21.45 | 0 | 1 | 0.19343 | 0 | 0
ep_solar_pv_034 | Aggregated Plant -- operating | solar | TUR | 2023 |  |  |  | operating | FALSE | FALSE | elc_spv_TUR_034 | 34 | pv | 0.0515 | 1336.5 | 21.45 | 0 | 1 | 0.19343 | 0 | 0
ep_solar_pv_034 | Aggregated Plant -- operating | solar | TUR | 2024 |  |  |  | operating | FALSE | FALSE | elc_spv_TUR_034 | 34 | pv | 0.0073 | 1336.5 | 21.45 | 0 | 1 | 0.19343 | 0 | 0
ep_solar_pv_034 | Aggregated Plant -- operating | solar | TUR | 2025 |  |  |  | operating | FALSE | FALSE | elc_spv_TUR_034 | 34 | pv | 0.0038 | 1336.5 | 21.45 | 0 | 1 | 0.19343 | 0 | 0
ep_solar_pv_G100000835306 | Karapınar Yeka solar farm_1 -- operating | solar | TUR | 2021 |  | Konya |  | operating | FALSE | FALSE | elc_spv_TUR_012 | 12 | pv | 0.271 | 1138.5 | 18.15 | 0 | 1 | 0.19903 | 0 | 0
ep_solar_pv_G100001020120 | Karapınar Yeka solar farm_2 -- operating | solar | TUR | 2023 |  | Konya |  | operating | FALSE | FALSE | elc_spv_TUR_012 | 12 | pv | 1.079 | 990 | 16.5 | 0 | 1 | 0.19903 | 0 | 0
ep_solar_pv_G100001057854 | G24 Karapinar solar farm_-- -- construction | solar | TUR | 2028 |  | Konya |  | construction | FALSE | FALSE | elc_spv_TUR_012 | 12 | pv | 0.385 | 990 | 16.5 | 0 | 1 | 0.19903 | 0 | 0
ep_solar_thermal_018 | Aggregated Plant -- operating | solar | TUR | 2021 |  |  |  | operating | FALSE | FALSE | elc_spv_TUR_018 | 18 | thermal | 0.0014 | 8167.5 | 92.95 | 2.52 | 1 | 0.18717 | 0 | 0
ep_windon_001__irena | Aggregated Plant -- operating | windon | TUR | 2024 |  |  |  | operating | FALSE | FALSE | elc_won_TUR_001 | 1 |  | 0.0019661 |  |  |  | 0.33123 | 0.17533 | 0 | 0
ep_windon_002__irena | Aggregated Plant -- operating | windon | TUR | 2023 |  |  |  | operating | FALSE | FALSE | elc_won_TUR_002 | 2 |  | 0.016144 |  |  |  | 0.33123 | 0.17533 | 0 | 0
ep_windon_002__irena | Aggregated Plant -- operating | windon | TUR | 2024 |  |  |  | operating | FALSE | FALSE | elc_won_TUR_002 | 2 |  | 0.051634 |  |  |  | 0.33123 | 0.17533 | 0 | 0
ep_windon_003__irena | Aggregated Plant -- operating | windon | TUR | 2023 |  |  |  | operating | FALSE | FALSE | elc_won_TUR_003 | 3 |  | 0.022494 |  |  |  | 0.33123 | 0.17533 | 0 | 0
ep_windon_003__irena | Aggregated Plant -- operating | windon | TUR | 2024 |  |  |  | operating | FALSE | FALSE | elc_won_TUR_003 | 3 |  | 0.071946 |  |  |  | 0.33123 | 0.17533 | 0 | 0
ep_windon_004__irena | Aggregated Plant -- operating | windon | TUR | 2023 |  |  |  | operating | FALSE | FALSE | elc_won_TUR_004 | 4 |  | 0.0032462 |  |  |  | 0.33123 | 0.17533 | 0 | 0
ep_windon_004__irena | Aggregated Plant -- operating | windon | TUR | 2024 |  |  |  | operating | FALSE | FALSE | elc_won_TUR_004 | 4 |  | 0.010383 |  |  |  | 0.33123 | 0.17533 | 0 | 0
ep_windon_005__irena | Aggregated Plant -- operating | windon | TUR | 2023 |  |  |  | operating | FALSE | FALSE | elc_won_TUR_005 | 5 |  | 0.0010726 |  |  |  | 0.33123 | 0.17533 | 0 | 0
ep_windon_005__irena | Aggregated Plant -- operating | windon | TUR | 2024 |  |  |  | operating | FALSE | FALSE | elc_won_TUR_005 | 5 |  | 0.0034306 |  |  |  | 0.33123 | 0.17533 | 0 | 0
ep_windon_006__irena | Aggregated Plant -- operating | windon | TUR | 2023 |  |  |  | operating | FALSE | FALSE | elc_won_TUR_006 | 6 |  | 0.052384 |  |  |  | 0.33123 | 0.17533 | 0 | 0
ep_windon_006__irena | Aggregated Plant -- operating | windon | TUR | 2024 |  |  |  | operating | FALSE | FALSE | elc_won_TUR_006 | 6 |  | 0.16754 |  |  |  | 0.33123 | 0.17533 | 0 | 0
ep_windon_007__irena | Aggregated Plant -- operating | windon | TUR | 2023 |  |  |  | operating | FALSE | FALSE | elc_won_TUR_007 | 7 |  | 0.011066 |  |  |  | 0.33123 | 0.17533 | 0 | 0
ep_windon_007__irena | Aggregated Plant -- operating | windon | TUR | 2024 |  |  |  | operating | FALSE | FALSE | elc_won_TUR_007 | 7 |  | 0.035393 |  |  |  | 0.33123 | 0.17533 | 0 | 0
ep_windon_009__irena | Aggregated Plant -- operating | windon | TUR | 2023 |  |  |  | operating | FALSE | FALSE | elc_won_TUR_009 | 9 |  | 0.013791 |  |  |  | 0.33123 | 0.17533 | 0 | 0
ep_windon_009__irena | Aggregated Plant -- operating | windon | TUR | 2024 |  |  |  | operating | FALSE | FALSE | elc_won_TUR_009 | 9 |  | 0.044108 |  |  |  | 0.33123 | 0.17533 | 0 | 0
ep_windon_010__irena | Aggregated Plant -- operating | windon | TUR | 2023 |  |  |  | operating | FALSE | FALSE | elc_won_TUR_010 | 10 |  | 0.016737 |  |  |  | 0.33123 | 0.17533 | 0 | 0
ep_windon_010__irena | Aggregated Plant -- operating | windon | TUR | 2024 |  |  |  | operating | FALSE | FALSE | elc_won_TUR_010 | 10 |  | 0.05353 |  |  |  | 0.33123 | 0.17533 | 0 | 0
ep_windon_012__irena | Aggregated Plant -- operating | windon | TUR | 2023 |  |  |  | operating | FALSE | FALSE | elc_won_TUR_012 | 12 |  | 0.062522 |  |  |  | 0.33123 | 0.17533 | 0 | 0
ep_windon_012__irena | Aggregated Plant -- operating | windon | TUR | 2024 |  |  |  | operating | FALSE | FALSE | elc_won_TUR_012 | 12 |  | 0.19576 |  |  |  | 0.33123 | 0.17533 | 0 | 0
ep_windon_013__irena | Aggregated Plant -- operating | windon | TUR | 2023 |  |  |  | operating | FALSE | FALSE | elc_won_TUR_013 | 13 |  | 0.0017 |  |  |  | 0.33123 | 0.17533 | 0 | 0
ep_windon_013__irena | Aggregated Plant -- operating | windon | TUR | 2024 |  |  |  | operating | FALSE | FALSE | elc_won_TUR_013 | 13 |  | 0.0054374 |  |  |  | 0.33123 | 0.17533 | 0 | 0
ep_windon_014__irena | Aggregated Plant -- operating | windon | TUR | 2023 |  |  |  | operating | FALSE | FALSE | elc_won_TUR_014 | 14 |  | 0.0080001 |  |  |  | 0.33123 | 0.17533 | 0 | 0
ep_windon_014__irena | Aggregated Plant -- operating | windon | TUR | 2024 |  |  |  | operating | FALSE | FALSE | elc_won_TUR_014 | 14 |  | 0.025587 |  |  |  | 0.33123 | 0.17533 | 0 | 0
ep_windon_015__irena | Aggregated Plant -- operating | windon | TUR | 2023 |  |  |  | operating | FALSE | FALSE | elc_won_TUR_015 | 15 |  | 0.0041221 |  |  |  | 0.33123 | 0.17533 | 0 | 0
ep_windon_015__irena | Aggregated Plant -- operating | windon | TUR | 2024 |  |  |  | operating | FALSE | FALSE | elc_won_TUR_015 | 15 |  | 0.013184 |  |  |  | 0.33123 | 0.17533 | 0 | 0
ep_windon_017__irena | Aggregated Plant -- operating | windon | TUR | 2023 |  |  |  | operating | FALSE | FALSE | elc_won_TUR_017 | 17 |  | 0.0025546 |  |  |  | 0.33123 | 0.17533 | 0 | 0
ep_windon_017__irena | Aggregated Plant -- operating | windon | TUR | 2024 |  |  |  | operating | FALSE | FALSE | elc_won_TUR_017 | 17 |  | 0.0081706 |  |  |  | 0.33123 | 0.17533 | 0 | 0
ep_windon_020__irena | Aggregated Plant -- operating | windon | TUR | 2023 |  |  |  | operating | FALSE | FALSE | elc_won_TUR_020 | 20 |  | 0.050488 |  |  |  | 0.33123 | 0.17533 | 0 | 0
ep_windon_020__irena | Aggregated Plant -- operating | windon | TUR | 2024 |  |  |  | operating | FALSE | FALSE | elc_won_TUR_020 | 20 |  | 0.16148 |  |  |  | 0.33123 | 0.17533 | 0 | 0
ep_windon_021__irena | Aggregated Plant -- operating | windon | TUR | 2023 |  |  |  | operating | FALSE | FALSE | elc_won_TUR_021 | 21 |  | 0.0010834 |  |  |  | 0.33123 | 0.17533 | 0 | 0
ep_windon_021__irena | Aggregated Plant -- operating | windon | TUR | 2024 |  |  |  | operating | FALSE | FALSE | elc_won_TUR_021 | 21 |  | 0.0034651 |  |  |  | 0.33123 | 0.17533 | 0 | 0
ep_windon_022__irena | Aggregated Plant -- operating | windon | TUR | 2024 |  |  |  | operating | FALSE | FALSE | elc_won_TUR_022 | 22 |  | 0.0022443 |  |  |  | 0.33123 | 0.17533 | 0 | 0
ep_windon_023__irena | Aggregated Plant -- operating | windon | TUR | 2023 |  |  |  | operating | FALSE | FALSE | elc_won_TUR_023 | 23 |  | 0.0056858 |  |  |  | 0.33123 | 0.17533 | 0 | 0
ep_windon_023__irena | Aggregated Plant -- operating | windon | TUR | 2024 |  |  |  | operating | FALSE | FALSE | elc_won_TUR_023 | 23 |  | 0.018186 |  |  |  | 0.33123 | 0.17533 | 0 | 0
ep_windon_024__irena | Aggregated Plant -- operating | windon | TUR | 2023 |  |  |  | operating | FALSE | FALSE | elc_won_TUR_024 | 24 |  | 0.005266 |  |  |  | 0.33123 | 0.17533 | 0 | 0
ep_windon_024__irena | Aggregated Plant -- operating | windon | TUR | 2024 |  |  |  | operating | FALSE | FALSE | elc_won_TUR_024 | 24 |  | 0.016843 |  |  |  | 0.33123 | 0.17533 | 0 | 0
ep_windon_025__irena | Aggregated Plant -- operating | windon | TUR | 2023 |  |  |  | operating | FALSE | FALSE | elc_won_TUR_025 | 25 |  | 0.0083507 |  |  |  | 0.33123 | 0.17533 | 0 | 0
ep_windon_025__irena | Aggregated Plant -- operating | windon | TUR | 2024 |  |  |  | operating | FALSE | FALSE | elc_won_TUR_025 | 25 |  | 0.026709 |  |  |  | 0.33123 | 0.17533 | 0 | 0
ep_windon_wind_001 | Aggregated Plant -- operating | windon | TUR | 2015 |  |  |  | operating | FALSE | FALSE | elc_won_TUR_001 | 1 | wind | 0.024 | 2376 | 57.2 | 0 | 1 | 0.10119 | 0 | 0
ep_windon_wind_002 | Aggregated Plant -- operating | windon | TUR | 2008 |  |  |  | operating | FALSE | FALSE | elc_won_TUR_002 | 2 | wind | 0.022 | 2376 | 57.2 | 0 | 1 | 0.17725 | 0 | 0
ep_windon_wind_002 | Aggregated Plant -- operating | windon | TUR | 2009 |  |  |  | operating | FALSE | FALSE | elc_won_TUR_002 | 2 | wind | 0.032 | 2376 | 57.2 | 0 | 1 | 0.17725 | 0 | 0
ep_windon_wind_002 | Aggregated Plant -- operating | windon | TUR | 2010 |  |  |  | operating | FALSE | FALSE | elc_won_TUR_002 | 2 | wind | 0.024 | 2376 | 57.2 | 0 | 1 | 0.17725 | 0 | 0
ep_windon_wind_002 | Aggregated Plant -- operating | windon | TUR | 2013 |  |  |  | operating | FALSE | FALSE | elc_won_TUR_002 | 2 | wind | 0.02 | 2376 | 57.2 | 0 | 1 | 0.17725 | 0 | 0
ep_windon_wind_002 | Aggregated Plant -- operating | windon | TUR | 2015 |  |  |  | operating | FALSE | FALSE | elc_won_TUR_002 | 2 | wind | 0.021 | 2376 | 57.2 | 0 | 1 | 0.17725 | 0 | 0
ep_windon_wind_002 | Aggregated Plant -- operating | windon | TUR | 2016 |  |  |  | operating | FALSE | FALSE | elc_won_TUR_002 | 2 | wind | 0.14 | 2174.8571 | 52.1714 | 0 | 1 | 0.17725 | 0 | 0
ep_windon_wind_002 | Aggregated Plant -- operating | windon | TUR | 2017 |  |  |  | operating | FALSE | FALSE | elc_won_TUR_002 | 2 | wind | 0.024 | 2376 | 57.2 | 0 | 1 | 0.17725 | 0 | 0
ep_windon_wind_002 | Aggregated Plant -- operating | windon | TUR | 2018 |  |  |  | operating | FALSE | FALSE | elc_won_TUR_002 | 2 | wind | 0.076 | 2376 | 57.2 | 0 | 1 | 0.17725 | 0 | 0
ep_windon_wind_002 | Aggregated Plant -- operating | windon | TUR | 2019 |  |  |  | operating | FALSE | FALSE | elc_won_TUR_002 | 2 | wind | 0.075 | 2024 | 48.4 | 0 | 1 | 0.17725 | 0 | 0
ep_windon_wind_002 | Aggregated Plant -- operating | windon | TUR | 2020 |  |  |  | operating | FALSE | FALSE | elc_won_TUR_002 | 2 | wind | 0.114 | 2376 | 57.2 | 0 | 1 | 0.17725 | 0 | 0
ep_windon_wind_003 | Aggregated Plant -- operating | windon | TUR | 2007 |  |  |  | operating | FALSE | FALSE | elc_won_TUR_003 | 3 | wind | 0.101 | 2062.3366 | 49.3584 | 0 | 1 | 0.15021 | 0 | 0
ep_windon_wind_003 | Aggregated Plant -- operating | windon | TUR | 2008 |  |  |  | operating | FALSE | FALSE | elc_won_TUR_003 | 3 | wind | 0.034 | 2376 | 57.2 | 0 | 1 | 0.15021 | 0 | 0
ep_windon_wind_003 | Aggregated Plant -- operating | windon | TUR | 2009 |  |  |  | operating | FALSE | FALSE | elc_won_TUR_003 | 3 | wind | 0.045 | 2376 | 57.2 | 0 | 1 | 0.15021 | 0 | 0
ep_windon_wind_003 | Aggregated Plant -- operating | windon | TUR | 2010 |  |  |  | operating | FALSE | FALSE | elc_won_TUR_003 | 3 | wind | 0.062 | 2376 | 57.2 | 0 | 1 | 0.15021 | 0 | 0
ep_windon_wind_003 | Aggregated Plant -- operating | windon | TUR | 2011 |  |  |  | operating | FALSE | FALSE | elc_won_TUR_003 | 3 | wind | 0.124 | 2376 | 57.2 | 0 | 1 | 0.15021 | 0 | 0
ep_windon_wind_003 | Aggregated Plant -- operating | windon | TUR | 2012 |  |  |  | operating | FALSE | FALSE | elc_won_TUR_003 | 3 | wind | 0.229 | 2067.0393 | 49.476 | 0 | 1 | 0.15021 | 0 | 0
ep_windon_wind_003 | Aggregated Plant -- operating | windon | TUR | 2013 |  |  |  | operating | FALSE | FALSE | elc_won_TUR_003 | 3 | wind | 0.031 | 2376 | 57.2 | 0 | 1 | 0.15021 | 0 | 0
ep_windon_wind_003 | Aggregated Plant -- operating | windon | TUR | 2014 |  |  |  | operating | FALSE | FALSE | elc_won_TUR_003 | 3 | wind | 0.155 | 2110.2968 | 50.5574 | 0 | 1 | 0.15021 | 0 | 0
ep_windon_wind_003 | Aggregated Plant -- operating | windon | TUR | 2015 |  |  |  | operating | FALSE | FALSE | elc_won_TUR_003 | 3 | wind | 0.4132 | 2142.242 | 51.3561 | 0 | 1 | 0.15021 | 0 | 0
ep_windon_wind_003 | Aggregated Plant -- operating | windon | TUR | 2016 |  |  |  | operating | FALSE | FALSE | elc_won_TUR_003 | 3 | wind | 0.144 | 2244 | 53.9 | 0 | 1 | 0.15021 | 0 | 0
ep_windon_wind_003 | Aggregated Plant -- operating | windon | TUR | 2017 |  |  |  | operating | FALSE | FALSE | elc_won_TUR_003 | 3 | wind | 0.113 | 2157.9469 | 51.7487 | 0 | 1 | 0.15021 | 0 | 0
ep_windon_wind_003 | Aggregated Plant -- operating | windon | TUR | 2018 |  |  |  | operating | FALSE | FALSE | elc_won_TUR_003 | 3 | wind | 0.01 | 2376 | 57.2 | 0 | 1 | 0.15021 | 0 | 0
ep_windon_wind_003 | Aggregated Plant -- operating | windon | TUR | 2019 |  |  |  | operating | FALSE | FALSE | elc_won_TUR_003 | 3 | wind | 0.016 | 2376 | 57.2 | 0 | 1 | 0.15021 | 0 | 0
ep_windon_wind_003 | Aggregated Plant -- operating | windon | TUR | 2020 |  |  |  | operating | FALSE | FALSE | elc_won_TUR_003 | 3 | wind | 0.137 | 2170.4526 | 52.0613 | 0 | 1 | 0.15021 | 0 | 0
ep_windon_wind_004 | Aggregated Plant -- operating | windon | TUR | 2012 |  |  |  | operating | FALSE | FALSE | elc_won_TUR_004 | 4 | wind | 0.071 | 2024 | 48.4 | 0 | 1 | 0.084517 | 0 | 0
ep_windon_wind_004 | Aggregated Plant -- operating | windon | TUR | 2014 |  |  |  | operating | FALSE | FALSE | elc_won_TUR_004 | 4 | wind | 0.044 | 2376 | 57.2 | 0 | 1 | 0.12453 | 0 | 0
ep_windon_wind_004 | Aggregated Plant -- operating | windon | TUR | 2015 |  |  |  | operating | FALSE | FALSE | elc_won_TUR_004 | 4 | wind | 0.1657 | 2263.411 | 54.3853 | 0 | 1 | 0.10594 | 0 | 0
ep_windon_wind_004 | Aggregated Plant -- operating | windon | TUR | 2016 |  |  |  | operating | FALSE | FALSE | elc_won_TUR_004 | 4 | wind | 0.139 | 2208.8633 | 53.0216 | 0 | 1 | 0.088835 | 0 | 0
ep_windon_wind_004 | Aggregated Plant -- operating | windon | TUR | 2017 |  |  |  | operating | FALSE | FALSE | elc_won_TUR_004 | 4 | wind | 0.066 | 2376 | 57.2 | 0 | 1 | 0.11483 | 0 | 0
ep_windon_wind_004 | Aggregated Plant -- operating | windon | TUR | 2019 |  |  |  | operating | FALSE | FALSE | elc_won_TUR_004 | 4 | wind | 0.01 | 2376 | 57.2 | 0 | 1 | 0.084517 | 0 | 0
ep_windon_wind_006 | Aggregated Plant -- operating | windon | TUR | 2006 |  |  |  | operating | FALSE | FALSE | elc_won_TUR_006 | 6 | wind | 0.013 | 2376 | 57.2 | 0 | 1 | 0.29009 | 0 | 0
ep_windon_wind_006 | Aggregated Plant -- operating | windon | TUR | 2007 |  |  |  | operating | FALSE | FALSE | elc_won_TUR_006 | 6 | wind | 0.026 | 2376 | 57.2 | 0 | 1 | 0.29009 | 0 | 0
ep_windon_wind_006 | Aggregated Plant -- operating | windon | TUR | 2008 |  |  |  | operating | FALSE | FALSE | elc_won_TUR_006 | 6 | wind | 0.042 | 2376 | 57.2 | 0 | 1 | 0.29009 | 0 | 0
ep_windon_wind_006 | Aggregated Plant -- operating | windon | TUR | 2009 |  |  |  | operating | FALSE | FALSE | elc_won_TUR_006 | 6 | wind | 0.03 | 2376 | 57.2 | 0 | 1 | 0.29009 | 0 | 0
ep_windon_wind_006 | Aggregated Plant -- operating | windon | TUR | 2010 |  |  |  | operating | FALSE | FALSE | elc_won_TUR_006 | 6 | wind | 0.105 | 2074.2857 | 49.6571 | 0 | 1 | 0.29009 | 0 | 0
ep_windon_wind_006 | Aggregated Plant -- operating | windon | TUR | 2011 |  |  |  | operating | FALSE | FALSE | elc_won_TUR_006 | 6 | wind | 0.075 | 2376 | 57.2 | 0 | 1 | 0.29009 | 0 | 0
ep_windon_wind_006 | Aggregated Plant -- operating | windon | TUR | 2012 |  |  |  | operating | FALSE | FALSE | elc_won_TUR_006 | 6 | wind | 0.107 | 2376 | 57.2 | 0 | 1 | 0.29009 | 0 | 0
ep_windon_wind_006 | Aggregated Plant -- operating | windon | TUR | 2013 |  |  |  | operating | FALSE | FALSE | elc_won_TUR_006 | 6 | wind | 0.17 | 2127.5294 | 50.9882 | 0 | 1 | 0.29009 | 0 | 0
ep_windon_wind_006 | Aggregated Plant -- operating | windon | TUR | 2014 |  |  |  | operating | FALSE | FALSE | elc_won_TUR_006 | 6 | wind | 0.1056 | 2376 | 57.2 | 0 | 1 | 0.29009 | 0 | 0
ep_windon_wind_006 | Aggregated Plant -- operating | windon | TUR | 2015 |  |  |  | operating | FALSE | FALSE | elc_won_TUR_006 | 6 | wind | 0.4718 | 2245.0632 | 53.9266 | 0 | 1 | 0.29009 | 0 | 0
ep_windon_wind_006 | Aggregated Plant -- operating | windon | TUR | 2016 |  |  |  | operating | FALSE | FALSE | elc_won_TUR_006 | 6 | wind | 0.2666 | 2308.6632 | 55.5166 | 0 | 1 | 0.29009 | 0 | 0
ep_windon_wind_006 | Aggregated Plant -- operating | windon | TUR | 2017 |  |  |  | operating | FALSE | FALSE | elc_won_TUR_006 | 6 | wind | 0.089 | 2376 | 57.2 | 0 | 1 | 0.29009 | 0 | 0
ep_windon_wind_006 | Aggregated Plant -- operating | windon | TUR | 2018 |  |  |  | operating | FALSE | FALSE | elc_won_TUR_006 | 6 | wind | 0.054 | 2376 | 57.2 | 0 | 1 | 0.29009 | 0 | 0
ep_windon_wind_006 | Aggregated Plant -- operating | windon | TUR | 2019 |  |  |  | operating | FALSE | FALSE | elc_won_TUR_006 | 6 | wind | 0.151 | 2133.5629 | 51.1391 | 0 | 1 | 0.29009 | 0 | 0
ep_windon_wind_006 | Aggregated Plant -- operating | windon | TUR | 2020 |  |  |  | operating | FALSE | FALSE | elc_won_TUR_006 | 6 | wind | 0.1998 | 2266.7708 | 54.4693 | 0 | 1 | 0.29009 | 0 | 0
ep_windon_wind_006 | Aggregated Plant -- operating | windon | TUR | 2021 |  |  |  | operating | FALSE | FALSE | elc_won_TUR_006 | 6 | wind | 0.012 | 2376 | 57.2 | 0 | 1 | 0.29009 | 0 | 0
ep_windon_wind_006 | Aggregated Plant -- operating | windon | TUR | 2022 |  |  |  | operating | FALSE | FALSE | elc_won_TUR_006 | 6 | wind | 0.0252 | 2376 | 57.2 | 0 | 1 | 0.29009 | 0 | 0
ep_windon_wind_006 | Aggregated Plant -- operating | windon | TUR | 2023 |  |  |  | operating | FALSE | FALSE | elc_won_TUR_006 | 6 | wind | 0.0252 | 2376 | 57.2 | 0 | 1 | 0.29009 | 0 | 0
ep_windon_wind_007 | Aggregated Plant -- operating | windon | TUR | 2011 |  |  |  | operating | FALSE | FALSE | elc_won_TUR_007 | 7 | wind | 0.04 | 2376 | 57.2 | 0 | 1 | 0.10407 | 0 | 0
ep_windon_wind_007 | Aggregated Plant -- operating | windon | TUR | 2013 |  |  |  | operating | FALSE | FALSE | elc_won_TUR_007 | 7 | wind | 0.1046 | 2024 | 48.4 | 0 | 1 | 0.10407 | 0 | 0
ep_windon_wind_007 | Aggregated Plant -- operating | windon | TUR | 2014 |  |  |  | operating | FALSE | FALSE | elc_won_TUR_007 | 7 | wind | 0.067 | 2092.2985 | 50.1075 | 0 | 1 | 0.10407 | 0 | 0
ep_windon_wind_007 | Aggregated Plant -- operating | windon | TUR | 2015 |  |  |  | operating | FALSE | FALSE | elc_won_TUR_007 | 7 | wind | 0.1921 | 2106.6403 | 50.466 | 0 | 1 | 0.10407 | 0 | 0
ep_windon_wind_007 | Aggregated Plant -- operating | windon | TUR | 2016 |  |  |  | operating | FALSE | FALSE | elc_won_TUR_007 | 7 | wind | 0.0886 | 2133.6524 | 51.1413 | 0 | 1 | 0.10407 | 0 | 0
ep_windon_wind_007 | Aggregated Plant -- operating | windon | TUR | 2017 |  |  |  | operating | FALSE | FALSE | elc_won_TUR_007 | 7 | wind | 0.016 | 2376 | 57.2 | 0 | 1 | 0.10407 | 0 | 0
ep_windon_wind_007 | Aggregated Plant -- operating | windon | TUR | 2018 |  |  |  | operating | FALSE | FALSE | elc_won_TUR_007 | 7 | wind | 0.039 | 2376 | 57.2 | 0 | 1 | 0.10407 | 0 | 0
ep_windon_wind_007 | Aggregated Plant -- operating | windon | TUR | 2019 |  |  |  | operating | FALSE | FALSE | elc_won_TUR_007 | 7 | wind | 0.048 | 2376 | 57.2 | 0 | 1 | 0.10407 | 0 | 0
ep_windon_wind_007 | Aggregated Plant -- operating | windon | TUR | 2020 |  |  |  | operating | FALSE | FALSE | elc_won_TUR_007 | 7 | wind | 0.058 | 2060.4138 | 49.3103 | 0 | 1 | 0.10407 | 0 | 0
ep_windon_wind_007 | Aggregated Plant -- operating | windon | TUR | 2021 |  |  |  | operating | FALSE | FALSE | elc_won_TUR_007 | 7 | wind | 0.1405 | 2024 | 48.4 | 0 | 1 | 0.10407 | 0 | 0
ep_windon_wind_007 | Aggregated Plant -- operating | windon | TUR | 2023 |  |  |  | operating | FALSE | FALSE | elc_won_TUR_007 | 7 | wind | 0.066 | 2024 | 48.4 | 0 | 1 | 0.10407 | 0 | 0
ep_windon_wind_007 | Aggregated Plant -- operating | windon | TUR | 2024 |  |  |  | operating | FALSE | FALSE | elc_won_TUR_007 | 7 | wind | 0.05 | 2376 | 57.2 | 0 | 1 | 0.10407 | 0 | 0
ep_windon_wind_009 | Aggregated Plant -- operating | windon | TUR | 2011 |  |  |  | operating | FALSE | FALSE | elc_won_TUR_009 | 9 | wind | 0.134 | 2129.0746 | 51.0269 | 0 | 1 | 0.12665 | 0 | 0
ep_windon_wind_009 | Aggregated Plant -- operating | windon | TUR | 2012 |  |  |  | operating | FALSE | FALSE | elc_won_TUR_009 | 9 | wind | 0.04 | 2376 | 57.2 | 0 | 1 | 0.12665 | 0 | 0
ep_windon_wind_009 | Aggregated Plant -- operating | windon | TUR | 2013 |  |  |  | operating | FALSE | FALSE | elc_won_TUR_009 | 9 | wind | 0.105 | 2074.2857 | 49.6571 | 0 | 1 | 0.12665 | 0 | 0
ep_windon_wind_009 | Aggregated Plant -- operating | windon | TUR | 2014 |  |  |  | operating | FALSE | FALSE | elc_won_TUR_009 | 9 | wind | 0.063 | 2376 | 57.2 | 0 | 1 | 0.12665 | 0 | 0
ep_windon_wind_009 | Aggregated Plant -- operating | windon | TUR | 2015 |  |  |  | operating | FALSE | FALSE | elc_won_TUR_009 | 9 | wind | 0.0883 | 2049.1144 | 49.0279 | 0 | 1 | 0.12665 | 0 | 0
ep_windon_wind_009 | Aggregated Plant -- operating | windon | TUR | 2016 |  |  |  | operating | FALSE | FALSE | elc_won_TUR_009 | 9 | wind | 0.076 | 2376 | 57.2 | 0 | 1 | 0.12665 | 0 | 0
ep_windon_wind_009 | Aggregated Plant -- operating | windon | TUR | 2017 |  |  |  | operating | FALSE | FALSE | elc_won_TUR_009 | 9 | wind | 0.096 | 2178 | 52.25 | 0 | 1 | 0.12665 | 0 | 0
ep_windon_wind_009 | Aggregated Plant -- operating | windon | TUR | 2018 |  |  |  | operating | FALSE | FALSE | elc_won_TUR_009 | 9 | wind | 0.011 | 2376 | 57.2 | 0 | 1 | 0.12665 | 0 | 0
ep_windon_wind_009 | Aggregated Plant -- operating | windon | TUR | 2019 |  |  |  | operating | FALSE | FALSE | elc_won_TUR_009 | 9 | wind | 0.014 | 2376 | 57.2 | 0 | 1 | 0.12665 | 0 | 0
ep_windon_wind_009 | Aggregated Plant -- operating | windon | TUR | 2020 |  |  |  | operating | FALSE | FALSE | elc_won_TUR_009 | 9 | wind | 0.054 | 2376 | 57.2 | 0 | 1 | 0.12665 | 0 | 0
ep_windon_wind_009 | Aggregated Plant -- operating | windon | TUR | 2021 |  |  |  | operating | FALSE | FALSE | elc_won_TUR_009 | 9 | wind | 0.035 | 2376 | 57.2 | 0 | 1 | 0.12665 | 0 | 0
ep_windon_wind_009 | Aggregated Plant -- operating | windon | TUR | 2025 |  |  |  | operating | FALSE | FALSE | elc_won_TUR_009 | 9 | wind | 0.02 | 2376 | 57.2 | 0 | 1 | 0.12665 | 0 | 0
ep_windon_wind_010 | Aggregated Plant -- operating | windon | TUR | 2010 |  |  |  | operating | FALSE | FALSE | elc_won_TUR_010 | 10 | wind | 0.042 | 2376 | 57.2 | 0 | 1 | 0.13014 | 0 | 0
ep_windon_wind_010 | Aggregated Plant -- operating | windon | TUR | 2011 |  |  |  | operating | FALSE | FALSE | elc_won_TUR_010 | 10 | wind | 0.039 | 2376 | 57.2 | 0 | 1 | 0.13014 | 0 | 0
ep_windon_wind_010 | Aggregated Plant -- operating | windon | TUR | 2015 |  |  |  | operating | FALSE | FALSE | elc_won_TUR_010 | 10 | wind | 0.1053 | 2192.1443 | 52.6036 | 0 | 1 | 0.13014 | 0 | 0
ep_windon_wind_010 | Aggregated Plant -- operating | windon | TUR | 2016 |  |  |  | operating | FALSE | FALSE | elc_won_TUR_010 | 10 | wind | 0.03 | 2376 | 57.2 | 0 | 1 | 0.13014 | 0 | 0
ep_windon_wind_010 | Aggregated Plant -- operating | windon | TUR | 2017 |  |  |  | operating | FALSE | FALSE | elc_won_TUR_010 | 10 | wind | 0.031 | 2376 | 57.2 | 0 | 1 | 0.13014 | 0 | 0
ep_windon_wind_010 | Aggregated Plant -- operating | windon | TUR | 2018 |  |  |  | operating | FALSE | FALSE | elc_won_TUR_010 | 10 | wind | 0.156 | 2055.5897 | 49.1897 | 0 | 1 | 0.13014 | 0 | 0
ep_windon_wind_010 | Aggregated Plant -- operating | windon | TUR | 2020 |  |  |  | operating | FALSE | FALSE | elc_won_TUR_010 | 10 | wind | 0.177 | 2376 | 57.2 | 0 | 1 | 0.13014 | 0 | 0
ep_windon_wind_010 | Aggregated Plant -- operating | windon | TUR | 2021 |  |  |  | operating | FALSE | FALSE | elc_won_TUR_010 | 10 | wind | 0.014 | 2376 | 57.2 | 0 | 1 | 0.13014 | 0 | 0
ep_windon_wind_010 | Aggregated Plant -- operating | windon | TUR | 2025 |  |  |  | operating | FALSE | FALSE | elc_won_TUR_010 | 10 | wind | 0.0369 | 2376 | 57.2 | 0 | 1 | 0.13014 | 0 | 0
ep_windon_wind_011 | Aggregated Plant -- operating | windon | TUR | 2018 |  |  |  | operating | FALSE | FALSE | elc_won_TUR_011 | 11 | wind | 0.024 | 2376 | 57.2 | 0 | 1 | 0.084523 | 0 | 0
ep_windon_wind_012 | Aggregated Plant -- operating | windon | TUR | 2006 |  |  |  | operating | FALSE | FALSE | elc_won_TUR_012 | 12 | wind | 0.03 | 2376 | 57.2 | 0 | 1 | 0.22991 | 0 | 0
ep_windon_wind_012 | Aggregated Plant -- operating | windon | TUR | 2008 |  |  |  | operating | FALSE | FALSE | elc_won_TUR_012 | 12 | wind | 0.109 | 2182.2385 | 52.356 | 0 | 1 | 0.22991 | 0 | 0
ep_windon_wind_012 | Aggregated Plant -- operating | windon | TUR | 2009 |  |  |  | operating | FALSE | FALSE | elc_won_TUR_012 | 12 | wind | 0.165 | 2184 | 52.4 | 0 | 1 | 0.22991 | 0 | 0
ep_windon_wind_012 | Aggregated Plant -- operating | windon | TUR | 2010 |  |  |  | operating | FALSE | FALSE | elc_won_TUR_012 | 12 | wind | 0.021 | 2376 | 57.2 | 0 | 1 | 0.22991 | 0 | 0
ep_windon_wind_012 | Aggregated Plant -- operating | windon | TUR | 2011 |  |  |  | operating | FALSE | FALSE | elc_won_TUR_012 | 12 | wind | 0.115 | 2091.3391 | 50.0835 | 0 | 1 | 0.22991 | 0 | 0
ep_windon_wind_012 | Aggregated Plant -- operating | windon | TUR | 2012 |  |  |  | operating | FALSE | FALSE | elc_won_TUR_012 | 12 | wind | 0.012 | 2376 | 57.2 | 0 | 1 | 0.22991 | 0 | 0
ep_windon_wind_012 | Aggregated Plant -- operating | windon | TUR | 2013 |  |  |  | operating | FALSE | FALSE | elc_won_TUR_012 | 12 | wind | 0.066 | 2376 | 57.2 | 0 | 1 | 0.22991 | 0 | 0
ep_windon_wind_012 | Aggregated Plant -- operating | windon | TUR | 2014 |  |  |  | operating | FALSE | FALSE | elc_won_TUR_012 | 12 | wind | 0.2156 | 2293.3878 | 55.1347 | 0 | 1 | 0.22991 | 0 | 0
ep_windon_wind_012 | Aggregated Plant -- operating | windon | TUR | 2015 |  |  |  | operating | FALSE | FALSE | elc_won_TUR_012 | 12 | wind | 0.9119 | 2108.883 | 50.5221 | 0 | 1 | 0.22991 | 0 | 0
ep_windon_wind_012 | Aggregated Plant -- operating | windon | TUR | 2016 |  |  |  | operating | FALSE | FALSE | elc_won_TUR_012 | 12 | wind | 0.174 | 2376 | 57.2 | 0 | 1 | 0.22991 | 0 | 0
ep_windon_wind_012 | Aggregated Plant -- operating | windon | TUR | 2017 |  |  |  | operating | FALSE | FALSE | elc_won_TUR_012 | 12 | wind | 0.108 | 2177.1852 | 52.2296 | 0 | 1 | 0.22991 | 0 | 0
ep_windon_wind_012 | Aggregated Plant -- operating | windon | TUR | 2018 |  |  |  | operating | FALSE | FALSE | elc_won_TUR_012 | 12 | wind | 0.022 | 2376 | 57.2 | 0 | 1 | 0.22991 | 0 | 0
ep_windon_wind_012 | Aggregated Plant -- operating | windon | TUR | 2019 |  |  |  | operating | FALSE | FALSE | elc_won_TUR_012 | 12 | wind | 0.033 | 2376 | 57.2 | 0 | 1 | 0.22991 | 0 | 0
ep_windon_wind_012 | Aggregated Plant -- operating | windon | TUR | 2020 |  |  |  | operating | FALSE | FALSE | elc_won_TUR_012 | 12 | wind | 0.1278 | 2037.2207 | 48.7305 | 0 | 1 | 0.22991 | 0 | 0
ep_windon_wind_012 | Aggregated Plant -- operating | windon | TUR | 2021 |  |  |  | operating | FALSE | FALSE | elc_won_TUR_012 | 12 | wind | 0.1454 | 2224.9354 | 53.4234 | 0 | 1 | 0.22991 | 0 | 0
ep_windon_wind_012 | Aggregated Plant -- operating | windon | TUR | 2024 |  |  |  | operating | FALSE | FALSE | elc_won_TUR_012 | 12 | wind | 0.013 | 2376 | 57.2 | 0 | 1 | 0.22991 | 0 | 0
ep_windon_wind_013 | Aggregated Plant -- operating | windon | TUR | 2015 |  |  |  | operating | FALSE | FALSE | elc_won_TUR_013 | 13 | wind | 0.05 | 2376 | 57.2 | 0 | 1 | 0.11247 | 0 | 0
ep_windon_wind_013 | Aggregated Plant -- operating | windon | TUR | 2021 |  |  |  | operating | FALSE | FALSE | elc_won_TUR_013 | 13 | wind | 0.0384 | 2376 | 57.2 | 0 | 1 | 0.11247 | 0 | 0
ep_windon_wind_014 | Aggregated Plant -- operating | windon | TUR | 2009 |  |  |  | operating | FALSE | FALSE | elc_won_TUR_014 | 14 | wind | 0.135 | 2024 | 48.4 | 0 | 1 | 0.17312 | 0 | 0
ep_windon_wind_014 | Aggregated Plant -- operating | windon | TUR | 2014 |  |  |  | operating | FALSE | FALSE | elc_won_TUR_014 | 14 | wind | 0.05 | 2376 | 57.2 | 0 | 1 | 0.17312 | 0 | 0
ep_windon_wind_014 | Aggregated Plant -- operating | windon | TUR | 2015 |  |  |  | operating | FALSE | FALSE | elc_won_TUR_014 | 14 | wind | 0.135 | 2024 | 48.4 | 0 | 1 | 0.17312 | 0 | 0
ep_windon_wind_014 | Aggregated Plant -- operating | windon | TUR | 2016 |  |  |  | operating | FALSE | FALSE | elc_won_TUR_014 | 14 | wind | 0.16 | 2074.6 | 49.665 | 0 | 1 | 0.17312 | 0 | 0
ep_windon_wind_014 | Aggregated Plant -- operating | windon | TUR | 2017 |  |  |  | operating | FALSE | FALSE | elc_won_TUR_014 | 14 | wind | 0.066 | 2024 | 48.4 | 0 | 1 | 0.17312 | 0 | 0
ep_windon_wind_015 | Aggregated Plant -- operating | windon | TUR | 2008 |  |  |  | operating | FALSE | FALSE | elc_won_TUR_015 | 15 | wind | 0.028 | 2376 | 57.2 | 0 | 1 | 0.10923 | 0 | 0
ep_windon_wind_015 | Aggregated Plant -- operating | windon | TUR | 2009 |  |  |  | operating | FALSE | FALSE | elc_won_TUR_015 | 15 | wind | 0.03 | 2376 | 57.2 | 0 | 1 | 0.10923 | 0 | 0
ep_windon_wind_015 | Aggregated Plant -- operating | windon | TUR | 2010 |  |  |  | operating | FALSE | FALSE | elc_won_TUR_015 | 15 | wind | 0.05 | 2376 | 57.2 | 0 | 1 | 0.10923 | 0 | 0
ep_windon_wind_015 | Aggregated Plant -- operating | windon | TUR | 2011 |  |  |  | operating | FALSE | FALSE | elc_won_TUR_015 | 15 | wind | 0.022 | 2376 | 57.2 | 0 | 1 | 0.10923 | 0 | 0
ep_windon_wind_015 | Aggregated Plant -- operating | windon | TUR | 2012 |  |  |  | operating | FALSE | FALSE | elc_won_TUR_015 | 15 | wind | 0.039 | 2376 | 57.2 | 0 | 1 | 0.10923 | 0 | 0
ep_windon_wind_015 | Aggregated Plant -- operating | windon | TUR | 2013 |  |  |  | operating | FALSE | FALSE | elc_won_TUR_015 | 15 | wind | 0.029 | 2376 | 57.2 | 0 | 1 | 0.10923 | 0 | 0
ep_windon_wind_015 | Aggregated Plant -- operating | windon | TUR | 2014 |  |  |  | operating | FALSE | FALSE | elc_won_TUR_015 | 15 | wind | 0.049 | 2376 | 57.2 | 0 | 1 | 0.10923 | 0 | 0
ep_windon_wind_015 | Aggregated Plant -- operating | windon | TUR | 2015 |  |  |  | operating | FALSE | FALSE | elc_won_TUR_015 | 15 | wind | 0.1065 | 2187.6056 | 52.4901 | 0 | 1 | 0.10923 | 0 | 0
ep_windon_wind_015 | Aggregated Plant -- operating | windon | TUR | 2020 |  |  |  | operating | FALSE | FALSE | elc_won_TUR_015 | 15 | wind | 0.029 | 2376 | 57.2 | 0 | 1 | 0.10923 | 0 | 0
ep_windon_wind_015 | Aggregated Plant -- operating | windon | TUR | 2023 |  |  |  | operating | FALSE | FALSE | elc_won_TUR_015 | 15 | wind | 0.032 | 2376 | 57.2 | 0 | 1 | 0.10923 | 0 | 0
ep_windon_wind_016 | Aggregated Plant -- operating | windon | TUR | 2014 |  |  |  | operating | FALSE | FALSE | elc_won_TUR_016 | 16 | wind | 0.036 | 2376 | 57.2 | 0 | 1 | 0.082765 | 0 | 0
ep_windon_wind_016 | Aggregated Plant -- operating | windon | TUR | 2015 |  |  |  | operating | FALSE | FALSE | elc_won_TUR_016 | 16 | wind | 0.0897 | 2376 | 57.2 | 0 | 1 | 0.082765 | 0 | 0
ep_windon_wind_017 | Aggregated Plant -- operating | windon | TUR | 2013 |  |  |  | operating | FALSE | FALSE | elc_won_TUR_017 | 17 | wind | 0.028 | 2376 | 57.2 | 0 | 1 | 0.19958 | 0 | 0
ep_windon_wind_017 | Aggregated Plant -- operating | windon | TUR | 2018 |  |  |  | operating | FALSE | FALSE | elc_won_TUR_017 | 17 | wind | 0.058 | 2024 | 48.4 | 0 | 1 | 0.19958 | 0 | 0
ep_windon_wind_017 | Aggregated Plant -- operating | windon | TUR | 2020 |  |  |  | operating | FALSE | FALSE | elc_won_TUR_017 | 17 | wind | 0.035 | 2376 | 57.2 | 0 | 1 | 0.19958 | 0 | 0
ep_windon_wind_018 | Aggregated Plant -- operating | windon | TUR | 2019 |  |  |  | operating | FALSE | FALSE | elc_won_TUR_018 | 18 | wind | 0.012 | 2376 | 57.2 | 0 | 1 | 0.10135 | 0 | 0
ep_windon_wind_020 | Aggregated Plant -- operating | windon | TUR | 2000 |  |  |  | operating | FALSE | FALSE | elc_won_TUR_020 | 20 | wind | 0.01 | 2376 | 57.2 | 0 | 1 | 0.25617 | 0 | 0
ep_windon_wind_020 | Aggregated Plant -- operating | windon | TUR | 2007 |  |  |  | operating | FALSE | FALSE | elc_won_TUR_020 | 20 | wind | 0.0379 | 2376 | 57.2 | 0 | 1 | 0.25617 | 0 | 0
ep_windon_wind_020 | Aggregated Plant -- operating | windon | TUR | 2009 |  |  |  | operating | FALSE | FALSE | elc_won_TUR_020 | 20 | wind | 0.0638 | 2376 | 57.2 | 0 | 1 | 0.25617 | 0 | 0
ep_windon_wind_020 | Aggregated Plant -- operating | windon | TUR | 2010 |  |  |  | operating | FALSE | FALSE | elc_won_TUR_020 | 20 | wind | 0.055 | 2376 | 57.2 | 0 | 1 | 0.25617 | 0 | 0
ep_windon_wind_020 | Aggregated Plant -- operating | windon | TUR | 2011 |  |  |  | operating | FALSE | FALSE | elc_won_TUR_020 | 20 | wind | 0.016 | 2376 | 57.2 | 0 | 1 | 0.25617 | 0 | 0
ep_windon_wind_020 | Aggregated Plant -- operating | windon | TUR | 2014 |  |  |  | operating | FALSE | FALSE | elc_won_TUR_020 | 20 | wind | 0.038 | 2376 | 57.2 | 0 | 1 | 0.25617 | 0 | 0
ep_windon_wind_020 | Aggregated Plant -- operating | windon | TUR | 2015 |  |  |  | operating | FALSE | FALSE | elc_won_TUR_020 | 20 | wind | 0.4002 | 2093.8371 | 50.1459 | 0 | 1 | 0.25617 | 0 | 0
ep_windon_wind_020 | Aggregated Plant -- operating | windon | TUR | 2016 |  |  |  | operating | FALSE | FALSE | elc_won_TUR_020 | 20 | wind | 0.08 | 2094.4 | 50.16 | 0 | 1 | 0.25617 | 0 | 0
ep_windon_wind_020 | Aggregated Plant -- operating | windon | TUR | 2018 |  |  |  | operating | FALSE | FALSE | elc_won_TUR_020 | 20 | wind | 0.143 | 2201.2308 | 52.8308 | 0 | 1 | 0.25617 | 0 | 0
ep_windon_wind_020 | Aggregated Plant -- operating | windon | TUR | 2019 |  |  |  | operating | FALSE | FALSE | elc_won_TUR_020 | 20 | wind | 0.274 | 2166.5985 | 51.965 | 0 | 1 | 0.25617 | 0 | 0
ep_windon_wind_020 | Aggregated Plant -- operating | windon | TUR | 2020 |  |  |  | operating | FALSE | FALSE | elc_won_TUR_020 | 20 | wind | 0.242 | 2147.6364 | 51.4909 | 0 | 1 | 0.25617 | 0 | 0
ep_windon_wind_020 | Aggregated Plant -- operating | windon | TUR | 2021 |  |  |  | operating | FALSE | FALSE | elc_won_TUR_020 | 20 | wind | 0.056 | 2376 | 57.2 | 0 | 1 | 0.25617 | 0 | 0
ep_windon_wind_020 | Aggregated Plant -- operating | windon | TUR | 2024 |  |  |  | operating | FALSE | FALSE | elc_won_TUR_020 | 20 | wind | 0.097 | 2176.4124 | 52.2103 | 0 | 1 | 0.25617 | 0 | 0
ep_windon_wind_021 | Aggregated Plant -- operating | windon | TUR | 2015 |  |  |  | operating | FALSE | FALSE | elc_won_TUR_021 | 21 | wind | 0.075 | 2376 | 57.2 | 0 | 1 | 0.1254 | 0 | 0
ep_windon_wind_021 | Aggregated Plant -- operating | windon | TUR | 2016 |  |  |  | operating | FALSE | FALSE | elc_won_TUR_021 | 21 | wind | 0.032 | 2376 | 57.2 | 0 | 1 | 0.083008 | 0 | 0
ep_windon_wind_021 | Aggregated Plant -- operating | windon | TUR | 2024 |  |  |  | operating | FALSE | FALSE | elc_won_TUR_021 | 21 | wind | 0.04 | 2376 | 57.2 | 0 | 1 | 0.083008 | 0 | 0
ep_windon_wind_021 | Aggregated Plant -- construction | windon | TUR | 2028 |  |  |  | construction | FALSE | FALSE | elc_won_TUR_021 | 21 | wind | 0.02 | 2376 | 57.2 | 0 | 1 | 0.1254 | 0 | 0
ep_windon_wind_022 | Aggregated Plant -- operating | windon | TUR | 2015 |  |  |  | operating | FALSE | FALSE | elc_won_TUR_022 | 22 | wind | 0.0578 | 2053.2318 | 49.1308 | 0 | 1 | 0.10485 | 0 | 0
ep_windon_wind_023 | Aggregated Plant -- operating | windon | TUR | 2018 |  |  |  | operating | FALSE | FALSE | elc_won_TUR_023 | 23 | wind | 0.01 | 2376 | 57.2 | 0 | 1 | 0.1449 | 0 | 0
ep_windon_wind_023 | Aggregated Plant -- operating | windon | TUR | 2020 |  |  |  | operating | FALSE | FALSE | elc_won_TUR_023 | 23 | wind | 0.064 | 2376 | 57.2 | 0 | 1 | 0.1449 | 0 | 0
ep_windon_wind_023 | Aggregated Plant -- operating | windon | TUR | 2021 |  |  |  | operating | FALSE | FALSE | elc_won_TUR_023 | 23 | wind | 0.134 | 2152.7164 | 51.6179 | 0 | 1 | 0.1449 | 0 | 0
ep_windon_wind_023 | Aggregated Plant -- operating | windon | TUR | 2022 |  |  |  | operating | FALSE | FALSE | elc_won_TUR_023 | 23 | wind | 0.12 | 2024 | 48.4 | 0 | 1 | 0.1449 | 0 | 0
ep_windon_wind_023 | Aggregated Plant -- operating | windon | TUR | 2024 |  |  |  | operating | FALSE | FALSE | elc_won_TUR_023 | 23 | wind | 0.05 | 2376 | 57.2 | 0 | 1 | 0.1449 | 0 | 0
ep_windon_wind_023 | Aggregated Plant -- operating | windon | TUR | 2025 |  |  |  | operating | FALSE | FALSE | elc_won_TUR_023 | 23 | wind | 0.1 | 2024 | 48.4 | 0 | 1 | 0.1449 | 0 | 0
ep_windon_wind_024 | Aggregated Plant -- operating | windon | TUR | 2015 |  |  |  | operating | FALSE | FALSE | elc_won_TUR_024 | 24 | wind | 0.0587 | 2376 | 57.2 | 0 | 1 | 0.19515 | 0 | 0
ep_windon_wind_024 | Aggregated Plant -- operating | windon | TUR | 2016 |  |  |  | operating | FALSE | FALSE | elc_won_TUR_024 | 24 | wind | 0.09 | 2164.8 | 51.92 | 0 | 1 | 0.19515 | 0 | 0
ep_windon_wind_024 | Aggregated Plant -- operating | windon | TUR | 2017 |  |  |  | operating | FALSE | FALSE | elc_won_TUR_024 | 24 | wind | 0.032 | 2376 | 57.2 | 0 | 1 | 0.19515 | 0 | 0
ep_windon_wind_024 | Aggregated Plant -- operating | windon | TUR | 2019 |  |  |  | operating | FALSE | FALSE | elc_won_TUR_024 | 24 | wind | 0.016 | 2376 | 57.2 | 0 | 1 | 0.19515 | 0 | 0
ep_windon_wind_024 | Aggregated Plant -- operating | windon | TUR | 2020 |  |  |  | operating | FALSE | FALSE | elc_won_TUR_024 | 24 | wind | 0.081 | 2145.679 | 51.442 | 0 | 1 | 0.19515 | 0 | 0
ep_windon_wind_024 | Aggregated Plant -- operating | windon | TUR | 2021 |  |  |  | operating | FALSE | FALSE | elc_won_TUR_024 | 24 | wind | 0.051 | 2024 | 48.4 | 0 | 1 | 0.19515 | 0 | 0
ep_windon_wind_025 | Aggregated Plant -- operating | windon | TUR | 2015 |  |  |  | operating | FALSE | FALSE | elc_won_TUR_025 | 25 | wind | 0.2511 | 2037.4576 | 48.7364 | 0 | 1 | 0.22013 | 0 | 0
ep_windon_wind_025 | Aggregated Plant -- operating | windon | TUR | 2021 |  |  |  | operating | FALSE | FALSE | elc_won_TUR_025 | 25 | wind | 0.211 | 2064.0379 | 49.4009 | 0 | 1 | 0.22013 | 0 | 0
ep_windon_wind_026 | Aggregated Plant -- operating | windon | TUR | 2015 |  |  |  | operating | FALSE | FALSE | elc_won_TUR_026 | 26 | wind | 0.0102 | 2376 | 57.2 | 0 | 1 | 0.099809 | 0 | 0
ep_windon_wind_027 | Aggregated Plant -- operating | windon | TUR | 2020 |  |  |  | operating | FALSE | FALSE | elc_won_TUR_027 | 27 | wind | 0.035 | 2376 | 57.2 | 0 | 1 | 0.1854 | 0 | 0
ep_windon_wind_G100000926495 | Dirkshof Universal wind farm_-- -- operating | windon | TUR | 2022 |  |  |  | operating | FALSE | FALSE | elc_won_TUR_012 | 12 | wind | 0.2112 | 2024 | 48.4 | 0 | 1 | 0.22991 | 0 | 0
ep_windon_wind_G100000926553 | Istanbul wind farm_1 -- operating | windon | TUR | 2021 |  | Istanbul |  | operating | FALSE | FALSE | elc_won_TUR_012 | 12 | wind | 0.2 | 2024 | 48.4 | 0 | 1 | 0.22991 | 0 | 0

## system_settings
TUR
100 | power plants size threshold for individual representation
1 | efficiency multiplier for gas
1 | efficiency multiplier for coal
Note on A1: Amit Kanudia: 17-07-2025 ISO being processed