## ev_charging_uc
ts_12t | day_night | ts_12t
| D | FaP,SaP,RaP,WaD,FaD,WaP,RaD,SaD
| N | RaP,RaN,SaN,WaN,FaP,SaP,FaN,WaP
[7 empty] | 0.75 |  | share of charging at night
~UC_Sets: R_E: AllRegions
~UC_T: LO
| UC_N | Pset_CI | Pset_CO | pset_pn | Cset_CN | TimeSlice | UC_FLO | UC_RHSRT | UC_RHSRT~0
| UC_bev night chg limit | ELC | AuxStoIN | *EV* | AuxStoIN | RaP,RaN,SaN,WaN,FaP,SaP,FaN,WaP | 0.25 | 0 | 3 |  | night
|  | ELC | AuxStoIN | *EV* | AuxStoIN | FaP,SaP,RaP,WaD,FaD,WaP,RaD,SaD | -0.75 |  |  |  | day
~UC_T: LO
| UC_N | PSET_SET | PSET_PN | Pset_CI | PSET_CO | Cset_CN | TimeSlice | UC_ACT | UC_COMPRD | UC_RHSRTS | UC_RHSRTS~0 | UC_Desc
| UCE_Min-DispatchablePrd | ELE,CHP |  | *,-solar,-wind*,-ELC,-ELCSPV,-elc[_]???[_]*,-e[_]* |  |  | DAYNITE | 1 |  | 0 | 5 | Min dispatchable electricity generation in each grid in each TS
[6 empty] | DEF_E | DAYNITE |  | -1

## timeslice_def
~TimeSlices
ts_12t | season | weekly | daynite | wparent | dparent
| F | a | D | W,R,S,F | a
| R |  | N |  | a
| S |  | P |  | a
W

## resource_profiles
~TFM_DINS-AT |  |  |  | ~TFM_DINS-AT |  |  |  | ~TFM_DINS-AT
commodity | timeslice | com_fr | process | commodity | timeslice | com_fr | process | commodity | timeslice | com_fr | process
elc_spv_CHN_001 | FaD | 0.2273 | IMPNRGZ | elc_won_CHN_001 | FaD | 0.057306 | IMPNRGZ | elc_wof_CHN_001 | FaD | 0.11622 | IMPNRGZ
elc_spv_CHN_001 | FaN | 0 | IMPNRGZ | elc_won_CHN_001 | FaN | 0.12323 | IMPNRGZ | elc_wof_CHN_001 | FaN | 0.11385 | IMPNRGZ
elc_spv_CHN_001 | FaP | 0.0054242 | IMPNRGZ | elc_won_CHN_001 | FaP | 0.011154 | IMPNRGZ | elc_wof_CHN_001 | FaP | 0.019444 | IMPNRGZ
elc_spv_CHN_001 | RaD | 0.26637 | IMPNRGZ | elc_won_CHN_001 | RaD | 0.10399 | IMPNRGZ | elc_wof_CHN_001 | RaD | 0.038595 | IMPNRGZ
elc_spv_CHN_001 | RaN | 0.00045326 | IMPNRGZ | elc_won_CHN_001 | RaN | 0.20686 | IMPNRGZ | elc_wof_CHN_001 | RaN | 0.0398 | IMPNRGZ
elc_spv_CHN_001 | RaP | 0.017853 | IMPNRGZ | elc_won_CHN_001 | RaP | 0.015048 | IMPNRGZ | elc_wof_CHN_001 | RaP | 0.0059356 | IMPNRGZ
elc_spv_CHN_001 | SaD | 0.24907 | IMPNRGZ | elc_won_CHN_001 | SaD | 0.10772 | IMPNRGZ | elc_wof_CHN_001 | SaD | 0.12533 | IMPNRGZ
elc_spv_CHN_001 | SaN | 0.0017847 | IMPNRGZ | elc_won_CHN_001 | SaN | 0.25763 | IMPNRGZ | elc_wof_CHN_001 | SaN | 0.11419 | IMPNRGZ
elc_spv_CHN_001 | SaP | 0.019384 | IMPNRGZ | elc_won_CHN_001 | SaP | 0.013219 | IMPNRGZ | elc_wof_CHN_001 | SaP | 0.01962 | IMPNRGZ
elc_spv_CHN_001 | WaD | 0.20854 | IMPNRGZ | elc_won_CHN_001 | WaD | 0.029214 | IMPNRGZ | elc_wof_CHN_001 | WaD | 0.18862 | IMPNRGZ
elc_spv_CHN_001 | WaN | 0 | IMPNRGZ | elc_won_CHN_001 | WaN | 0.066542 | IMPNRGZ | elc_wof_CHN_001 | WaN | 0.18744 | IMPNRGZ
elc_spv_CHN_001 | WaP | 0.0038201 | IMPNRGZ | elc_won_CHN_001 | WaP | 0.008099 | IMPNRGZ | elc_wof_CHN_001 | WaP | 0.03095 | IMPNRGZ
elc_spv_CHN_002 | FaD | 0.21063 | IMPNRGZ | elc_won_CHN_002 | FaD | 0.05219 | IMPNRGZ | elc_wof_CHN_002 | FaD | 0.09975 | IMPNRGZ
elc_spv_CHN_002 | FaN | 0 | IMPNRGZ | elc_won_CHN_002 | FaN | 0.10473 | IMPNRGZ | elc_wof_CHN_002 | FaN | 0.093471 | IMPNRGZ
elc_spv_CHN_002 | FaP | 0.0084772 | IMPNRGZ | elc_won_CHN_002 | FaP | 0.011809 | IMPNRGZ | elc_wof_CHN_002 | FaP | 0.016797 | IMPNRGZ
elc_spv_CHN_002 | RaD | 0.26182 | IMPNRGZ | elc_won_CHN_002 | RaD | 0.097148 | IMPNRGZ | elc_wof_CHN_002 | RaD | 0.037981 | IMPNRGZ
elc_spv_CHN_002 | RaN | 5.6916e-05 | IMPNRGZ | elc_won_CHN_002 | RaN | 0.20938 | IMPNRGZ | elc_wof_CHN_002 | RaN | 0.040781 | IMPNRGZ
elc_spv_CHN_002 | RaP | 0.022057 | IMPNRGZ | elc_won_CHN_002 | RaP | 0.019993 | IMPNRGZ | elc_wof_CHN_002 | RaP | 0.0059382 | IMPNRGZ
elc_spv_CHN_002 | SaD | 0.2583 | IMPNRGZ | elc_won_CHN_002 | SaD | 0.10228 | IMPNRGZ | elc_wof_CHN_002 | SaD | 0.11066 | IMPNRGZ
elc_spv_CHN_002 | SaN | 0.0023076 | IMPNRGZ | elc_won_CHN_002 | SaN | 0.2835 | IMPNRGZ | elc_wof_CHN_002 | SaN | 0.10096 | IMPNRGZ
elc_spv_CHN_002 | SaP | 0.023843 | IMPNRGZ | elc_won_CHN_002 | SaP | 0.021629 | IMPNRGZ | elc_wof_CHN_002 | SaP | 0.018868 | IMPNRGZ
elc_spv_CHN_002 | WaD | 0.20562 | IMPNRGZ | elc_won_CHN_002 | WaD | 0.025683 | IMPNRGZ | elc_wof_CHN_002 | WaD | 0.21487 | IMPNRGZ
elc_spv_CHN_002 | WaN | 0 | IMPNRGZ | elc_won_CHN_002 | WaN | 0.063276 | IMPNRGZ | elc_wof_CHN_002 | WaN | 0.22437 | IMPNRGZ
elc_spv_CHN_002 | WaP | 0.0068804 | IMPNRGZ | elc_won_CHN_002 | WaP | 0.0083919 | IMPNRGZ | elc_wof_CHN_002 | WaP | 0.035557 | IMPNRGZ
elc_spv_CHN_003 | FaD | 0.21771 | IMPNRGZ | elc_won_CHN_003 | FaD | 0.062683 | IMPNRGZ | elc_wof_CHN_003 | FaD | 0.1091 | IMPNRGZ
elc_spv_CHN_003 | FaN | 0 | IMPNRGZ | elc_won_CHN_003 | FaN | 0.11725 | IMPNRGZ | elc_wof_CHN_003 | FaN | 0.10346 | IMPNRGZ
elc_spv_CHN_003 | FaP | 0.0078661 | IMPNRGZ | elc_won_CHN_003 | FaP | 0.014705 | IMPNRGZ | elc_wof_CHN_003 | FaP | 0.018139 | IMPNRGZ
elc_spv_CHN_003 | RaD | 0.26235 | IMPNRGZ | elc_won_CHN_003 | RaD | 0.10359 | IMPNRGZ | elc_wof_CHN_003 | RaD | 0.034879 | IMPNRGZ
elc_spv_CHN_003 | RaN | 0.00013251 | IMPNRGZ | elc_won_CHN_003 | RaN | 0.21523 | IMPNRGZ | elc_wof_CHN_003 | RaN | 0.038646 | IMPNRGZ
elc_spv_CHN_003 | RaP | 0.022019 | IMPNRGZ | elc_won_CHN_003 | RaP | 0.016009 | IMPNRGZ | elc_wof_CHN_003 | RaP | 0.0054953 | IMPNRGZ
elc_spv_CHN_003 | SaD | 0.24925 | IMPNRGZ | elc_won_CHN_003 | SaD | 0.12675 | IMPNRGZ | elc_wof_CHN_003 | SaD | 0.12412 | IMPNRGZ
elc_spv_CHN_003 | SaN | 0.002286 | IMPNRGZ | elc_won_CHN_003 | SaN | 0.24613 | IMPNRGZ | elc_wof_CHN_003 | SaN | 0.11374 | IMPNRGZ
elc_spv_CHN_003 | SaP | 0.022889 | IMPNRGZ | elc_won_CHN_003 | SaP | 0.015406 | IMPNRGZ | elc_wof_CHN_003 | SaP | 0.02 | IMPNRGZ
elc_spv_CHN_003 | WaD | 0.20945 | IMPNRGZ | elc_won_CHN_003 | WaD | 0.024472 | IMPNRGZ | elc_wof_CHN_003 | WaD | 0.1975 | IMPNRGZ
elc_spv_CHN_003 | WaN | 0 | IMPNRGZ | elc_won_CHN_003 | WaN | 0.051415 | IMPNRGZ | elc_wof_CHN_003 | WaN | 0.20166 | IMPNRGZ
elc_spv_CHN_003 | WaP | 0.0060539 | IMPNRGZ | elc_won_CHN_003 | WaP | 0.0063626 | IMPNRGZ | elc_wof_CHN_003 | WaP | 0.033269 | IMPNRGZ
elc_spv_CHN_004 | FaD | 0.21931 | IMPNRGZ | elc_won_CHN_004 | FaD | 0.080032 | IMPNRGZ | elc_wof_CHN_004 | FaD | 0.144 | IMPNRGZ
elc_spv_CHN_004 | FaN | 0 | IMPNRGZ | elc_won_CHN_004 | FaN | 0.090398 | IMPNRGZ | elc_wof_CHN_004 | FaN | 0.14475 | IMPNRGZ
elc_spv_CHN_004 | FaP | 0.0066137 | IMPNRGZ | elc_won_CHN_004 | FaP | 0.021114 | IMPNRGZ | elc_wof_CHN_004 | FaP | 0.027008 | IMPNRGZ
elc_spv_CHN_004 | RaD | 0.25294 | IMPNRGZ | elc_won_CHN_004 | RaD | 0.1365 | IMPNRGZ | elc_wof_CHN_004 | RaD | 0.098507 | IMPNRGZ
elc_spv_CHN_004 | RaN | 1.1389e-05 | IMPNRGZ | elc_won_CHN_004 | RaN | 0.19282 | IMPNRGZ | elc_wof_CHN_004 | RaN | 0.10011 | IMPNRGZ
elc_spv_CHN_004 | RaP | 0.018473 | IMPNRGZ | elc_won_CHN_004 | RaP | 0.029616 | IMPNRGZ | elc_wof_CHN_004 | RaP | 0.018594 | IMPNRGZ
elc_spv_CHN_004 | SaD | 0.26372 | IMPNRGZ | elc_won_CHN_004 | SaD | 0.14644 | IMPNRGZ | elc_wof_CHN_004 | SaD | 0.066424 | IMPNRGZ
elc_spv_CHN_004 | SaN | 0.00063127 | IMPNRGZ | elc_won_CHN_004 | SaN | 0.17658 | IMPNRGZ | elc_wof_CHN_004 | SaN | 0.074046 | IMPNRGZ
elc_spv_CHN_004 | SaP | 0.022416 | IMPNRGZ | elc_won_CHN_004 | SaP | 0.024321 | IMPNRGZ | elc_wof_CHN_004 | SaP | 0.013616 | IMPNRGZ
elc_spv_CHN_004 | WaD | 0.21034 | IMPNRGZ | elc_won_CHN_004 | WaD | 0.042358 | IMPNRGZ | elc_wof_CHN_004 | WaD | 0.14246 | IMPNRGZ
elc_spv_CHN_004 | WaN | 0 | IMPNRGZ | elc_won_CHN_004 | WaN | 0.045643 | IMPNRGZ | elc_wof_CHN_004 | WaN | 0.1441 | IMPNRGZ
elc_spv_CHN_004 | WaP | 0.0055504 | IMPNRGZ | elc_won_CHN_004 | WaP | 0.014183 | IMPNRGZ | elc_wof_CHN_004 | WaP | 0.026395 | IMPNRGZ
elc_spv_CHN_005 | FaD | 0.22949 | IMPNRGZ | elc_won_CHN_005 | FaD | 0.087196 | IMPNRGZ | elc_wof_CHN_005 | FaD | 0.15516 | IMPNRGZ
elc_spv_CHN_005 | FaN | 0 | IMPNRGZ | elc_won_CHN_005 | FaN | 0.10395 | IMPNRGZ | elc_wof_CHN_005 | FaN | 0.15518 | IMPNRGZ
elc_spv_CHN_005 | FaP | 0.005745 | IMPNRGZ | elc_won_CHN_005 | FaP | 0.032237 | IMPNRGZ | elc_wof_CHN_005 | FaP | 0.028062 | IMPNRGZ
elc_spv_CHN_005 | RaD | 0.25164 | IMPNRGZ | elc_won_CHN_005 | RaD | 0.1232 | IMPNRGZ | elc_wof_CHN_005 | RaD | 0.089408 | IMPNRGZ
elc_spv_CHN_005 | RaN | 0.00023683 | IMPNRGZ | elc_won_CHN_005 | RaN | 0.17709 | IMPNRGZ | elc_wof_CHN_005 | RaN | 0.091643 | IMPNRGZ
elc_spv_CHN_005 | RaP | 0.015046 | IMPNRGZ | elc_won_CHN_005 | RaP | 0.037534 | IMPNRGZ | elc_wof_CHN_005 | RaP | 0.017317 | IMPNRGZ
elc_spv_CHN_005 | SaD | 0.26232 | IMPNRGZ | elc_won_CHN_005 | SaD | 0.10716 | IMPNRGZ | elc_wof_CHN_005 | SaD | 0.055018 | IMPNRGZ
elc_spv_CHN_005 | SaN | 0.00095725 | IMPNRGZ | elc_won_CHN_005 | SaN | 0.1813 | IMPNRGZ | elc_wof_CHN_005 | SaN | 0.061636 | IMPNRGZ
elc_spv_CHN_005 | SaP | 0.020489 | IMPNRGZ | elc_won_CHN_005 | SaP | 0.033242 | IMPNRGZ | elc_wof_CHN_005 | SaP | 0.010315 | IMPNRGZ
elc_spv_CHN_005 | WaD | 0.21061 | IMPNRGZ | elc_won_CHN_005 | WaD | 0.046712 | IMPNRGZ | elc_wof_CHN_005 | WaD | 0.1543 | IMPNRGZ
elc_spv_CHN_005 | WaN | 0 | IMPNRGZ | elc_won_CHN_005 | WaN | 0.054558 | IMPNRGZ | elc_wof_CHN_005 | WaN | 0.15407 | IMPNRGZ
elc_spv_CHN_005 | WaP | 0.0034698 | IMPNRGZ | elc_won_CHN_005 | WaP | 0.015816 | IMPNRGZ | elc_wof_CHN_005 | WaP | 0.027889 | IMPNRGZ
elc_spv_CHN_006 | FaD | 0.22851 | IMPNRGZ | elc_won_CHN_006 | FaD | 0.068094 | IMPNRGZ | elc_wof_CHN_006 | FaD | 0.15254 | IMPNRGZ
elc_spv_CHN_006 | FaN | 0 | IMPNRGZ | elc_won_CHN_006 | FaN | 0.12452 | IMPNRGZ | elc_wof_CHN_006 | FaN | 0.14457 | IMPNRGZ
elc_spv_CHN_006 | FaP | 0.0055018 | IMPNRGZ | elc_won_CHN_006 | FaP | 0.019712 | IMPNRGZ | elc_wof_CHN_006 | FaP | 0.025793 | IMPNRGZ
elc_spv_CHN_006 | RaD | 0.26024 | IMPNRGZ | elc_won_CHN_006 | RaD | 0.10908 | IMPNRGZ | elc_wof_CHN_006 | RaD | 0.08393 | IMPNRGZ
elc_spv_CHN_006 | RaN | 0.00038284 | IMPNRGZ | elc_won_CHN_006 | RaN | 0.20323 | IMPNRGZ | elc_wof_CHN_006 | RaN | 0.078963 | IMPNRGZ
elc_spv_CHN_006 | RaP | 0.015962 | IMPNRGZ | elc_won_CHN_006 | RaP | 0.025099 | IMPNRGZ | elc_wof_CHN_006 | RaP | 0.013659 | IMPNRGZ
elc_spv_CHN_006 | SaD | 0.25365 | IMPNRGZ | elc_won_CHN_006 | SaD | 0.10837 | IMPNRGZ | elc_wof_CHN_006 | SaD | 0.071204 | IMPNRGZ
elc_spv_CHN_006 | SaN | 0.0011745 | IMPNRGZ | elc_won_CHN_006 | SaN | 0.22572 | IMPNRGZ | elc_wof_CHN_006 | SaN | 0.076773 | IMPNRGZ
elc_spv_CHN_006 | SaP | 0.019655 | IMPNRGZ | elc_won_CHN_006 | SaP | 0.020972 | IMPNRGZ | elc_wof_CHN_006 | SaP | 0.011203 | IMPNRGZ
elc_spv_CHN_006 | WaD | 0.21146 | IMPNRGZ | elc_won_CHN_006 | WaD | 0.029729 | IMPNRGZ | elc_wof_CHN_006 | WaD | 0.16042 | IMPNRGZ
elc_spv_CHN_006 | WaN | 0 | IMPNRGZ | elc_won_CHN_006 | WaN | 0.054853 | IMPNRGZ | elc_wof_CHN_006 | WaN | 0.15462 | IMPNRGZ
elc_spv_CHN_006 | WaP | 0.0034658 | IMPNRGZ | elc_won_CHN_006 | WaP | 0.01062 | IMPNRGZ | elc_wof_CHN_006 | WaP | 0.026327 | IMPNRGZ
elc_spv_CHN_007 | FaD | 0.23893 | IMPNRGZ | elc_won_CHN_007 | FaD | 0.054029 | IMPNRGZ | elc_wof_CHN_007 | FaD | 0.15128 | IMPNRGZ
elc_spv_CHN_007 | FaN | 0 | IMPNRGZ | elc_won_CHN_007 | FaN | 0.13627 | IMPNRGZ | elc_wof_CHN_007 | FaN | 0.14233 | IMPNRGZ
elc_spv_CHN_007 | FaP | 0.0058638 | IMPNRGZ | elc_won_CHN_007 | FaP | 0.015226 | IMPNRGZ | elc_wof_CHN_007 | FaP | 0.022046 | IMPNRGZ
elc_spv_CHN_007 | RaD | 0.23975 | IMPNRGZ | elc_won_CHN_007 | RaD | 0.099904 | IMPNRGZ | elc_wof_CHN_007 | RaD | 0.10072 | IMPNRGZ
elc_spv_CHN_007 | RaN | 0.00012549 | IMPNRGZ | elc_won_CHN_007 | RaN | 0.21718 | IMPNRGZ | elc_wof_CHN_007 | RaN | 0.091343 | IMPNRGZ
elc_spv_CHN_007 | RaP | 0.01437 | IMPNRGZ | elc_won_CHN_007 | RaP | 0.017146 | IMPNRGZ | elc_wof_CHN_007 | RaP | 0.01479 | IMPNRGZ
elc_spv_CHN_007 | SaD | 0.27557 | IMPNRGZ | elc_won_CHN_007 | SaD | 0.11638 | IMPNRGZ | elc_wof_CHN_007 | SaD | 0.084945 | IMPNRGZ
elc_spv_CHN_007 | SaN | 0.00053265 | IMPNRGZ | elc_won_CHN_007 | SaN | 0.24534 | IMPNRGZ | elc_wof_CHN_007 | SaN | 0.089604 | IMPNRGZ
elc_spv_CHN_007 | SaP | 0.020637 | IMPNRGZ | elc_won_CHN_007 | SaP | 0.016222 | IMPNRGZ | elc_wof_CHN_007 | SaP | 0.012421 | IMPNRGZ
elc_spv_CHN_007 | WaD | 0.20077 | IMPNRGZ | elc_won_CHN_007 | WaD | 0.023224 | IMPNRGZ | elc_wof_CHN_007 | WaD | 0.13901 | IMPNRGZ
elc_spv_CHN_007 | WaN | 0 | IMPNRGZ | elc_won_CHN_007 | WaN | 0.051588 | IMPNRGZ | elc_wof_CHN_007 | WaN | 0.13434 | IMPNRGZ
elc_spv_CHN_007 | WaP | 0.0034465 | IMPNRGZ | elc_won_CHN_007 | WaP | 0.0074869 | IMPNRGZ | elc_wof_CHN_007 | WaP | 0.017164 | IMPNRGZ
elc_spv_CHN_008 | FaD | 0.21807 | IMPNRGZ | elc_won_CHN_008 | FaD | 0.064605 | IMPNRGZ | elc_wof_CHN_008 | FaD | 0.15672 | IMPNRGZ
elc_spv_CHN_008 | FaN | 0 | IMPNRGZ | elc_won_CHN_008 | FaN | 0.11627 | IMPNRGZ | elc_wof_CHN_008 | FaN | 0.14568 | IMPNRGZ
elc_spv_CHN_008 | FaP | 0.0081995 | IMPNRGZ | elc_won_CHN_008 | FaP | 0.012288 | IMPNRGZ | elc_wof_CHN_008 | FaP | 0.025765 | IMPNRGZ
elc_spv_CHN_008 | RaD | 0.235 | IMPNRGZ | elc_won_CHN_008 | RaD | 0.11359 | IMPNRGZ | elc_wof_CHN_008 | RaD | 0.077955 | IMPNRGZ
elc_spv_CHN_008 | RaN | 0 | IMPNRGZ | elc_won_CHN_008 | RaN | 0.21723 | IMPNRGZ | elc_wof_CHN_008 | RaN | 0.080899 | IMPNRGZ
elc_spv_CHN_008 | RaP | 0.01867 | IMPNRGZ | elc_won_CHN_008 | RaP | 0.019656 | IMPNRGZ | elc_wof_CHN_008 | RaP | 0.012889 | IMPNRGZ
elc_spv_CHN_008 | SaD | 0.29266 | IMPNRGZ | elc_won_CHN_008 | SaD | 0.11709 | IMPNRGZ | elc_wof_CHN_008 | SaD | 0.079571 | IMPNRGZ
elc_spv_CHN_008 | SaN | 0.00031715 | IMPNRGZ | elc_won_CHN_008 | SaN | 0.23965 | IMPNRGZ | elc_wof_CHN_008 | SaN | 0.087339 | IMPNRGZ
elc_spv_CHN_008 | SaP | 0.02651 | IMPNRGZ | elc_won_CHN_008 | SaP | 0.017956 | IMPNRGZ | elc_wof_CHN_008 | SaP | 0.012194 | IMPNRGZ
elc_spv_CHN_008 | WaD | 0.19418 | IMPNRGZ | elc_won_CHN_008 | WaD | 0.025961 | IMPNRGZ | elc_wof_CHN_008 | WaD | 0.15468 | IMPNRGZ
elc_spv_CHN_008 | WaN | 0 | IMPNRGZ | elc_won_CHN_008 | WaN | 0.048402 | IMPNRGZ | elc_wof_CHN_008 | WaN | 0.14284 | IMPNRGZ
elc_spv_CHN_008 | WaP | 0.0063857 | IMPNRGZ | elc_won_CHN_008 | WaP | 0.0073028 | IMPNRGZ | elc_wof_CHN_008 | WaP | 0.023469 | IMPNRGZ
elc_spv_CHN_009 | FaD | 0.22487 | IMPNRGZ | elc_won_CHN_009 | FaD | 0.067809 | IMPNRGZ | elc_wof_CHN_009 | FaD | 0.13853 | IMPNRGZ
elc_spv_CHN_009 | FaN | 0 | IMPNRGZ | elc_won_CHN_009 | FaN | 0.11771 | IMPNRGZ | elc_wof_CHN_009 | FaN | 0.13345 | IMPNRGZ
elc_spv_CHN_009 | FaP | 0.0068905 | IMPNRGZ | elc_won_CHN_009 | FaP | 0.013682 | IMPNRGZ | elc_wof_CHN_009 | FaP | 0.020739 | IMPNRGZ
elc_spv_CHN_009 | RaD | 0.2371 | IMPNRGZ | elc_won_CHN_009 | RaD | 0.11816 | IMPNRGZ | elc_wof_CHN_009 | RaD | 0.10175 | IMPNRGZ
elc_spv_CHN_009 | RaN | 0 | IMPNRGZ | elc_won_CHN_009 | RaN | 0.22221 | IMPNRGZ | elc_wof_CHN_009 | RaN | 0.10795 | IMPNRGZ
elc_spv_CHN_009 | RaP | 0.016479 | IMPNRGZ | elc_won_CHN_009 | RaP | 0.021355 | IMPNRGZ | elc_wof_CHN_009 | RaP | 0.017256 | IMPNRGZ
elc_spv_CHN_009 | SaD | 0.2869 | IMPNRGZ | elc_won_CHN_009 | SaD | 0.11217 | IMPNRGZ | elc_wof_CHN_009 | SaD | 0.10208 | IMPNRGZ
elc_spv_CHN_009 | SaN | 0 | IMPNRGZ | elc_won_CHN_009 | SaN | 0.2394 | IMPNRGZ | elc_wof_CHN_009 | SaN | 0.1061 | IMPNRGZ
elc_spv_CHN_009 | SaP | 0.024488 | IMPNRGZ | elc_won_CHN_009 | SaP | 0.017813 | IMPNRGZ | elc_wof_CHN_009 | SaP | 0.016112 | IMPNRGZ
elc_spv_CHN_009 | WaD | 0.19822 | IMPNRGZ | elc_won_CHN_009 | WaD | 0.020825 | IMPNRGZ | elc_wof_CHN_009 | WaD | 0.11713 | IMPNRGZ
elc_spv_CHN_009 | WaN | 0 | IMPNRGZ | elc_won_CHN_009 | WaN | 0.043903 | IMPNRGZ | elc_wof_CHN_009 | WaN | 0.12073 | IMPNRGZ
elc_spv_CHN_009 | WaP | 0.0050502 | IMPNRGZ | elc_won_CHN_009 | WaP | 0.0049673 | IMPNRGZ | elc_wof_CHN_009 | WaP | 0.018172 | IMPNRGZ
elc_spv_CHN_010 | FaD | 0.17453 | IMPNRGZ | elc_won_CHN_010 | FaD | 0.084121 | IMPNRGZ | elc_wof_CHN_010 | FaD | 0.11777 | IMPNRGZ
elc_spv_CHN_010 | FaN | 0 | IMPNRGZ | elc_won_CHN_010 | FaN | 0.10703 | IMPNRGZ | elc_wof_CHN_010 | FaN | 0.11518 | IMPNRGZ
elc_spv_CHN_010 | FaP | 0.011263 | IMPNRGZ | elc_won_CHN_010 | FaP | 0.011346 | IMPNRGZ | elc_wof_CHN_010 | FaP | 0.018463 | IMPNRGZ
elc_spv_CHN_010 | RaD | 0.27494 | IMPNRGZ | elc_won_CHN_010 | RaD | 0.14334 | IMPNRGZ | elc_wof_CHN_010 | RaD | 0.12042 | IMPNRGZ
elc_spv_CHN_010 | RaN | 0.0014761 | IMPNRGZ | elc_won_CHN_010 | RaN | 0.18116 | IMPNRGZ | elc_wof_CHN_010 | RaN | 0.13765 | IMPNRGZ
elc_spv_CHN_010 | RaP | 0.029093 | IMPNRGZ | elc_won_CHN_010 | RaP | 0.018771 | IMPNRGZ | elc_wof_CHN_010 | RaP | 0.019879 | IMPNRGZ
elc_spv_CHN_010 | SaD | 0.27109 | IMPNRGZ | elc_won_CHN_010 | SaD | 0.13975 | IMPNRGZ | elc_wof_CHN_010 | SaD | 0.098874 | IMPNRGZ
elc_spv_CHN_010 | SaN | 0.0050079 | IMPNRGZ | elc_won_CHN_010 | SaN | 0.2066 | IMPNRGZ | elc_wof_CHN_010 | SaN | 0.11882 | IMPNRGZ
elc_spv_CHN_010 | SaP | 0.032265 | IMPNRGZ | elc_won_CHN_010 | SaP | 0.016414 | IMPNRGZ | elc_wof_CHN_010 | SaP | 0.014306 | IMPNRGZ
elc_spv_CHN_010 | WaD | 0.19126 | IMPNRGZ | elc_won_CHN_010 | WaD | 0.034276 | IMPNRGZ | elc_wof_CHN_010 | WaD | 0.10974 | IMPNRGZ
elc_spv_CHN_010 | WaN | 0 | IMPNRGZ | elc_won_CHN_010 | WaN | 0.051279 | IMPNRGZ | elc_wof_CHN_010 | WaN | 0.11166 | IMPNRGZ
elc_spv_CHN_010 | WaP | 0.0090776 | IMPNRGZ | elc_won_CHN_010 | WaP | 0.0058998 | IMPNRGZ | elc_wof_CHN_010 | WaP | 0.017229 | IMPNRGZ
elc_spv_CHN_011 | FaD | 0.16101 | IMPNRGZ | elc_won_CHN_011 | FaD | 0.090781 | IMPNRGZ | elc_wof_CHN_011 | FaD | 0.10086 | IMPNRGZ
elc_spv_CHN_011 | FaN | 0 | IMPNRGZ | elc_won_CHN_011 | FaN | 0.11065 | IMPNRGZ | elc_wof_CHN_011 | FaN | 0.10649 | IMPNRGZ
elc_spv_CHN_011 | FaP | 0.011351 | IMPNRGZ | elc_won_CHN_011 | FaP | 0.01466 | IMPNRGZ | elc_wof_CHN_011 | FaP | 0.016751 | IMPNRGZ
elc_spv_CHN_011 | RaD | 0.27602 | IMPNRGZ | elc_won_CHN_011 | RaD | 0.13673 | IMPNRGZ | elc_wof_CHN_011 | RaD | 0.11118 | IMPNRGZ
elc_spv_CHN_011 | RaN | 0.0016755 | IMPNRGZ | elc_won_CHN_011 | RaN | 0.15791 | IMPNRGZ | elc_wof_CHN_011 | RaN | 0.15072 | IMPNRGZ
elc_spv_CHN_011 | RaP | 0.028331 | IMPNRGZ | elc_won_CHN_011 | RaP | 0.021691 | IMPNRGZ | elc_wof_CHN_011 | RaP | 0.021903 | IMPNRGZ
elc_spv_CHN_011 | SaD | 0.26014 | IMPNRGZ | elc_won_CHN_011 | SaD | 0.14266 | IMPNRGZ | elc_wof_CHN_011 | SaD | 0.10459 | IMPNRGZ
elc_spv_CHN_011 | SaN | 0.0053978 | IMPNRGZ | elc_won_CHN_011 | SaN | 0.17668 | IMPNRGZ | elc_wof_CHN_011 | SaN | 0.13559 | IMPNRGZ
elc_spv_CHN_011 | SaP | 0.031653 | IMPNRGZ | elc_won_CHN_011 | SaP | 0.022746 | IMPNRGZ | elc_wof_CHN_011 | SaP | 0.01593 | IMPNRGZ
elc_spv_CHN_011 | WaD | 0.21256 | IMPNRGZ | elc_won_CHN_011 | WaD | 0.047466 | IMPNRGZ | elc_wof_CHN_011 | WaD | 0.10879 | IMPNRGZ
elc_spv_CHN_011 | WaN | 0 | IMPNRGZ | elc_won_CHN_011 | WaN | 0.069548 | IMPNRGZ | elc_wof_CHN_011 | WaN | 0.10997 | IMPNRGZ
elc_spv_CHN_011 | WaP | 0.011861 | IMPNRGZ | elc_won_CHN_011 | WaP | 0.0084737 | IMPNRGZ | elc_wof_CHN_011 | WaP | 0.017218 | IMPNRGZ
elc_spv_CHN_012 | FaD | 0.17489 | IMPNRGZ | elc_won_CHN_012 | FaD | 0.080063 | IMPNRGZ | elc_wof_CHN_012 | FaD | 0.10914 | IMPNRGZ
elc_spv_CHN_012 | FaN | 0 | IMPNRGZ | elc_won_CHN_012 | FaN | 0.10883 | IMPNRGZ | elc_wof_CHN_012 | FaN | 0.12 | IMPNRGZ
elc_spv_CHN_012 | FaP | 0.010428 | IMPNRGZ | elc_won_CHN_012 | FaP | 0.01907 | IMPNRGZ | elc_wof_CHN_012 | FaP | 0.019051 | IMPNRGZ
elc_spv_CHN_012 | RaD | 0.28633 | IMPNRGZ | elc_won_CHN_012 | RaD | 0.12758 | IMPNRGZ | elc_wof_CHN_012 | RaD | 0.098478 | IMPNRGZ
elc_spv_CHN_012 | RaN | 0.0013035 | IMPNRGZ | elc_won_CHN_012 | RaN | 0.1808 | IMPNRGZ | elc_wof_CHN_012 | RaN | 0.14336 | IMPNRGZ
elc_spv_CHN_012 | RaP | 0.028019 | IMPNRGZ | elc_won_CHN_012 | RaP | 0.027353 | IMPNRGZ | elc_wof_CHN_012 | RaP | 0.020141 | IMPNRGZ
elc_spv_CHN_012 | SaD | 0.25161 | IMPNRGZ | elc_won_CHN_012 | SaD | 0.11566 | IMPNRGZ | elc_wof_CHN_012 | SaD | 0.10542 | IMPNRGZ
elc_spv_CHN_012 | SaN | 0.0045614 | IMPNRGZ | elc_won_CHN_012 | SaN | 0.20381 | IMPNRGZ | elc_wof_CHN_012 | SaN | 0.12695 | IMPNRGZ
elc_spv_CHN_012 | SaP | 0.029568 | IMPNRGZ | elc_won_CHN_012 | SaP | 0.024761 | IMPNRGZ | elc_wof_CHN_012 | SaP | 0.016105 | IMPNRGZ
elc_spv_CHN_012 | WaD | 0.20302 | IMPNRGZ | elc_won_CHN_012 | WaD | 0.037731 | IMPNRGZ | elc_wof_CHN_012 | WaD | 0.10883 | IMPNRGZ
elc_spv_CHN_012 | WaN | 0 | IMPNRGZ | elc_won_CHN_012 | WaN | 0.062692 | IMPNRGZ | elc_wof_CHN_012 | WaN | 0.11524 | IMPNRGZ
elc_spv_CHN_012 | WaP | 0.010268 | IMPNRGZ | elc_won_CHN_012 | WaP | 0.011651 | IMPNRGZ | elc_wof_CHN_012 | WaP | 0.017293 | IMPNRGZ
elc_spv_CHN_013 | FaD | 0.18463 | IMPNRGZ | elc_won_CHN_013 | FaD | 0.072963 | IMPNRGZ | elc_wof_CHN_013 | FaD | 0.14884 | IMPNRGZ
elc_spv_CHN_013 | FaN | 0 | IMPNRGZ | elc_won_CHN_013 | FaN | 0.11776 | IMPNRGZ | elc_wof_CHN_013 | FaN | 0.13767 | IMPNRGZ
elc_spv_CHN_013 | FaP | 0.01127 | IMPNRGZ | elc_won_CHN_013 | FaP | 0.018455 | IMPNRGZ | elc_wof_CHN_013 | FaP | 0.022078 | IMPNRGZ
elc_spv_CHN_013 | RaD | 0.26101 | IMPNRGZ | elc_won_CHN_013 | RaD | 0.11431 | IMPNRGZ | elc_wof_CHN_013 | RaD | 0.10311 | IMPNRGZ
elc_spv_CHN_013 | RaN | 0.0010587 | IMPNRGZ | elc_won_CHN_013 | RaN | 0.21598 | IMPNRGZ | elc_wof_CHN_013 | RaN | 0.10572 | IMPNRGZ
elc_spv_CHN_013 | RaP | 0.027562 | IMPNRGZ | elc_won_CHN_013 | RaP | 0.026099 | IMPNRGZ | elc_wof_CHN_013 | RaP | 0.017501 | IMPNRGZ
elc_spv_CHN_013 | SaD | 0.2991 | IMPNRGZ | elc_won_CHN_013 | SaD | 0.1019 | IMPNRGZ | elc_wof_CHN_013 | SaD | 0.087537 | IMPNRGZ
elc_spv_CHN_013 | SaN | 0.0045449 | IMPNRGZ | elc_won_CHN_013 | SaN | 0.22187 | IMPNRGZ | elc_wof_CHN_013 | SaN | 0.099447 | IMPNRGZ
elc_spv_CHN_013 | SaP | 0.03331 | IMPNRGZ | elc_won_CHN_013 | SaP | 0.024145 | IMPNRGZ | elc_wof_CHN_013 | SaP | 0.014645 | IMPNRGZ
elc_spv_CHN_013 | WaD | 0.17086 | IMPNRGZ | elc_won_CHN_013 | WaD | 0.028263 | IMPNRGZ | elc_wof_CHN_013 | WaD | 0.12602 | IMPNRGZ
elc_spv_CHN_013 | WaN | 0 | IMPNRGZ | elc_won_CHN_013 | WaN | 0.051905 | IMPNRGZ | elc_wof_CHN_013 | WaN | 0.12027 | IMPNRGZ
elc_spv_CHN_013 | WaP | 0.0066548 | IMPNRGZ | elc_won_CHN_013 | WaP | 0.0063539 | IMPNRGZ | elc_wof_CHN_013 | WaP | 0.01717 | IMPNRGZ
elc_spv_CHN_014 | FaD | 0.19639 | IMPNRGZ | elc_won_CHN_014 | FaD | 0.086602 | IMPNRGZ | elc_wof_CHN_014 | FaD | 0.15663 | IMPNRGZ
elc_spv_CHN_014 | FaN | 0 | IMPNRGZ | elc_won_CHN_014 | FaN | 0.12654 | IMPNRGZ | elc_wof_CHN_014 | FaN | 0.14055 | IMPNRGZ
elc_spv_CHN_014 | FaP | 0.01184 | IMPNRGZ | elc_won_CHN_014 | FaP | 0.016413 | IMPNRGZ | elc_wof_CHN_014 | FaP | 0.024095 | IMPNRGZ
elc_spv_CHN_014 | RaD | 0.26699 | IMPNRGZ | elc_won_CHN_014 | RaD | 0.12123 | IMPNRGZ | elc_wof_CHN_014 | RaD | 0.088776 | IMPNRGZ
elc_spv_CHN_014 | RaN | 0.0010087 | IMPNRGZ | elc_won_CHN_014 | RaN | 0.17445 | IMPNRGZ | elc_wof_CHN_014 | RaN | 0.09306 | IMPNRGZ
elc_spv_CHN_014 | RaP | 0.027332 | IMPNRGZ | elc_won_CHN_014 | RaP | 0.02095 | IMPNRGZ | elc_wof_CHN_014 | RaP | 0.014379 | IMPNRGZ
elc_spv_CHN_014 | SaD | 0.26412 | IMPNRGZ | elc_won_CHN_014 | SaD | 0.1204 | IMPNRGZ | elc_wof_CHN_014 | SaD | 0.08388 | IMPNRGZ
elc_spv_CHN_014 | SaN | 0.0041559 | IMPNRGZ | elc_won_CHN_014 | SaN | 0.18792 | IMPNRGZ | elc_wof_CHN_014 | SaN | 0.09503 | IMPNRGZ
elc_spv_CHN_014 | SaP | 0.030722 | IMPNRGZ | elc_won_CHN_014 | SaP | 0.019874 | IMPNRGZ | elc_wof_CHN_014 | SaP | 0.013632 | IMPNRGZ
elc_spv_CHN_014 | WaD | 0.18885 | IMPNRGZ | elc_won_CHN_014 | WaD | 0.049237 | IMPNRGZ | elc_wof_CHN_014 | WaD | 0.14106 | IMPNRGZ
elc_spv_CHN_014 | WaN | 0 | IMPNRGZ | elc_won_CHN_014 | WaN | 0.066684 | IMPNRGZ | elc_wof_CHN_014 | WaN | 0.1296 | IMPNRGZ
elc_spv_CHN_014 | WaP | 0.0085843 | IMPNRGZ | elc_won_CHN_014 | WaP | 0.0096959 | IMPNRGZ | elc_wof_CHN_014 | WaP | 0.019318 | IMPNRGZ
elc_spv_CHN_015 | FaD | 0.17309 | IMPNRGZ | elc_won_CHN_015 | FaD | 0.081098 | IMPNRGZ | elc_wof_CHN_015 | FaD | 0.15275 | IMPNRGZ
elc_spv_CHN_015 | FaN | 0 | IMPNRGZ | elc_won_CHN_015 | FaN | 0.10314 | IMPNRGZ | elc_wof_CHN_015 | FaN | 0.14997 | IMPNRGZ
elc_spv_CHN_015 | FaP | 0.01168 | IMPNRGZ | elc_won_CHN_015 | FaP | 0.020058 | IMPNRGZ | elc_wof_CHN_015 | FaP | 0.025152 | IMPNRGZ
elc_spv_CHN_015 | RaD | 0.26635 | IMPNRGZ | elc_won_CHN_015 | RaD | 0.13101 | IMPNRGZ | elc_wof_CHN_015 | RaD | 0.073302 | IMPNRGZ
elc_spv_CHN_015 | RaN | 0.0012881 | IMPNRGZ | elc_won_CHN_015 | RaN | 0.19874 | IMPNRGZ | elc_wof_CHN_015 | RaN | 0.081147 | IMPNRGZ
elc_spv_CHN_015 | RaP | 0.028292 | IMPNRGZ | elc_won_CHN_015 | RaP | 0.030228 | IMPNRGZ | elc_wof_CHN_015 | RaP | 0.01197 | IMPNRGZ
elc_spv_CHN_015 | SaD | 0.3042 | IMPNRGZ | elc_won_CHN_015 | SaD | 0.11743 | IMPNRGZ | elc_wof_CHN_015 | SaD | 0.086966 | IMPNRGZ
elc_spv_CHN_015 | SaN | 0.0052073 | IMPNRGZ | elc_won_CHN_015 | SaN | 0.20589 | IMPNRGZ | elc_wof_CHN_015 | SaN | 0.096194 | IMPNRGZ
elc_spv_CHN_015 | SaP | 0.03504 | IMPNRGZ | elc_won_CHN_015 | SaP | 0.033575 | IMPNRGZ | elc_wof_CHN_015 | SaP | 0.01401 | IMPNRGZ
elc_spv_CHN_015 | WaD | 0.16706 | IMPNRGZ | elc_won_CHN_015 | WaD | 0.029788 | IMPNRGZ | elc_wof_CHN_015 | WaD | 0.14706 | IMPNRGZ
elc_spv_CHN_015 | WaN | 0 | IMPNRGZ | elc_won_CHN_015 | WaN | 0.040865 | IMPNRGZ | elc_wof_CHN_015 | WaN | 0.13864 | IMPNRGZ
elc_spv_CHN_015 | WaP | 0.0077873 | IMPNRGZ | elc_won_CHN_015 | WaP | 0.008178 | IMPNRGZ | elc_wof_CHN_015 | WaP | 0.02284 | IMPNRGZ
elc_spv_CHN_016 | FaD | 0.15978 | IMPNRGZ | elc_won_CHN_016 | FaD | 0.10834 | IMPNRGZ | elc_wof_CHN_016 | FaD | 0.15417 | IMPNRGZ
elc_spv_CHN_016 | FaN | 0 | IMPNRGZ | elc_won_CHN_016 | FaN | 0.12446 | IMPNRGZ | elc_wof_CHN_016 | FaN | 0.14446 | IMPNRGZ
elc_spv_CHN_016 | FaP | 0.01157 | IMPNRGZ | elc_won_CHN_016 | FaP | 0.021731 | IMPNRGZ | elc_wof_CHN_016 | FaP | 0.024211 | IMPNRGZ
elc_spv_CHN_016 | RaD | 0.27376 | IMPNRGZ | elc_won_CHN_016 | RaD | 0.13117 | IMPNRGZ | elc_wof_CHN_016 | RaD | 0.072846 | IMPNRGZ
elc_spv_CHN_016 | RaN | 0.0016434 | IMPNRGZ | elc_won_CHN_016 | RaN | 0.15904 | IMPNRGZ | elc_wof_CHN_016 | RaN | 0.082216 | IMPNRGZ
elc_spv_CHN_016 | RaP | 0.030056 | IMPNRGZ | elc_won_CHN_016 | RaP | 0.028312 | IMPNRGZ | elc_wof_CHN_016 | RaP | 0.011716 | IMPNRGZ
elc_spv_CHN_016 | SaD | 0.29202 | IMPNRGZ | elc_won_CHN_016 | SaD | 0.086418 | IMPNRGZ | elc_wof_CHN_016 | SaD | 0.093259 | IMPNRGZ
elc_spv_CHN_016 | SaN | 0.0060016 | IMPNRGZ | elc_won_CHN_016 | SaN | 0.11533 | IMPNRGZ | elc_wof_CHN_016 | SaN | 0.10124 | IMPNRGZ
elc_spv_CHN_016 | SaP | 0.038005 | IMPNRGZ | elc_won_CHN_016 | SaP | 0.019117 | IMPNRGZ | elc_wof_CHN_016 | SaP | 0.01542 | IMPNRGZ
elc_spv_CHN_016 | WaD | 0.17651 | IMPNRGZ | elc_won_CHN_016 | WaD | 0.083079 | IMPNRGZ | elc_wof_CHN_016 | WaD | 0.14371 | IMPNRGZ
elc_spv_CHN_016 | WaN | 0 | IMPNRGZ | elc_won_CHN_016 | WaN | 0.10575 | IMPNRGZ | elc_wof_CHN_016 | WaN | 0.13531 | IMPNRGZ
elc_spv_CHN_016 | WaP | 0.010648 | IMPNRGZ | elc_won_CHN_016 | WaP | 0.017258 | IMPNRGZ | elc_wof_CHN_016 | WaP | 0.021448 | IMPNRGZ
elc_spv_CHN_017 | FaD | 0.16423 | IMPNRGZ | elc_won_CHN_017 | FaD | 0.094396 | IMPNRGZ | elc_wof_CHN_017 | FaD | 0.12131 | IMPNRGZ
elc_spv_CHN_017 | FaN | 0 | IMPNRGZ | elc_won_CHN_017 | FaN | 0.11789 | IMPNRGZ | elc_wof_CHN_017 | FaN | 0.11623 | IMPNRGZ
elc_spv_CHN_017 | FaP | 0.012044 | IMPNRGZ | elc_won_CHN_017 | FaP | 0.020482 | IMPNRGZ | elc_wof_CHN_017 | FaP | 0.019904 | IMPNRGZ
elc_spv_CHN_017 | RaD | 0.25989 | IMPNRGZ | elc_won_CHN_017 | RaD | 0.1278 | IMPNRGZ | elc_wof_CHN_017 | RaD | 0.063777 | IMPNRGZ
elc_spv_CHN_017 | RaN | 0.0012247 | IMPNRGZ | elc_won_CHN_017 | RaN | 0.15965 | IMPNRGZ | elc_wof_CHN_017 | RaN | 0.061443 | IMPNRGZ
elc_spv_CHN_017 | RaP | 0.028129 | IMPNRGZ | elc_won_CHN_017 | RaP | 0.029026 | IMPNRGZ | elc_wof_CHN_017 | RaP | 0.0096957 | IMPNRGZ
elc_spv_CHN_017 | SaD | 0.32504 | IMPNRGZ | elc_won_CHN_017 | SaD | 0.10421 | IMPNRGZ | elc_wof_CHN_017 | SaD | 0.10535 | IMPNRGZ
elc_spv_CHN_017 | SaN | 0.0055889 | IMPNRGZ | elc_won_CHN_017 | SaN | 0.1239 | IMPNRGZ | elc_wof_CHN_017 | SaN | 0.099693 | IMPNRGZ
elc_spv_CHN_017 | SaP | 0.036195 | IMPNRGZ | elc_won_CHN_017 | SaP | 0.021678 | IMPNRGZ | elc_wof_CHN_017 | SaP | 0.015236 | IMPNRGZ
elc_spv_CHN_017 | WaD | 0.15849 | IMPNRGZ | elc_won_CHN_017 | WaD | 0.086971 | IMPNRGZ | elc_wof_CHN_017 | WaD | 0.17874 | IMPNRGZ
elc_spv_CHN_017 | WaN | 0 | IMPNRGZ | elc_won_CHN_017 | WaN | 0.096103 | IMPNRGZ | elc_wof_CHN_017 | WaN | 0.1772 | IMPNRGZ
elc_spv_CHN_017 | WaP | 0.0091652 | IMPNRGZ | elc_won_CHN_017 | WaP | 0.01789 | IMPNRGZ | elc_wof_CHN_017 | WaP | 0.031417 | IMPNRGZ
elc_spv_CHN_018 | FaD | 0.19357 | IMPNRGZ | elc_won_CHN_018 | FaD | 0.10628 | IMPNRGZ | elc_wof_CHN_018 | FaD | 0.13424 | IMPNRGZ
elc_spv_CHN_018 | FaN | 0 | IMPNRGZ | elc_won_CHN_018 | FaN | 0.12032 | IMPNRGZ | elc_wof_CHN_018 | FaN | 0.12636 | IMPNRGZ
elc_spv_CHN_018 | FaP | 0.010636 | IMPNRGZ | elc_won_CHN_018 | FaP | 0.020041 | IMPNRGZ | elc_wof_CHN_018 | FaP | 0.021923 | IMPNRGZ
elc_spv_CHN_018 | RaD | 0.25642 | IMPNRGZ | elc_won_CHN_018 | RaD | 0.1346 | IMPNRGZ | elc_wof_CHN_018 | RaD | 0.073334 | IMPNRGZ
elc_spv_CHN_018 | RaN | 0.00054122 | IMPNRGZ | elc_won_CHN_018 | RaN | 0.15877 | IMPNRGZ | elc_wof_CHN_018 | RaN | 0.075237 | IMPNRGZ
elc_spv_CHN_018 | RaP | 0.024083 | IMPNRGZ | elc_won_CHN_018 | RaP | 0.027059 | IMPNRGZ | elc_wof_CHN_018 | RaP | 0.010344 | IMPNRGZ
elc_spv_CHN_018 | SaD | 0.30439 | IMPNRGZ | elc_won_CHN_018 | SaD | 0.094658 | IMPNRGZ | elc_wof_CHN_018 | SaD | 0.090769 | IMPNRGZ
elc_spv_CHN_018 | SaN | 0.0037889 | IMPNRGZ | elc_won_CHN_018 | SaN | 0.11788 | IMPNRGZ | elc_wof_CHN_018 | SaN | 0.09261 | IMPNRGZ
elc_spv_CHN_018 | SaP | 0.031819 | IMPNRGZ | elc_won_CHN_018 | SaP | 0.020112 | IMPNRGZ | elc_wof_CHN_018 | SaP | 0.01254 | IMPNRGZ
elc_spv_CHN_018 | WaD | 0.16776 | IMPNRGZ | elc_won_CHN_018 | WaD | 0.083469 | IMPNRGZ | elc_wof_CHN_018 | WaD | 0.17201 | IMPNRGZ
elc_spv_CHN_018 | WaN | 0 | IMPNRGZ | elc_won_CHN_018 | WaN | 0.10128 | IMPNRGZ | elc_wof_CHN_018 | WaN | 0.16216 | IMPNRGZ
elc_spv_CHN_018 | WaP | 0.0069859 | IMPNRGZ | elc_won_CHN_018 | WaP | 0.015531 | IMPNRGZ | elc_wof_CHN_018 | WaP | 0.028471 | IMPNRGZ
elc_spv_CHN_019 | FaD | 0.18593 | IMPNRGZ | elc_won_CHN_019 | FaD | 0.094848 | IMPNRGZ | elc_wof_CHN_019 | FaD | 0.14025 | IMPNRGZ
elc_spv_CHN_019 | FaN | 0 | IMPNRGZ | elc_won_CHN_019 | FaN | 0.11316 | IMPNRGZ | elc_wof_CHN_019 | FaN | 0.14191 | IMPNRGZ
elc_spv_CHN_019 | FaP | 0.011358 | IMPNRGZ | elc_won_CHN_019 | FaP | 0.018524 | IMPNRGZ | elc_wof_CHN_019 | FaP | 0.024508 | IMPNRGZ
elc_spv_CHN_019 | RaD | 0.25256 | IMPNRGZ | elc_won_CHN_019 | RaD | 0.14327 | IMPNRGZ | elc_wof_CHN_019 | RaD | 0.092746 | IMPNRGZ
elc_spv_CHN_019 | RaN | 0.00071495 | IMPNRGZ | elc_won_CHN_019 | RaN | 0.15235 | IMPNRGZ | elc_wof_CHN_019 | RaN | 0.12366 | IMPNRGZ
elc_spv_CHN_019 | RaP | 0.024959 | IMPNRGZ | elc_won_CHN_019 | RaP | 0.028613 | IMPNRGZ | elc_wof_CHN_019 | RaP | 0.015584 | IMPNRGZ
elc_spv_CHN_019 | SaD | 0.31977 | IMPNRGZ | elc_won_CHN_019 | SaD | 0.098775 | IMPNRGZ | elc_wof_CHN_019 | SaD | 0.07009 | IMPNRGZ
elc_spv_CHN_019 | SaN | 0.0043319 | IMPNRGZ | elc_won_CHN_019 | SaN | 0.11851 | IMPNRGZ | elc_wof_CHN_019 | SaN | 0.086299 | IMPNRGZ
elc_spv_CHN_019 | SaP | 0.03344 | IMPNRGZ | elc_won_CHN_019 | SaP | 0.017947 | IMPNRGZ | elc_wof_CHN_019 | SaP | 0.010862 | IMPNRGZ
elc_spv_CHN_019 | WaD | 0.16032 | IMPNRGZ | elc_won_CHN_019 | WaD | 0.089594 | IMPNRGZ | elc_wof_CHN_019 | WaD | 0.13816 | IMPNRGZ
elc_spv_CHN_019 | WaN | 0 | IMPNRGZ | elc_won_CHN_019 | WaN | 0.10782 | IMPNRGZ | elc_wof_CHN_019 | WaN | 0.13655 | IMPNRGZ
elc_spv_CHN_019 | WaP | 0.0066148 | IMPNRGZ | elc_won_CHN_019 | WaP | 0.016592 | IMPNRGZ | elc_wof_CHN_019 | WaP | 0.019389 | IMPNRGZ
elc_spv_CHN_020 | FaD | 0.20267 | IMPNRGZ | elc_won_CHN_020 | FaD | 0.094038 | IMPNRGZ | elc_wof_CHN_020 | FaD | 0.14983 | IMPNRGZ
elc_spv_CHN_020 | FaN | 0 | IMPNRGZ | elc_won_CHN_020 | FaN | 0.12177 | IMPNRGZ | elc_wof_CHN_020 | FaN | 0.1453 | IMPNRGZ
elc_spv_CHN_020 | FaP | 0.012561 | IMPNRGZ | elc_won_CHN_020 | FaP | 0.019459 | IMPNRGZ | elc_wof_CHN_020 | FaP | 0.025164 | IMPNRGZ
elc_spv_CHN_020 | RaD | 0.23118 | IMPNRGZ | elc_won_CHN_020 | RaD | 0.14164 | IMPNRGZ | elc_wof_CHN_020 | RaD | 0.074394 | IMPNRGZ
elc_spv_CHN_020 | RaN | 0.00017173 | IMPNRGZ | elc_won_CHN_020 | RaN | 0.15079 | IMPNRGZ | elc_wof_CHN_020 | RaN | 0.09006 | IMPNRGZ
elc_spv_CHN_020 | RaP | 0.022521 | IMPNRGZ | elc_won_CHN_020 | RaP | 0.02909 | IMPNRGZ | elc_wof_CHN_020 | RaP | 0.011566 | IMPNRGZ
elc_spv_CHN_020 | SaD | 0.32796 | IMPNRGZ | elc_won_CHN_020 | SaD | 0.090458 | IMPNRGZ | elc_wof_CHN_020 | SaD | 0.068178 | IMPNRGZ
elc_spv_CHN_020 | SaN | 0.0050714 | IMPNRGZ | elc_won_CHN_020 | SaN | 0.11907 | IMPNRGZ | elc_wof_CHN_020 | SaN | 0.080866 | IMPNRGZ
elc_spv_CHN_020 | SaP | 0.037499 | IMPNRGZ | elc_won_CHN_020 | SaP | 0.01594 | IMPNRGZ | elc_wof_CHN_020 | SaP | 0.010579 | IMPNRGZ
elc_spv_CHN_020 | WaD | 0.15403 | IMPNRGZ | elc_won_CHN_020 | WaD | 0.08858 | IMPNRGZ | elc_wof_CHN_020 | WaD | 0.16238 | IMPNRGZ
elc_spv_CHN_020 | WaN | 0 | IMPNRGZ | elc_won_CHN_020 | WaN | 0.11037 | IMPNRGZ | elc_wof_CHN_020 | WaN | 0.15664 | IMPNRGZ
elc_spv_CHN_020 | WaP | 0.0063387 | IMPNRGZ | elc_won_CHN_020 | WaP | 0.018795 | IMPNRGZ | elc_wof_CHN_020 | WaP | 0.025035 | IMPNRGZ
elc_spv_CHN_021 | FaD | 0.20605 | IMPNRGZ | elc_won_CHN_021 | FaD | 0.099369 | IMPNRGZ | elc_wof_CHN_021 | FaD | 0.12348 | IMPNRGZ
elc_spv_CHN_021 | FaN | 0 | IMPNRGZ | elc_won_CHN_021 | FaN | 0.11169 | IMPNRGZ | elc_wof_CHN_021 | FaN | 0.1244 | IMPNRGZ
elc_spv_CHN_021 | FaP | 0.01004 | IMPNRGZ | elc_won_CHN_021 | FaP | 0.01748 | IMPNRGZ | elc_wof_CHN_021 | FaP | 0.023401 | IMPNRGZ
elc_spv_CHN_021 | RaD | 0.24145 | IMPNRGZ | elc_won_CHN_021 | RaD | 0.14487 | IMPNRGZ | elc_wof_CHN_021 | RaD | 0.089996 | IMPNRGZ
elc_spv_CHN_021 | RaN | 6.1367e-06 | IMPNRGZ | elc_won_CHN_021 | RaN | 0.15795 | IMPNRGZ | elc_wof_CHN_021 | RaN | 0.088847 | IMPNRGZ
elc_spv_CHN_021 | RaP | 0.020832 | IMPNRGZ | elc_won_CHN_021 | RaP | 0.027239 | IMPNRGZ | elc_wof_CHN_021 | RaP | 0.015798 | IMPNRGZ
elc_spv_CHN_021 | SaD | 0.30314 | IMPNRGZ | elc_won_CHN_021 | SaD | 0.10319 | IMPNRGZ | elc_wof_CHN_021 | SaD | 0.10975 | IMPNRGZ
elc_spv_CHN_021 | SaN | 0.0025423 | IMPNRGZ | elc_won_CHN_021 | SaN | 0.12936 | IMPNRGZ | elc_wof_CHN_021 | SaN | 0.12352 | IMPNRGZ
elc_spv_CHN_021 | SaP | 0.02921 | IMPNRGZ | elc_won_CHN_021 | SaP | 0.018407 | IMPNRGZ | elc_wof_CHN_021 | SaP | 0.020611 | IMPNRGZ
elc_spv_CHN_021 | WaD | 0.17996 | IMPNRGZ | elc_won_CHN_021 | WaD | 0.083735 | IMPNRGZ | elc_wof_CHN_021 | WaD | 0.12741 | IMPNRGZ
elc_spv_CHN_021 | WaN | 0 | IMPNRGZ | elc_won_CHN_021 | WaN | 0.093479 | IMPNRGZ | elc_wof_CHN_021 | WaN | 0.12905 | IMPNRGZ
elc_spv_CHN_021 | WaP | 0.0067726 | IMPNRGZ | elc_won_CHN_021 | WaP | 0.013235 | IMPNRGZ | elc_wof_CHN_021 | WaP | 0.023732 | IMPNRGZ
elc_spv_CHN_022 | FaD | 0.21468 | IMPNRGZ | elc_won_CHN_022 | FaD | 0.093646 | IMPNRGZ | elc_wof_CHN_022 | FaD | 0.13145 | IMPNRGZ
elc_spv_CHN_022 | FaN | 0 | IMPNRGZ | elc_won_CHN_022 | FaN | 0.063366 | IMPNRGZ | elc_wof_CHN_022 | FaN | 0.13213 | IMPNRGZ
elc_spv_CHN_022 | FaP | 0.01071 | IMPNRGZ | elc_won_CHN_022 | FaP | 0.02259 | IMPNRGZ | elc_wof_CHN_022 | FaP | 0.02429 | IMPNRGZ
elc_spv_CHN_022 | RaD | 0.22381 | IMPNRGZ | elc_won_CHN_022 | RaD | 0.17195 | IMPNRGZ | elc_wof_CHN_022 | RaD | 0.089734 | IMPNRGZ
elc_spv_CHN_022 | RaN | 1.5668e-06 | IMPNRGZ | elc_won_CHN_022 | RaN | 0.16267 | IMPNRGZ | elc_wof_CHN_022 | RaN | 0.090873 | IMPNRGZ
elc_spv_CHN_022 | RaP | 0.019927 | IMPNRGZ | elc_won_CHN_022 | RaP | 0.047186 | IMPNRGZ | elc_wof_CHN_022 | RaP | 0.017125 | IMPNRGZ
elc_spv_CHN_022 | SaD | 0.31382 | IMPNRGZ | elc_won_CHN_022 | SaD | 0.13265 | IMPNRGZ | elc_wof_CHN_022 | SaD | 0.094302 | IMPNRGZ
elc_spv_CHN_022 | SaN | 0.0024574 | IMPNRGZ | elc_won_CHN_022 | SaN | 0.12441 | IMPNRGZ | elc_wof_CHN_022 | SaN | 0.1064 | IMPNRGZ
elc_spv_CHN_022 | SaP | 0.031912 | IMPNRGZ | elc_won_CHN_022 | SaP | 0.030508 | IMPNRGZ | elc_wof_CHN_022 | SaP | 0.018641 | IMPNRGZ
elc_spv_CHN_022 | WaD | 0.17555 | IMPNRGZ | elc_won_CHN_022 | WaD | 0.070072 | IMPNRGZ | elc_wof_CHN_022 | WaD | 0.13276 | IMPNRGZ
elc_spv_CHN_022 | WaN | 0 | IMPNRGZ | elc_won_CHN_022 | WaN | 0.06466 | IMPNRGZ | elc_wof_CHN_022 | WaN | 0.13735 | IMPNRGZ
elc_spv_CHN_022 | WaP | 0.0071283 | IMPNRGZ | elc_won_CHN_022 | WaP | 0.016297 | IMPNRGZ | elc_wof_CHN_022 | WaP | 0.024949 | IMPNRGZ
elc_spv_CHN_023 | FaD | 0.21334 | IMPNRGZ | elc_won_CHN_023 | FaD | 0.074702 | IMPNRGZ | elc_wof_CHN_023 | FaD | 0.12215 | IMPNRGZ
elc_spv_CHN_023 | FaN | 2.9938e-05 | IMPNRGZ | elc_won_CHN_023 | FaN | 0.11736 | IMPNRGZ | elc_wof_CHN_023 | FaN | 0.11736 | IMPNRGZ
elc_spv_CHN_023 | FaP | 0.015712 | IMPNRGZ | elc_won_CHN_023 | FaP | 0.016754 | IMPNRGZ | elc_wof_CHN_023 | FaP | 0.022249 | IMPNRGZ
elc_spv_CHN_023 | RaD | 0.2602 | IMPNRGZ | elc_won_CHN_023 | RaD | 0.14108 | IMPNRGZ | elc_wof_CHN_023 | RaD | 0.096642 | IMPNRGZ
elc_spv_CHN_023 | RaN | 0.0023322 | IMPNRGZ | elc_won_CHN_023 | RaN | 0.16471 | IMPNRGZ | elc_wof_CHN_023 | RaN | 0.093565 | IMPNRGZ
elc_spv_CHN_023 | RaP | 0.029842 | IMPNRGZ | elc_won_CHN_023 | RaP | 0.025339 | IMPNRGZ | elc_wof_CHN_023 | RaP | 0.016892 | IMPNRGZ
elc_spv_CHN_023 | SaD | 0.22814 | IMPNRGZ | elc_won_CHN_023 | SaD | 0.10225 | IMPNRGZ | elc_wof_CHN_023 | SaD | 0.12536 | IMPNRGZ
elc_spv_CHN_023 | SaN | 0.0050533 | IMPNRGZ | elc_won_CHN_023 | SaN | 0.14987 | IMPNRGZ | elc_wof_CHN_023 | SaN | 0.13714 | IMPNRGZ
elc_spv_CHN_023 | SaP | 0.028107 | IMPNRGZ | elc_won_CHN_023 | SaP | 0.019347 | IMPNRGZ | elc_wof_CHN_023 | SaP | 0.023235 | IMPNRGZ
elc_spv_CHN_023 | WaD | 0.20395 | IMPNRGZ | elc_won_CHN_023 | WaD | 0.070546 | IMPNRGZ | elc_wof_CHN_023 | WaD | 0.11341 | IMPNRGZ
elc_spv_CHN_023 | WaN | 0 | IMPNRGZ | elc_won_CHN_023 | WaN | 0.10211 | IMPNRGZ | elc_wof_CHN_023 | WaN | 0.11103 | IMPNRGZ
elc_spv_CHN_023 | WaP | 0.013299 | IMPNRGZ | elc_won_CHN_023 | WaP | 0.015923 | IMPNRGZ | elc_wof_CHN_023 | WaP | 0.020976 | IMPNRGZ
elc_spv_CHN_024 | FaD | 0.21411 | IMPNRGZ | elc_won_CHN_024 | FaD | 0.084796 | IMPNRGZ | elc_wof_CHN_024 | FaD | 0.11552 | IMPNRGZ
elc_spv_CHN_024 | FaN | 3.7383e-06 | IMPNRGZ | elc_won_CHN_024 | FaN | 0.093167 | IMPNRGZ | elc_wof_CHN_024 | FaN | 0.10719 | IMPNRGZ
elc_spv_CHN_024 | FaP | 0.015183 | IMPNRGZ | elc_won_CHN_024 | FaP | 0.018725 | IMPNRGZ | elc_wof_CHN_024 | FaP | 0.020517 | IMPNRGZ
elc_spv_CHN_024 | RaD | 0.26055 | IMPNRGZ | elc_won_CHN_024 | RaD | 0.15052 | IMPNRGZ | elc_wof_CHN_024 | RaD | 0.11676 | IMPNRGZ
elc_spv_CHN_024 | RaN | 0.0018039 | IMPNRGZ | elc_won_CHN_024 | RaN | 0.15558 | IMPNRGZ | elc_wof_CHN_024 | RaN | 0.11214 | IMPNRGZ
elc_spv_CHN_024 | RaP | 0.028923 | IMPNRGZ | elc_won_CHN_024 | RaP | 0.033311 | IMPNRGZ | elc_wof_CHN_024 | RaP | 0.018682 | IMPNRGZ
elc_spv_CHN_024 | SaD | 0.23166 | IMPNRGZ | elc_won_CHN_024 | SaD | 0.11548 | IMPNRGZ | elc_wof_CHN_024 | SaD | 0.12291 | IMPNRGZ
elc_spv_CHN_024 | SaN | 0.0045608 | IMPNRGZ | elc_won_CHN_024 | SaN | 0.15006 | IMPNRGZ | elc_wof_CHN_024 | SaN | 0.14192 | IMPNRGZ
elc_spv_CHN_024 | SaP | 0.026603 | IMPNRGZ | elc_won_CHN_024 | SaP | 0.023128 | IMPNRGZ | elc_wof_CHN_024 | SaP | 0.023276 | IMPNRGZ
elc_spv_CHN_024 | WaD | 0.20334 | IMPNRGZ | elc_won_CHN_024 | WaD | 0.077999 | IMPNRGZ | elc_wof_CHN_024 | WaD | 0.10094 | IMPNRGZ
elc_spv_CHN_024 | WaN | 0 | IMPNRGZ | elc_won_CHN_024 | WaN | 0.082206 | IMPNRGZ | elc_wof_CHN_024 | WaN | 0.10079 | IMPNRGZ
elc_spv_CHN_024 | WaP | 0.013257 | IMPNRGZ | elc_won_CHN_024 | WaP | 0.015022 | IMPNRGZ | elc_wof_CHN_024 | WaP | 0.019363 | IMPNRGZ
elc_spv_CHN_025 | FaD | 0.23991 | IMPNRGZ | elc_won_CHN_025 | FaD | 0.084033 | IMPNRGZ | elc_wof_CHN_025 | FaD | 0.12082 | IMPNRGZ
elc_spv_CHN_025 | FaN | 0 | IMPNRGZ | elc_won_CHN_025 | FaN | 0.13202 | IMPNRGZ | elc_wof_CHN_025 | FaN | 0.11293 | IMPNRGZ
elc_spv_CHN_025 | FaP | 0.0191 | IMPNRGZ | elc_won_CHN_025 | FaP | 0.016818 | IMPNRGZ | elc_wof_CHN_025 | FaP | 0.021384 | IMPNRGZ
elc_spv_CHN_025 | RaD | 0.22127 | IMPNRGZ | elc_won_CHN_025 | RaD | 0.11971 | IMPNRGZ | elc_wof_CHN_025 | RaD | 0.11191 | IMPNRGZ
elc_spv_CHN_025 | RaN | 0.0020976 | IMPNRGZ | elc_won_CHN_025 | RaN | 0.19281 | IMPNRGZ | elc_wof_CHN_025 | RaN | 0.10264 | IMPNRGZ
elc_spv_CHN_025 | RaP | 0.026371 | IMPNRGZ | elc_won_CHN_025 | RaP | 0.024078 | IMPNRGZ | elc_wof_CHN_025 | RaP | 0.018595 | IMPNRGZ
elc_spv_CHN_025 | SaD | 0.25774 | IMPNRGZ | elc_won_CHN_025 | SaD | 0.11282 | IMPNRGZ | elc_wof_CHN_025 | SaD | 0.12025 | IMPNRGZ
elc_spv_CHN_025 | SaN | 0.0056285 | IMPNRGZ | elc_won_CHN_025 | SaN | 0.19842 | IMPNRGZ | elc_wof_CHN_025 | SaN | 0.13304 | IMPNRGZ
elc_spv_CHN_025 | SaP | 0.031029 | IMPNRGZ | elc_won_CHN_025 | SaP | 0.023827 | IMPNRGZ | elc_wof_CHN_025 | SaP | 0.021635 | IMPNRGZ
elc_spv_CHN_025 | WaD | 0.18388 | IMPNRGZ | elc_won_CHN_025 | WaD | 0.033991 | IMPNRGZ | elc_wof_CHN_025 | WaD | 0.10836 | IMPNRGZ
elc_spv_CHN_025 | WaN | 0 | IMPNRGZ | elc_won_CHN_025 | WaN | 0.054674 | IMPNRGZ | elc_wof_CHN_025 | WaN | 0.10818 | IMPNRGZ
elc_spv_CHN_025 | WaP | 0.01297 | IMPNRGZ | elc_won_CHN_025 | WaP | 0.0067997 | IMPNRGZ | elc_wof_CHN_025 | WaP | 0.020265 | IMPNRGZ
elc_spv_CHN_026 | FaD | 0.22149 | IMPNRGZ | elc_won_CHN_026 | FaD | 0.065139 | IMPNRGZ | elc_wof_CHN_026 | FaD | 0.10031 | IMPNRGZ
elc_spv_CHN_026 | FaN | 5.3554e-06 | IMPNRGZ | elc_won_CHN_026 | FaN | 0.12997 | IMPNRGZ | elc_wof_CHN_026 | FaN | 0.10459 | IMPNRGZ
elc_spv_CHN_026 | FaP | 0.016359 | IMPNRGZ | elc_won_CHN_026 | FaP | 0.022012 | IMPNRGZ | elc_wof_CHN_026 | FaP | 0.017327 | IMPNRGZ
elc_spv_CHN_026 | RaD | 0.25083 | IMPNRGZ | elc_won_CHN_026 | RaD | 0.11031 | IMPNRGZ | elc_wof_CHN_026 | RaD | 0.13948 | IMPNRGZ
elc_spv_CHN_026 | RaN | 0.00196 | IMPNRGZ | elc_won_CHN_026 | RaN | 0.21262 | IMPNRGZ | elc_wof_CHN_026 | RaN | 0.13547 | IMPNRGZ
elc_spv_CHN_026 | RaP | 0.028421 | IMPNRGZ | elc_won_CHN_026 | RaP | 0.028463 | IMPNRGZ | elc_wof_CHN_026 | RaP | 0.022924 | IMPNRGZ
elc_spv_CHN_026 | SaD | 0.23962 | IMPNRGZ | elc_won_CHN_026 | SaD | 0.10254 | IMPNRGZ | elc_wof_CHN_026 | SaD | 0.10287 | IMPNRGZ
elc_spv_CHN_026 | SaN | 0.0049134 | IMPNRGZ | elc_won_CHN_026 | SaN | 0.20906 | IMPNRGZ | elc_wof_CHN_026 | SaN | 0.11681 | IMPNRGZ
elc_spv_CHN_026 | SaP | 0.027898 | IMPNRGZ | elc_won_CHN_026 | SaP | 0.031584 | IMPNRGZ | elc_wof_CHN_026 | SaP | 0.018185 | IMPNRGZ
elc_spv_CHN_026 | WaD | 0.19546 | IMPNRGZ | elc_won_CHN_026 | WaD | 0.030976 | IMPNRGZ | elc_wof_CHN_026 | WaD | 0.1134 | IMPNRGZ
elc_spv_CHN_026 | WaN | 0 | IMPNRGZ | elc_won_CHN_026 | WaN | 0.048453 | IMPNRGZ | elc_wof_CHN_026 | WaN | 0.10823 | IMPNRGZ
elc_spv_CHN_026 | WaP | 0.013048 | IMPNRGZ | elc_won_CHN_026 | WaP | 0.0088839 | IMPNRGZ | elc_wof_CHN_026 | WaP | 0.020409 | IMPNRGZ
elc_spv_CHN_027 | FaD | 0.21586 | IMPNRGZ | elc_won_CHN_027 | FaD | 0.078424 | IMPNRGZ | elc_wof_CHN_027 | FaD | 0.096667 | IMPNRGZ
elc_spv_CHN_027 | FaN | 0 | IMPNRGZ | elc_won_CHN_027 | FaN | 0.11595 | IMPNRGZ | elc_wof_CHN_027 | FaN | 0.10176 | IMPNRGZ
elc_spv_CHN_027 | FaP | 0.013055 | IMPNRGZ | elc_won_CHN_027 | FaP | 0.023033 | IMPNRGZ | elc_wof_CHN_027 | FaP | 0.017312 | IMPNRGZ
elc_spv_CHN_027 | RaD | 0.26274 | IMPNRGZ | elc_won_CHN_027 | RaD | 0.13343 | IMPNRGZ | elc_wof_CHN_027 | RaD | 0.14425 | IMPNRGZ
elc_spv_CHN_027 | RaN | 0.00097583 | IMPNRGZ | elc_won_CHN_027 | RaN | 0.18403 | IMPNRGZ | elc_wof_CHN_027 | RaN | 0.13979 | IMPNRGZ
elc_spv_CHN_027 | RaP | 0.027893 | IMPNRGZ | elc_won_CHN_027 | RaP | 0.035066 | IMPNRGZ | elc_wof_CHN_027 | RaP | 0.026115 | IMPNRGZ
elc_spv_CHN_027 | SaD | 0.24137 | IMPNRGZ | elc_won_CHN_027 | SaD | 0.10851 | IMPNRGZ | elc_wof_CHN_027 | SaD | 0.091872 | IMPNRGZ
elc_spv_CHN_027 | SaN | 0.0037819 | IMPNRGZ | elc_won_CHN_027 | SaN | 0.20106 | IMPNRGZ | elc_wof_CHN_027 | SaN | 0.097847 | IMPNRGZ
elc_spv_CHN_027 | SaP | 0.026129 | IMPNRGZ | elc_won_CHN_027 | SaP | 0.036911 | IMPNRGZ | elc_wof_CHN_027 | SaP | 0.017053 | IMPNRGZ
elc_spv_CHN_027 | WaD | 0.19643 | IMPNRGZ | elc_won_CHN_027 | WaD | 0.026776 | IMPNRGZ | elc_wof_CHN_027 | WaD | 0.12186 | IMPNRGZ
elc_spv_CHN_027 | WaN | 0 | IMPNRGZ | elc_won_CHN_027 | WaN | 0.049433 | IMPNRGZ | elc_wof_CHN_027 | WaN | 0.12271 | IMPNRGZ
elc_spv_CHN_027 | WaP | 0.011763 | IMPNRGZ | elc_won_CHN_027 | WaP | 0.0073825 | IMPNRGZ | elc_wof_CHN_027 | WaP | 0.022772 | IMPNRGZ
elc_spv_CHN_028 | FaD | 0.22165 | IMPNRGZ | elc_won_CHN_028 | FaD | 0.12265 | IMPNRGZ | elc_wof_CHN_028 | FaD | 0.094514 | IMPNRGZ
elc_spv_CHN_028 | FaN | 0 | IMPNRGZ | elc_won_CHN_028 | FaN | 0.11272 | IMPNRGZ | elc_wof_CHN_028 | FaN | 0.09878 | IMPNRGZ
elc_spv_CHN_028 | FaP | 0.013933 | IMPNRGZ | elc_won_CHN_028 | FaP | 0.023995 | IMPNRGZ | elc_wof_CHN_028 | FaP | 0.017091 | IMPNRGZ
elc_spv_CHN_028 | RaD | 0.25396 | IMPNRGZ | elc_won_CHN_028 | RaD | 0.1466 | IMPNRGZ | elc_wof_CHN_028 | RaD | 0.14687 | IMPNRGZ
elc_spv_CHN_028 | RaN | 0.00093264 | IMPNRGZ | elc_won_CHN_028 | RaN | 0.1195 | IMPNRGZ | elc_wof_CHN_028 | RaN | 0.14279 | IMPNRGZ
elc_spv_CHN_028 | RaP | 0.02758 | IMPNRGZ | elc_won_CHN_028 | RaP | 0.028511 | IMPNRGZ | elc_wof_CHN_028 | RaP | 0.025223 | IMPNRGZ
elc_spv_CHN_028 | SaD | 0.25015 | IMPNRGZ | elc_won_CHN_028 | SaD | 0.089193 | IMPNRGZ | elc_wof_CHN_028 | SaD | 0.098576 | IMPNRGZ
elc_spv_CHN_028 | SaN | 0.0039553 | IMPNRGZ | elc_won_CHN_028 | SaN | 0.05228 | IMPNRGZ | elc_wof_CHN_028 | SaN | 0.10865 | IMPNRGZ
elc_spv_CHN_028 | SaP | 0.025937 | IMPNRGZ | elc_won_CHN_028 | SaP | 0.019994 | IMPNRGZ | elc_wof_CHN_028 | SaP | 0.017266 | IMPNRGZ
elc_spv_CHN_028 | WaD | 0.19083 | IMPNRGZ | elc_won_CHN_028 | WaD | 0.12408 | IMPNRGZ | elc_wof_CHN_028 | WaD | 0.11588 | IMPNRGZ
elc_spv_CHN_028 | WaN | 0 | IMPNRGZ | elc_won_CHN_028 | WaN | 0.13517 | IMPNRGZ | elc_wof_CHN_028 | WaN | 0.11327 | IMPNRGZ
elc_spv_CHN_028 | WaP | 0.01107 | IMPNRGZ | elc_won_CHN_028 | WaP | 0.025311 | IMPNRGZ | elc_wof_CHN_028 | WaP | 0.021084 | IMPNRGZ
elc_spv_CHN_029 | FaD | 0.26713 | IMPNRGZ | elc_won_CHN_029 | FaD | 0.11277 | IMPNRGZ | elc_wof_CHN_029 | FaD | 0.08622 | IMPNRGZ
elc_spv_CHN_029 | FaN | 0 | IMPNRGZ | elc_won_CHN_029 | FaN | 0.095715 | IMPNRGZ | elc_wof_CHN_029 | FaN | 0.10094 | IMPNRGZ
elc_spv_CHN_029 | FaP | 0.014827 | IMPNRGZ | elc_won_CHN_029 | FaP | 0.023472 | IMPNRGZ | elc_wof_CHN_029 | FaP | 0.020941 | IMPNRGZ
elc_spv_CHN_029 | RaD | 0.20215 | IMPNRGZ | elc_won_CHN_029 | RaD | 0.16692 | IMPNRGZ | elc_wof_CHN_029 | RaD | 0.16405 | IMPNRGZ
elc_spv_CHN_029 | RaN | 0 | IMPNRGZ | elc_won_CHN_029 | RaN | 0.13068 | IMPNRGZ | elc_wof_CHN_029 | RaN | 0.17235 | IMPNRGZ
elc_spv_CHN_029 | RaP | 0.018523 | IMPNRGZ | elc_won_CHN_029 | RaP | 0.032915 | IMPNRGZ | elc_wof_CHN_029 | RaP | 0.033221 | IMPNRGZ
elc_spv_CHN_029 | SaD | 0.28489 | IMPNRGZ | elc_won_CHN_029 | SaD | 0.12798 | IMPNRGZ | elc_wof_CHN_029 | SaD | 0.090022 | IMPNRGZ
elc_spv_CHN_029 | SaN | 3.4897e-05 | IMPNRGZ | elc_won_CHN_029 | SaN | 0.099849 | IMPNRGZ | elc_wof_CHN_029 | SaN | 0.099191 | IMPNRGZ
elc_spv_CHN_029 | SaP | 0.029837 | IMPNRGZ | elc_won_CHN_029 | SaP | 0.030396 | IMPNRGZ | elc_wof_CHN_029 | SaP | 0.017704 | IMPNRGZ
elc_spv_CHN_029 | WaD | 0.17412 | IMPNRGZ | elc_won_CHN_029 | WaD | 0.075422 | IMPNRGZ | elc_wof_CHN_029 | WaD | 0.09833 | IMPNRGZ
elc_spv_CHN_029 | WaN | 0 | IMPNRGZ | elc_won_CHN_029 | WaN | 0.087695 | IMPNRGZ | elc_wof_CHN_029 | WaN | 0.098225 | IMPNRGZ
elc_spv_CHN_029 | WaP | 0.0084794 | IMPNRGZ | elc_won_CHN_029 | WaP | 0.016187 | IMPNRGZ | elc_wof_CHN_029 | WaP | 0.018805 | IMPNRGZ
elc_spv_CHN_030 | FaD | 0.25373 | IMPNRGZ | elc_won_CHN_030 | FaD | 0.089718 | IMPNRGZ | elc_wof_CHN_030 | FaD | 0.093236 | IMPNRGZ
elc_spv_CHN_030 | FaN | 0 | IMPNRGZ | elc_won_CHN_030 | FaN | 0.11921 | IMPNRGZ | elc_wof_CHN_030 | FaN | 0.10334 | IMPNRGZ
elc_spv_CHN_030 | FaP | 0.01135 | IMPNRGZ | elc_won_CHN_030 | FaP | 0.020729 | IMPNRGZ | elc_wof_CHN_030 | FaP | 0.017745 | IMPNRGZ
elc_spv_CHN_030 | RaD | 0.20814 | IMPNRGZ | elc_won_CHN_030 | RaD | 0.14211 | IMPNRGZ | elc_wof_CHN_030 | RaD | 0.14427 | IMPNRGZ
elc_spv_CHN_030 | RaN | 0 | IMPNRGZ | elc_won_CHN_030 | RaN | 0.17914 | IMPNRGZ | elc_wof_CHN_030 | RaN | 0.15602 | IMPNRGZ
elc_spv_CHN_030 | RaP | 0.016119 | IMPNRGZ | elc_won_CHN_030 | RaP | 0.032419 | IMPNRGZ | elc_wof_CHN_030 | RaP | 0.026458 | IMPNRGZ
elc_spv_CHN_030 | SaD | 0.29241 | IMPNRGZ | elc_won_CHN_030 | SaD | 0.10707 | IMPNRGZ | elc_wof_CHN_030 | SaD | 0.086094 | IMPNRGZ
elc_spv_CHN_030 | SaN | 0 | IMPNRGZ | elc_won_CHN_030 | SaN | 0.17283 | IMPNRGZ | elc_wof_CHN_030 | SaN | 0.096234 | IMPNRGZ
elc_spv_CHN_030 | SaP | 0.026035 | IMPNRGZ | elc_won_CHN_030 | SaP | 0.029129 | IMPNRGZ | elc_wof_CHN_030 | SaP | 0.017246 | IMPNRGZ
elc_spv_CHN_030 | WaD | 0.18479 | IMPNRGZ | elc_won_CHN_030 | WaD | 0.043014 | IMPNRGZ | elc_wof_CHN_030 | WaD | 0.11772 | IMPNRGZ
elc_spv_CHN_030 | WaN | 0 | IMPNRGZ | elc_won_CHN_030 | WaN | 0.058787 | IMPNRGZ | elc_wof_CHN_030 | WaN | 0.11941 | IMPNRGZ
elc_spv_CHN_030 | WaP | 0.007425 | IMPNRGZ | elc_won_CHN_030 | WaP | 0.0058401 | IMPNRGZ | elc_wof_CHN_030 | WaP | 0.022227 | IMPNRGZ
elc_spv_CHN_031 | FaD | 0.22467 | IMPNRGZ | elc_won_CHN_031 | FaD | 0.11172 | IMPNRGZ | elc_wof_CHN_031 | FaD | 0.10943 | IMPNRGZ
elc_spv_CHN_031 | FaN | 0 | IMPNRGZ | elc_won_CHN_031 | FaN | 0.10381 | IMPNRGZ | elc_wof_CHN_031 | FaN | 0.12369 | IMPNRGZ
elc_spv_CHN_031 | FaP | 0.0122 | IMPNRGZ | elc_won_CHN_031 | FaP | 0.020945 | IMPNRGZ | elc_wof_CHN_031 | FaP | 0.021642 | IMPNRGZ
elc_spv_CHN_031 | RaD | 0.2228 | IMPNRGZ | elc_won_CHN_031 | RaD | 0.13786 | IMPNRGZ | elc_wof_CHN_031 | RaD | 0.14278 | IMPNRGZ
elc_spv_CHN_031 | RaN | 0 | IMPNRGZ | elc_won_CHN_031 | RaN | 0.12969 | IMPNRGZ | elc_wof_CHN_031 | RaN | 0.14477 | IMPNRGZ
elc_spv_CHN_031 | RaP | 0.019924 | IMPNRGZ | elc_won_CHN_031 | RaP | 0.026913 | IMPNRGZ | elc_wof_CHN_031 | RaP | 0.028672 | IMPNRGZ
elc_spv_CHN_031 | SaD | 0.30943 | IMPNRGZ | elc_won_CHN_031 | SaD | 0.08455 | IMPNRGZ | elc_wof_CHN_031 | SaD | 0.076839 | IMPNRGZ
elc_spv_CHN_031 | SaN | 0.0021639 | IMPNRGZ | elc_won_CHN_031 | SaN | 0.096998 | IMPNRGZ | elc_wof_CHN_031 | SaN | 0.0853 | IMPNRGZ
elc_spv_CHN_031 | SaP | 0.033833 | IMPNRGZ | elc_won_CHN_031 | SaP | 0.019475 | IMPNRGZ | elc_wof_CHN_031 | SaP | 0.014325 | IMPNRGZ
elc_spv_CHN_031 | WaD | 0.16744 | IMPNRGZ | elc_won_CHN_031 | WaD | 0.1235 | IMPNRGZ | elc_wof_CHN_031 | WaD | 0.10999 | IMPNRGZ
elc_spv_CHN_031 | WaN | 0 | IMPNRGZ | elc_won_CHN_031 | WaN | 0.12287 | IMPNRGZ | elc_wof_CHN_031 | WaN | 0.11914 | IMPNRGZ
elc_spv_CHN_031 | WaP | 0.0075413 | IMPNRGZ | elc_won_CHN_031 | WaP | 0.02167 | IMPNRGZ | elc_wof_CHN_031 | WaP | 0.023416 | IMPNRGZ
elc_spv_CHN_032 | FaD | 0.2381 | IMPNRGZ | elc_won_CHN_032 | FaD | 0.087754 | IMPNRGZ | elc_wof_CHN_032 | FaD | 0.092714 | IMPNRGZ
elc_spv_CHN_032 | FaN | 0 | IMPNRGZ | elc_won_CHN_032 | FaN | 0.10877 | IMPNRGZ | elc_wof_CHN_032 | FaN | 0.10913 | IMPNRGZ
elc_spv_CHN_032 | FaP | 0.0077495 | IMPNRGZ | elc_won_CHN_032 | FaP | 0.018343 | IMPNRGZ | elc_wof_CHN_032 | FaP | 0.018351 | IMPNRGZ
elc_spv_CHN_032 | RaD | 0.22591 | IMPNRGZ | elc_won_CHN_032 | RaD | 0.13205 | IMPNRGZ | elc_wof_CHN_032 | RaD | 0.14244 | IMPNRGZ
elc_spv_CHN_032 | RaN | 0 | IMPNRGZ | elc_won_CHN_032 | RaN | 0.15628 | IMPNRGZ | elc_wof_CHN_032 | RaN | 0.16176 | IMPNRGZ
elc_spv_CHN_032 | RaP | 0.015677 | IMPNRGZ | elc_won_CHN_032 | RaP | 0.036267 | IMPNRGZ | elc_wof_CHN_032 | RaP | 0.026279 | IMPNRGZ
elc_spv_CHN_032 | SaD | 0.29755 | IMPNRGZ | elc_won_CHN_032 | SaD | 0.10662 | IMPNRGZ | elc_wof_CHN_032 | SaD | 0.081482 | IMPNRGZ
elc_spv_CHN_032 | SaN | 0 | IMPNRGZ | elc_won_CHN_032 | SaN | 0.14837 | IMPNRGZ | elc_wof_CHN_032 | SaN | 0.099827 | IMPNRGZ
elc_spv_CHN_032 | SaP | 0.023739 | IMPNRGZ | elc_won_CHN_032 | SaP | 0.03403 | IMPNRGZ | elc_wof_CHN_032 | SaP | 0.016438 | IMPNRGZ
elc_spv_CHN_032 | WaD | 0.18628 | IMPNRGZ | elc_won_CHN_032 | WaD | 0.071086 | IMPNRGZ | elc_wof_CHN_032 | WaD | 0.11504 | IMPNRGZ
elc_spv_CHN_032 | WaN | 0 | IMPNRGZ | elc_won_CHN_032 | WaN | 0.086673 | IMPNRGZ | elc_wof_CHN_032 | WaN | 0.11501 | IMPNRGZ
elc_spv_CHN_032 | WaP | 0.0050084 | IMPNRGZ | elc_won_CHN_032 | WaP | 0.013764 | IMPNRGZ | elc_wof_CHN_032 | WaP | 0.021522 | IMPNRGZ
elc_spv_CHN_033 | FaD | 0.23216 | IMPNRGZ | elc_won_CHN_033 | FaD | 0.091223 | IMPNRGZ | elc_wof_CHN_033 | FaD | 0.099169 | IMPNRGZ
elc_spv_CHN_033 | FaN | 0 | IMPNRGZ | elc_won_CHN_033 | FaN | 0.084887 | IMPNRGZ | elc_wof_CHN_033 | FaN | 0.11294 | IMPNRGZ
elc_spv_CHN_033 | FaP | 0.010415 | IMPNRGZ | elc_won_CHN_033 | FaP | 0.019978 | IMPNRGZ | elc_wof_CHN_033 | FaP | 0.020589 | IMPNRGZ
elc_spv_CHN_033 | RaD | 0.22075 | IMPNRGZ | elc_won_CHN_033 | RaD | 0.14217 | IMPNRGZ | elc_wof_CHN_033 | RaD | 0.14147 | IMPNRGZ
elc_spv_CHN_033 | RaN | 0 | IMPNRGZ | elc_won_CHN_033 | RaN | 0.14597 | IMPNRGZ | elc_wof_CHN_033 | RaN | 0.1603 | IMPNRGZ
elc_spv_CHN_033 | RaP | 0.018955 | IMPNRGZ | elc_won_CHN_033 | RaP | 0.033932 | IMPNRGZ | elc_wof_CHN_033 | RaP | 0.02812 | IMPNRGZ
elc_spv_CHN_033 | SaD | 0.30245 | IMPNRGZ | elc_won_CHN_033 | SaD | 0.13932 | IMPNRGZ | elc_wof_CHN_033 | SaD | 0.096061 | IMPNRGZ
elc_spv_CHN_033 | SaN | 3.8037e-05 | IMPNRGZ | elc_won_CHN_033 | SaN | 0.15413 | IMPNRGZ | elc_wof_CHN_033 | SaN | 0.10236 | IMPNRGZ
elc_spv_CHN_033 | SaP | 0.028626 | IMPNRGZ | elc_won_CHN_033 | SaP | 0.029329 | IMPNRGZ | elc_wof_CHN_033 | SaP | 0.02041 | IMPNRGZ
elc_spv_CHN_033 | WaD | 0.17995 | IMPNRGZ | elc_won_CHN_033 | WaD | 0.067758 | IMPNRGZ | elc_wof_CHN_033 | WaD | 0.093396 | IMPNRGZ
elc_spv_CHN_033 | WaN | 0 | IMPNRGZ | elc_won_CHN_033 | WaN | 0.07542 | IMPNRGZ | elc_wof_CHN_033 | WaN | 0.10801 | IMPNRGZ
elc_spv_CHN_033 | WaP | 0.0066577 | IMPNRGZ | elc_won_CHN_033 | WaP | 0.015883 | IMPNRGZ | elc_wof_CHN_033 | WaP | 0.017171 | IMPNRGZ
elc_spv_CHN_034 | FaD | 0.19679 | IMPNRGZ | elc_won_CHN_034 | FaD | 0.066184 | IMPNRGZ | elc_wof_CHN_034 | FaD | 0.091028 | IMPNRGZ
elc_spv_CHN_034 | FaN | 0 | IMPNRGZ | elc_won_CHN_034 | FaN | 0.1082 | IMPNRGZ | elc_wof_CHN_034 | FaN | 0.10934 | IMPNRGZ
elc_spv_CHN_034 | FaP | 0.014821 | IMPNRGZ | elc_won_CHN_034 | FaP | 0.014054 | IMPNRGZ | elc_wof_CHN_034 | FaP | 0.017208 | IMPNRGZ
elc_spv_CHN_034 | RaD | 0.25078 | IMPNRGZ | elc_won_CHN_034 | RaD | 0.10421 | IMPNRGZ | elc_wof_CHN_034 | RaD | 0.14652 | IMPNRGZ
elc_spv_CHN_034 | RaN | 0.00075198 | IMPNRGZ | elc_won_CHN_034 | RaN | 0.16521 | IMPNRGZ | elc_wof_CHN_034 | RaN | 0.16747 | IMPNRGZ
elc_spv_CHN_034 | RaP | 0.028282 | IMPNRGZ | elc_won_CHN_034 | RaP | 0.024661 | IMPNRGZ | elc_wof_CHN_034 | RaP | 0.022798 | IMPNRGZ
elc_spv_CHN_034 | SaD | 0.28545 | IMPNRGZ | elc_won_CHN_034 | SaD | 0.1199 | IMPNRGZ | elc_wof_CHN_034 | SaD | 0.078843 | IMPNRGZ
elc_spv_CHN_034 | SaN | 0.0052813 | IMPNRGZ | elc_won_CHN_034 | SaN | 0.20786 | IMPNRGZ | elc_wof_CHN_034 | SaN | 0.10335 | IMPNRGZ
elc_spv_CHN_034 | SaP | 0.037211 | IMPNRGZ | elc_won_CHN_034 | SaP | 0.02632 | IMPNRGZ | elc_wof_CHN_034 | SaP | 0.014216 | IMPNRGZ
elc_spv_CHN_034 | WaD | 0.16622 | IMPNRGZ | elc_won_CHN_034 | WaD | 0.056819 | IMPNRGZ | elc_wof_CHN_034 | WaD | 0.12009 | IMPNRGZ
elc_spv_CHN_034 | WaN | 0 | IMPNRGZ | elc_won_CHN_034 | WaN | 0.093721 | IMPNRGZ | elc_wof_CHN_034 | WaN | 0.10952 | IMPNRGZ
elc_spv_CHN_034 | WaP | 0.014404 | IMPNRGZ | elc_won_CHN_034 | WaP | 0.01285 | IMPNRGZ | elc_wof_CHN_034 | WaP | 0.019601 | IMPNRGZ
elc_spv_CHN_035 | FaD | 0.2034 | IMPNRGZ | elc_won_CHN_035 | FaD | 0.052153 | IMPNRGZ
elc_spv_CHN_035 | FaN | 0 | IMPNRGZ | elc_won_CHN_035 | FaN | 0.10377 | IMPNRGZ
elc_spv_CHN_035 | FaP | 0.014194 | IMPNRGZ | elc_won_CHN_035 | FaP | 0.022721 | IMPNRGZ
elc_spv_CHN_035 | RaD | 0.24185 | IMPNRGZ | elc_won_CHN_035 | RaD | 0.09434 | IMPNRGZ
elc_spv_CHN_035 | RaN | 0.00046044 | IMPNRGZ | elc_won_CHN_035 | RaN | 0.17089 | IMPNRGZ
elc_spv_CHN_035 | RaP | 0.024705 | IMPNRGZ | elc_won_CHN_035 | RaP | 0.041103 | IMPNRGZ
elc_spv_CHN_035 | SaD | 0.30504 | IMPNRGZ | elc_won_CHN_035 | SaD | 0.12043 | IMPNRGZ
elc_spv_CHN_035 | SaN | 0.0054053 | IMPNRGZ | elc_won_CHN_035 | SaN | 0.22905 | IMPNRGZ
elc_spv_CHN_035 | SaP | 0.037944 | IMPNRGZ | elc_won_CHN_035 | SaP | 0.055629 | IMPNRGZ
elc_spv_CHN_035 | WaD | 0.15721 | IMPNRGZ | elc_won_CHN_035 | WaD | 0.037118 | IMPNRGZ
elc_spv_CHN_035 | WaN | 0 | IMPNRGZ | elc_won_CHN_035 | WaN | 0.061594 | IMPNRGZ
elc_spv_CHN_035 | WaP | 0.009786 | IMPNRGZ | elc_won_CHN_035 | WaP | 0.011211 | IMPNRGZ
elc_spv_CHN_036 | FaD | 0.25108 | IMPNRGZ | elc_won_CHN_036 | FaD | 0.058579 | IMPNRGZ
elc_spv_CHN_036 | FaN | 0 | IMPNRGZ | elc_won_CHN_036 | FaN | 0.081524 | IMPNRGZ
elc_spv_CHN_036 | FaP | 0.015735 | IMPNRGZ | elc_won_CHN_036 | FaP | 0.013927 | IMPNRGZ
elc_spv_CHN_036 | RaD | 0.22119 | IMPNRGZ | elc_won_CHN_036 | RaD | 0.12595 | IMPNRGZ
elc_spv_CHN_036 | RaN | 5.1188e-07 | IMPNRGZ | elc_won_CHN_036 | RaN | 0.2368 | IMPNRGZ
elc_spv_CHN_036 | RaP | 0.023292 | IMPNRGZ | elc_won_CHN_036 | RaP | 0.037712 | IMPNRGZ
elc_spv_CHN_036 | SaD | 0.27532 | IMPNRGZ | elc_won_CHN_036 | SaD | 0.11612 | IMPNRGZ
elc_spv_CHN_036 | SaN | 0.0023084 | IMPNRGZ | elc_won_CHN_036 | SaN | 0.23501 | IMPNRGZ
elc_spv_CHN_036 | SaP | 0.031456 | IMPNRGZ | elc_won_CHN_036 | SaP | 0.043669 | IMPNRGZ
elc_spv_CHN_036 | WaD | 0.16978 | IMPNRGZ | elc_won_CHN_036 | WaD | 0.022016 | IMPNRGZ
elc_spv_CHN_036 | WaN | 0 | IMPNRGZ | elc_won_CHN_036 | WaN | 0.024513 | IMPNRGZ
elc_spv_CHN_036 | WaP | 0.0098387 | IMPNRGZ | elc_won_CHN_036 | WaP | 0.0041886 | IMPNRGZ
elc_spv_CHN_037 | FaD | 0.22485 | IMPNRGZ | elc_won_CHN_037 | FaD | 0.074084 | IMPNRGZ
elc_spv_CHN_037 | FaN | 0 | IMPNRGZ | elc_won_CHN_037 | FaN | 0.099072 | IMPNRGZ
elc_spv_CHN_037 | FaP | 0.017225 | IMPNRGZ | elc_won_CHN_037 | FaP | 0.015807 | IMPNRGZ
elc_spv_CHN_037 | RaD | 0.25006 | IMPNRGZ | elc_won_CHN_037 | RaD | 0.13163 | IMPNRGZ
elc_spv_CHN_037 | RaN | 0.00016624 | IMPNRGZ | elc_won_CHN_037 | RaN | 0.19072 | IMPNRGZ
elc_spv_CHN_037 | RaP | 0.030783 | IMPNRGZ | elc_won_CHN_037 | RaP | 0.030281 | IMPNRGZ
elc_spv_CHN_037 | SaD | 0.26167 | IMPNRGZ | elc_won_CHN_037 | SaD | 0.13022 | IMPNRGZ
elc_spv_CHN_037 | SaN | 0.0042728 | IMPNRGZ | elc_won_CHN_037 | SaN | 0.20204 | IMPNRGZ
elc_spv_CHN_037 | SaP | 0.030375 | IMPNRGZ | elc_won_CHN_037 | SaP | 0.032557 | IMPNRGZ
elc_spv_CHN_037 | WaD | 0.16756 | IMPNRGZ | elc_won_CHN_037 | WaD | 0.040914 | IMPNRGZ
elc_spv_CHN_037 | WaN | 0 | IMPNRGZ | elc_won_CHN_037 | WaN | 0.04486 | IMPNRGZ
elc_spv_CHN_037 | WaP | 0.013044 | IMPNRGZ | elc_won_CHN_037 | WaP | 0.0078157 | IMPNRGZ
elc_spv_CHN_038 | FaD | 0.23769 | IMPNRGZ | elc_won_CHN_038 | FaD | 0.10067 | IMPNRGZ
elc_spv_CHN_038 | FaN | 0 | IMPNRGZ | elc_won_CHN_038 | FaN | 0.094248 | IMPNRGZ
elc_spv_CHN_038 | FaP | 0.015976 | IMPNRGZ | elc_won_CHN_038 | FaP | 0.018749 | IMPNRGZ
elc_spv_CHN_038 | RaD | 0.23679 | IMPNRGZ | elc_won_CHN_038 | RaD | 0.15399 | IMPNRGZ
elc_spv_CHN_038 | RaN | 0.00059658 | IMPNRGZ | elc_won_CHN_038 | RaN | 0.15255 | IMPNRGZ
elc_spv_CHN_038 | RaP | 0.025914 | IMPNRGZ | elc_won_CHN_038 | RaP | 0.034517 | IMPNRGZ
elc_spv_CHN_038 | SaD | 0.25828 | IMPNRGZ | elc_won_CHN_038 | SaD | 0.13955 | IMPNRGZ
elc_spv_CHN_038 | SaN | 0.0043658 | IMPNRGZ | elc_won_CHN_038 | SaN | 0.14431 | IMPNRGZ
elc_spv_CHN_038 | SaP | 0.028142 | IMPNRGZ | elc_won_CHN_038 | SaP | 0.031897 | IMPNRGZ
elc_spv_CHN_038 | WaD | 0.18125 | IMPNRGZ | elc_won_CHN_038 | WaD | 0.059692 | IMPNRGZ
elc_spv_CHN_038 | WaN | 0 | IMPNRGZ | elc_won_CHN_038 | WaN | 0.058887 | IMPNRGZ
elc_spv_CHN_038 | WaP | 0.010988 | IMPNRGZ | elc_won_CHN_038 | WaP | 0.010953 | IMPNRGZ
elc_spv_CHN_039 | FaD | 0.24987 | IMPNRGZ | elc_won_CHN_039 | FaD | 0.095971 | IMPNRGZ
elc_spv_CHN_039 | FaN | 0 | IMPNRGZ | elc_won_CHN_039 | FaN | 0.094473 | IMPNRGZ
elc_spv_CHN_039 | FaP | 0.018771 | IMPNRGZ | elc_won_CHN_039 | FaP | 0.020773 | IMPNRGZ
elc_spv_CHN_039 | RaD | 0.22947 | IMPNRGZ | elc_won_CHN_039 | RaD | 0.14123 | IMPNRGZ
elc_spv_CHN_039 | RaN | 0.00056043 | IMPNRGZ | elc_won_CHN_039 | RaN | 0.14349 | IMPNRGZ
elc_spv_CHN_039 | RaP | 0.023615 | IMPNRGZ | elc_won_CHN_039 | RaP | 0.035797 | IMPNRGZ
elc_spv_CHN_039 | SaD | 0.25821 | IMPNRGZ | elc_won_CHN_039 | SaD | 0.12293 | IMPNRGZ
elc_spv_CHN_039 | SaN | 0.0049385 | IMPNRGZ | elc_won_CHN_039 | SaN | 0.14352 | IMPNRGZ
elc_spv_CHN_039 | SaP | 0.028984 | IMPNRGZ | elc_won_CHN_039 | SaP | 0.035929 | IMPNRGZ
elc_spv_CHN_039 | WaD | 0.17305 | IMPNRGZ | elc_won_CHN_039 | WaD | 0.072822 | IMPNRGZ
elc_spv_CHN_039 | WaN | 0 | IMPNRGZ | elc_won_CHN_039 | WaN | 0.078805 | IMPNRGZ
elc_spv_CHN_039 | WaP | 0.012533 | IMPNRGZ | elc_won_CHN_039 | WaP | 0.014255 | IMPNRGZ
elc_spv_CHN_040 | FaD | 0.25722 | IMPNRGZ | elc_won_CHN_040 | FaD | 0.099898 | IMPNRGZ
elc_spv_CHN_040 | FaN | 0 | IMPNRGZ | elc_won_CHN_040 | FaN | 0.072822 | IMPNRGZ
elc_spv_CHN_040 | FaP | 0.02238 | IMPNRGZ | elc_won_CHN_040 | FaP | 0.020319 | IMPNRGZ
elc_spv_CHN_040 | RaD | 0.212 | IMPNRGZ | elc_won_CHN_040 | RaD | 0.17937 | IMPNRGZ
elc_spv_CHN_040 | RaN | 0.0010773 | IMPNRGZ | elc_won_CHN_040 | RaN | 0.11566 | IMPNRGZ
elc_spv_CHN_040 | RaP | 0.023373 | IMPNRGZ | elc_won_CHN_040 | RaP | 0.043589 | IMPNRGZ
elc_spv_CHN_040 | SaD | 0.22345 | IMPNRGZ | elc_won_CHN_040 | SaD | 0.17164 | IMPNRGZ
elc_spv_CHN_040 | SaN | 0.0049855 | IMPNRGZ | elc_won_CHN_040 | SaN | 0.11715 | IMPNRGZ
elc_spv_CHN_040 | SaP | 0.027659 | IMPNRGZ | elc_won_CHN_040 | SaP | 0.052835 | IMPNRGZ
elc_spv_CHN_040 | WaD | 0.20741 | IMPNRGZ | elc_won_CHN_040 | WaD | 0.057419 | IMPNRGZ
elc_spv_CHN_040 | WaN | 0 | IMPNRGZ | elc_won_CHN_040 | WaN | 0.06067 | IMPNRGZ
elc_spv_CHN_040 | WaP | 0.020462 | IMPNRGZ | elc_won_CHN_040 | WaP | 0.0086317 | IMPNRGZ
elc_spv_CHN_041 | FaD | 0.25183 | IMPNRGZ | elc_won_CHN_041 | FaD | 0.089597 | IMPNRGZ
elc_spv_CHN_041 | FaN | 0 | IMPNRGZ | elc_won_CHN_041 | FaN | 0.12445 | IMPNRGZ
elc_spv_CHN_041 | FaP | 0.020338 | IMPNRGZ | elc_won_CHN_041 | FaP | 0.017679 | IMPNRGZ
elc_spv_CHN_041 | RaD | 0.2094 | IMPNRGZ | elc_won_CHN_041 | RaD | 0.1223 | IMPNRGZ
elc_spv_CHN_041 | RaN | 0.001609 | IMPNRGZ | elc_won_CHN_041 | RaN | 0.16879 | IMPNRGZ
elc_spv_CHN_041 | RaP | 0.023103 | IMPNRGZ | elc_won_CHN_041 | RaP | 0.025301 | IMPNRGZ
elc_spv_CHN_041 | SaD | 0.25929 | IMPNRGZ | elc_won_CHN_041 | SaD | 0.10644 | IMPNRGZ
elc_spv_CHN_041 | SaN | 0.0056268 | IMPNRGZ | elc_won_CHN_041 | SaN | 0.18125 | IMPNRGZ
elc_spv_CHN_041 | SaP | 0.030009 | IMPNRGZ | elc_won_CHN_041 | SaP | 0.027331 | IMPNRGZ
elc_spv_CHN_041 | WaD | 0.18457 | IMPNRGZ | elc_won_CHN_041 | WaD | 0.052082 | IMPNRGZ
elc_spv_CHN_041 | WaN | 0 | IMPNRGZ | elc_won_CHN_041 | WaN | 0.073919 | IMPNRGZ
elc_spv_CHN_041 | WaP | 0.014231 | IMPNRGZ | elc_won_CHN_041 | WaP | 0.010851 | IMPNRGZ
elc_spv_CHN_042 | FaD | 0.25746 | IMPNRGZ | elc_won_CHN_042 | FaD | 0.08947 | IMPNRGZ
elc_spv_CHN_042 | FaN | 0 | IMPNRGZ | elc_won_CHN_042 | FaN | 0.11687 | IMPNRGZ
elc_spv_CHN_042 | FaP | 0.02154 | IMPNRGZ | elc_won_CHN_042 | FaP | 0.020654 | IMPNRGZ
elc_spv_CHN_042 | RaD | 0.20856 | IMPNRGZ | elc_won_CHN_042 | RaD | 0.1279 | IMPNRGZ
elc_spv_CHN_042 | RaN | 0.0013518 | IMPNRGZ | elc_won_CHN_042 | RaN | 0.18213 | IMPNRGZ
elc_spv_CHN_042 | RaP | 0.023388 | IMPNRGZ | elc_won_CHN_042 | RaP | 0.03195 | IMPNRGZ
elc_spv_CHN_042 | SaD | 0.24664 | IMPNRGZ | elc_won_CHN_042 | SaD | 0.10447 | IMPNRGZ
elc_spv_CHN_042 | SaN | 0.0056485 | IMPNRGZ | elc_won_CHN_042 | SaN | 0.18989 | IMPNRGZ
elc_spv_CHN_042 | SaP | 0.030006 | IMPNRGZ | elc_won_CHN_042 | SaP | 0.034518 | IMPNRGZ
elc_spv_CHN_042 | WaD | 0.19004 | IMPNRGZ | elc_won_CHN_042 | WaD | 0.040377 | IMPNRGZ
elc_spv_CHN_042 | WaN | 0 | IMPNRGZ | elc_won_CHN_042 | WaN | 0.052607 | IMPNRGZ
elc_spv_CHN_042 | WaP | 0.015365 | IMPNRGZ | elc_won_CHN_042 | WaP | 0.0091708 | IMPNRGZ
elc_spv_CHN_043 | FaD | 0.27143 | IMPNRGZ | elc_won_CHN_043 | FaD | 0.11698 | IMPNRGZ
elc_spv_CHN_043 | FaN | 0 | IMPNRGZ | elc_won_CHN_043 | FaN | 0.12159 | IMPNRGZ
elc_spv_CHN_043 | FaP | 0.0088804 | IMPNRGZ | elc_won_CHN_043 | FaP | 0.021988 | IMPNRGZ
elc_spv_CHN_043 | RaD | 0.20358 | IMPNRGZ | elc_won_CHN_043 | RaD | 0.14679 | IMPNRGZ
elc_spv_CHN_043 | RaN | 0 | IMPNRGZ | elc_won_CHN_043 | RaN | 0.1492 | IMPNRGZ
elc_spv_CHN_043 | RaP | 0.010548 | IMPNRGZ | elc_won_CHN_043 | RaP | 0.031587 | IMPNRGZ
elc_spv_CHN_043 | SaD | 0.23866 | IMPNRGZ | elc_won_CHN_043 | SaD | 0.10632 | IMPNRGZ
elc_spv_CHN_043 | SaN | 0 | IMPNRGZ | elc_won_CHN_043 | SaN | 0.12435 | IMPNRGZ
elc_spv_CHN_043 | SaP | 0.01661 | IMPNRGZ | elc_won_CHN_043 | SaP | 0.025033 | IMPNRGZ
elc_spv_CHN_043 | WaD | 0.24086 | IMPNRGZ | elc_won_CHN_043 | WaD | 0.063661 | IMPNRGZ
elc_spv_CHN_043 | WaN | 0 | IMPNRGZ | elc_won_CHN_043 | WaN | 0.078595 | IMPNRGZ
elc_spv_CHN_043 | WaP | 0.0094324 | IMPNRGZ | elc_won_CHN_043 | WaP | 0.013904 | IMPNRGZ
elc_spv_CHN_044 | FaD | 0.27773 | IMPNRGZ | elc_won_CHN_044 | FaD | 0.081512 | IMPNRGZ
elc_spv_CHN_044 | FaN | 0 | IMPNRGZ | elc_won_CHN_044 | FaN | 0.087087 | IMPNRGZ
elc_spv_CHN_044 | FaP | 0.011795 | IMPNRGZ | elc_won_CHN_044 | FaP | 0.01634 | IMPNRGZ
elc_spv_CHN_044 | RaD | 0.19401 | IMPNRGZ | elc_won_CHN_044 | RaD | 0.1028 | IMPNRGZ
elc_spv_CHN_044 | RaN | 0 | IMPNRGZ | elc_won_CHN_044 | RaN | 0.096508 | IMPNRGZ
elc_spv_CHN_044 | RaP | 0.011862 | IMPNRGZ | elc_won_CHN_044 | RaP | 0.01746 | IMPNRGZ
elc_spv_CHN_044 | SaD | 0.26312 | IMPNRGZ | elc_won_CHN_044 | SaD | 0.22257 | IMPNRGZ
elc_spv_CHN_044 | SaN | 0 | IMPNRGZ | elc_won_CHN_044 | SaN | 0.18797 | IMPNRGZ
elc_spv_CHN_044 | SaP | 0.020038 | IMPNRGZ | elc_won_CHN_044 | SaP | 0.025144 | IMPNRGZ
elc_spv_CHN_044 | WaD | 0.21293 | IMPNRGZ | elc_won_CHN_044 | WaD | 0.068533 | IMPNRGZ
elc_spv_CHN_044 | WaN | 0 | IMPNRGZ | elc_won_CHN_044 | WaN | 0.079223 | IMPNRGZ
elc_spv_CHN_044 | WaP | 0.0085182 | IMPNRGZ | elc_won_CHN_044 | WaP | 0.01485 | IMPNRGZ
elc_spv_CHN_045 | FaD | 0.25674 | IMPNRGZ | elc_won_CHN_045 | FaD | 0.090714 | IMPNRGZ
elc_spv_CHN_045 | FaN | 0 | IMPNRGZ | elc_won_CHN_045 | FaN | 0.11021 | IMPNRGZ
elc_spv_CHN_045 | FaP | 0.010997 | IMPNRGZ | elc_won_CHN_045 | FaP | 0.020474 | IMPNRGZ
elc_spv_CHN_045 | RaD | 0.20859 | IMPNRGZ | elc_won_CHN_045 | RaD | 0.09832 | IMPNRGZ
elc_spv_CHN_045 | RaN | 0 | IMPNRGZ | elc_won_CHN_045 | RaN | 0.093465 | IMPNRGZ
elc_spv_CHN_045 | RaP | 0.014988 | IMPNRGZ | elc_won_CHN_045 | RaP | 0.015359 | IMPNRGZ
elc_spv_CHN_045 | SaD | 0.25409 | IMPNRGZ | elc_won_CHN_045 | SaD | 0.17067 | IMPNRGZ
elc_spv_CHN_045 | SaN | 0 | IMPNRGZ | elc_won_CHN_045 | SaN | 0.19293 | IMPNRGZ
elc_spv_CHN_045 | SaP | 0.019189 | IMPNRGZ | elc_won_CHN_045 | SaP | 0.02236 | IMPNRGZ
elc_spv_CHN_045 | WaD | 0.22527 | IMPNRGZ | elc_won_CHN_045 | WaD | 0.073164 | IMPNRGZ
elc_spv_CHN_045 | WaN | 0 | IMPNRGZ | elc_won_CHN_045 | WaN | 0.097469 | IMPNRGZ
elc_spv_CHN_045 | WaP | 0.010133 | IMPNRGZ | elc_won_CHN_045 | WaP | 0.014858 | IMPNRGZ
elc_spv_CHN_046 | FaD | 0.25299 | IMPNRGZ | elc_won_CHN_046 | FaD | 0.090858 | IMPNRGZ
elc_spv_CHN_046 | FaN | 0 | IMPNRGZ | elc_won_CHN_046 | FaN | 0.081481 | IMPNRGZ
elc_spv_CHN_046 | FaP | 0.0071173 | IMPNRGZ | elc_won_CHN_046 | FaP | 0.017453 | IMPNRGZ
elc_spv_CHN_046 | RaD | 0.22466 | IMPNRGZ | elc_won_CHN_046 | RaD | 0.1165 | IMPNRGZ
elc_spv_CHN_046 | RaN | 3.2958e-06 | IMPNRGZ | elc_won_CHN_046 | RaN | 0.089547 | IMPNRGZ
elc_spv_CHN_046 | RaP | 0.012802 | IMPNRGZ | elc_won_CHN_046 | RaP | 0.017606 | IMPNRGZ
elc_spv_CHN_046 | SaD | 0.28469 | IMPNRGZ | elc_won_CHN_046 | SaD | 0.19016 | IMPNRGZ
elc_spv_CHN_046 | SaN | 4.0937e-05 | IMPNRGZ | elc_won_CHN_046 | SaN | 0.1604 | IMPNRGZ
elc_spv_CHN_046 | SaP | 0.02045 | IMPNRGZ | elc_won_CHN_046 | SaP | 0.022099 | IMPNRGZ
elc_spv_CHN_046 | WaD | 0.19343 | IMPNRGZ | elc_won_CHN_046 | WaD | 0.095651 | IMPNRGZ
elc_spv_CHN_046 | WaN | 0 | IMPNRGZ | elc_won_CHN_046 | WaN | 0.099784 | IMPNRGZ
elc_spv_CHN_046 | WaP | 0.0038132 | IMPNRGZ | elc_won_CHN_046 | WaP | 0.018458 | IMPNRGZ
elc_spv_CHN_047 | FaD | 0.27618 | IMPNRGZ | elc_won_CHN_047 | FaD | 0.098901 | IMPNRGZ
elc_spv_CHN_047 | FaN | 0 | IMPNRGZ | elc_won_CHN_047 | FaN | 0.095801 | IMPNRGZ
elc_spv_CHN_047 | FaP | 0.0083545 | IMPNRGZ | elc_won_CHN_047 | FaP | 0.022095 | IMPNRGZ
elc_spv_CHN_047 | RaD | 0.20619 | IMPNRGZ | elc_won_CHN_047 | RaD | 0.10081 | IMPNRGZ
elc_spv_CHN_047 | RaN | 0 | IMPNRGZ | elc_won_CHN_047 | RaN | 0.10873 | IMPNRGZ
elc_spv_CHN_047 | RaP | 0.010797 | IMPNRGZ | elc_won_CHN_047 | RaP | 0.01627 | IMPNRGZ
elc_spv_CHN_047 | SaD | 0.2601 | IMPNRGZ | elc_won_CHN_047 | SaD | 0.16769 | IMPNRGZ
elc_spv_CHN_047 | SaN | 0 | IMPNRGZ | elc_won_CHN_047 | SaN | 0.17975 | IMPNRGZ
elc_spv_CHN_047 | SaP | 0.019198 | IMPNRGZ | elc_won_CHN_047 | SaP | 0.021515 | IMPNRGZ
elc_spv_CHN_047 | WaD | 0.21314 | IMPNRGZ | elc_won_CHN_047 | WaD | 0.079694 | IMPNRGZ
elc_spv_CHN_047 | WaN | 0 | IMPNRGZ | elc_won_CHN_047 | WaN | 0.09077 | IMPNRGZ
elc_spv_CHN_047 | WaP | 0.0060337 | IMPNRGZ | elc_won_CHN_047 | WaP | 0.017975 | IMPNRGZ
elc_spv_CHN_048 | FaD | 0.23032 | IMPNRGZ | elc_won_CHN_048 | FaD | 0.09621 | IMPNRGZ
elc_spv_CHN_048 | FaN | 0 | IMPNRGZ | elc_won_CHN_048 | FaN | 0.11208 | IMPNRGZ
elc_spv_CHN_048 | FaP | 0.0099791 | IMPNRGZ | elc_won_CHN_048 | FaP | 0.020247 | IMPNRGZ
elc_spv_CHN_048 | RaD | 0.24337 | IMPNRGZ | elc_won_CHN_048 | RaD | 0.1269 | IMPNRGZ
elc_spv_CHN_048 | RaN | 0 | IMPNRGZ | elc_won_CHN_048 | RaN | 0.13893 | IMPNRGZ
elc_spv_CHN_048 | RaP | 0.021665 | IMPNRGZ | elc_won_CHN_048 | RaP | 0.022565 | IMPNRGZ
elc_spv_CHN_048 | SaD | 0.25059 | IMPNRGZ | elc_won_CHN_048 | SaD | 0.14242 | IMPNRGZ
elc_spv_CHN_048 | SaN | 0 | IMPNRGZ | elc_won_CHN_048 | SaN | 0.13215 | IMPNRGZ
elc_spv_CHN_048 | SaP | 0.020208 | IMPNRGZ | elc_won_CHN_048 | SaP | 0.020654 | IMPNRGZ
elc_spv_CHN_048 | WaD | 0.21243 | IMPNRGZ | elc_won_CHN_048 | WaD | 0.078704 | IMPNRGZ
elc_spv_CHN_048 | WaN | 0 | IMPNRGZ | elc_won_CHN_048 | WaN | 0.092898 | IMPNRGZ
elc_spv_CHN_048 | WaP | 0.011438 | IMPNRGZ | elc_won_CHN_048 | WaP | 0.016246 | IMPNRGZ
elc_spv_CHN_049 | FaD | 0.21242 | IMPNRGZ | elc_won_CHN_049 | FaD | 0.10324 | IMPNRGZ
elc_spv_CHN_049 | FaN | 0 | IMPNRGZ | elc_won_CHN_049 | FaN | 0.13842 | IMPNRGZ
elc_spv_CHN_049 | FaP | 0.0093951 | IMPNRGZ | elc_won_CHN_049 | FaP | 0.022698 | IMPNRGZ
elc_spv_CHN_049 | RaD | 0.26965 | IMPNRGZ | elc_won_CHN_049 | RaD | 0.095043 | IMPNRGZ
elc_spv_CHN_049 | RaN | 0 | IMPNRGZ | elc_won_CHN_049 | RaN | 0.10091 | IMPNRGZ
elc_spv_CHN_049 | RaP | 0.023696 | IMPNRGZ | elc_won_CHN_049 | RaP | 0.016236 | IMPNRGZ
elc_spv_CHN_049 | SaD | 0.25218 | IMPNRGZ | elc_won_CHN_049 | SaD | 0.1427 | IMPNRGZ
elc_spv_CHN_049 | SaN | 0 | IMPNRGZ | elc_won_CHN_049 | SaN | 0.16242 | IMPNRGZ
elc_spv_CHN_049 | SaP | 0.019858 | IMPNRGZ | elc_won_CHN_049 | SaP | 0.018551 | IMPNRGZ
elc_spv_CHN_049 | WaD | 0.20108 | IMPNRGZ | elc_won_CHN_049 | WaD | 0.076703 | IMPNRGZ
elc_spv_CHN_049 | WaN | 0 | IMPNRGZ | elc_won_CHN_049 | WaN | 0.10758 | IMPNRGZ
elc_spv_CHN_049 | WaP | 0.011734 | IMPNRGZ | elc_won_CHN_049 | WaP | 0.015489 | IMPNRGZ
elc_spv_CHN_050 | FaD | 0.2601 | IMPNRGZ | elc_won_CHN_050 | FaD | 0.078554 | IMPNRGZ
elc_spv_CHN_050 | FaN | 0 | IMPNRGZ | elc_won_CHN_050 | FaN | 0.11265 | IMPNRGZ
elc_spv_CHN_050 | FaP | 0.013048 | IMPNRGZ | elc_won_CHN_050 | FaP | 0.014088 | IMPNRGZ
elc_spv_CHN_050 | RaD | 0.21446 | IMPNRGZ | elc_won_CHN_050 | RaD | 0.13835 | IMPNRGZ
elc_spv_CHN_050 | RaN | 0 | IMPNRGZ | elc_won_CHN_050 | RaN | 0.19455 | IMPNRGZ
elc_spv_CHN_050 | RaP | 0.018199 | IMPNRGZ | elc_won_CHN_050 | RaP | 0.023134 | IMPNRGZ
elc_spv_CHN_050 | SaD | 0.26589 | IMPNRGZ | elc_won_CHN_050 | SaD | 0.10665 | IMPNRGZ
elc_spv_CHN_050 | SaN | 0 | IMPNRGZ | elc_won_CHN_050 | SaN | 0.13843 | IMPNRGZ
elc_spv_CHN_050 | SaP | 0.022219 | IMPNRGZ | elc_won_CHN_050 | SaP | 0.017707 | IMPNRGZ
elc_spv_CHN_050 | WaD | 0.19633 | IMPNRGZ | elc_won_CHN_050 | WaD | 0.065531 | IMPNRGZ
elc_spv_CHN_050 | WaN | 0 | IMPNRGZ | elc_won_CHN_050 | WaN | 0.099893 | IMPNRGZ
elc_spv_CHN_050 | WaP | 0.0097483 | IMPNRGZ | elc_won_CHN_050 | WaP | 0.010467 | IMPNRGZ
elc_spv_CHN_051 | FaD | 0.25991 | IMPNRGZ | elc_won_CHN_051 | FaD | 0.09767 | IMPNRGZ
elc_spv_CHN_051 | FaN | 0 | IMPNRGZ | elc_won_CHN_051 | FaN | 0.11338 | IMPNRGZ
elc_spv_CHN_051 | FaP | 0.015386 | IMPNRGZ | elc_won_CHN_051 | FaP | 0.019435 | IMPNRGZ
elc_spv_CHN_051 | RaD | 0.21863 | IMPNRGZ | elc_won_CHN_051 | RaD | 0.12805 | IMPNRGZ
elc_spv_CHN_051 | RaN | 0 | IMPNRGZ | elc_won_CHN_051 | RaN | 0.17266 | IMPNRGZ
elc_spv_CHN_051 | RaP | 0.022363 | IMPNRGZ | elc_won_CHN_051 | RaP | 0.024157 | IMPNRGZ
elc_spv_CHN_051 | SaD | 0.27129 | IMPNRGZ | elc_won_CHN_051 | SaD | 0.10178 | IMPNRGZ
elc_spv_CHN_051 | SaN | 0.00060483 | IMPNRGZ | elc_won_CHN_051 | SaN | 0.12933 | IMPNRGZ
elc_spv_CHN_051 | SaP | 0.026848 | IMPNRGZ | elc_won_CHN_051 | SaP | 0.01848 | IMPNRGZ
elc_spv_CHN_051 | WaD | 0.17496 | IMPNRGZ | elc_won_CHN_051 | WaD | 0.080402 | IMPNRGZ
elc_spv_CHN_051 | WaN | 0 | IMPNRGZ | elc_won_CHN_051 | WaN | 0.099431 | IMPNRGZ
elc_spv_CHN_051 | WaP | 0.010014 | IMPNRGZ | elc_won_CHN_051 | WaP | 0.015225 | IMPNRGZ
elc_spv_CHN_052 | FaD | 0.21938 | IMPNRGZ | elc_won_CHN_052 | FaD | 0.10954 | IMPNRGZ
elc_spv_CHN_052 | FaN | 0 | IMPNRGZ | elc_won_CHN_052 | FaN | 0.1059 | IMPNRGZ
elc_spv_CHN_052 | FaP | 0.008588 | IMPNRGZ | elc_won_CHN_052 | FaP | 0.020406 | IMPNRGZ
elc_spv_CHN_052 | RaD | 0.28503 | IMPNRGZ | elc_won_CHN_052 | RaD | 0.116 | IMPNRGZ
elc_spv_CHN_052 | RaN | 0.0014584 | IMPNRGZ | elc_won_CHN_052 | RaN | 0.13459 | IMPNRGZ
elc_spv_CHN_052 | RaP | 0.021701 | IMPNRGZ | elc_won_CHN_052 | RaP | 0.022379 | IMPNRGZ
elc_spv_CHN_052 | SaD | 0.21811 | IMPNRGZ | elc_won_CHN_052 | SaD | 0.10944 | IMPNRGZ
elc_spv_CHN_052 | SaN | 0.0034257 | IMPNRGZ | elc_won_CHN_052 | SaN | 0.14076 | IMPNRGZ
elc_spv_CHN_052 | SaP | 0.020752 | IMPNRGZ | elc_won_CHN_052 | SaP | 0.024301 | IMPNRGZ
elc_spv_CHN_052 | WaD | 0.2175 | IMPNRGZ | elc_won_CHN_052 | WaD | 0.098346 | IMPNRGZ
elc_spv_CHN_052 | WaN | 0 | IMPNRGZ | elc_won_CHN_052 | WaN | 0.099233 | IMPNRGZ
elc_spv_CHN_052 | WaP | 0.004054 | IMPNRGZ | elc_won_CHN_052 | WaP | 0.019103 | IMPNRGZ
elc_spv_CHN_053 | FaD | 0.22269 | IMPNRGZ | elc_won_CHN_053 | FaD | 0.13382 | IMPNRGZ
elc_spv_CHN_053 | FaN | 0 | IMPNRGZ | elc_won_CHN_053 | FaN | 0.10563 | IMPNRGZ
elc_spv_CHN_053 | FaP | 0.0068963 | IMPNRGZ | elc_won_CHN_053 | FaP | 0.025451 | IMPNRGZ
elc_spv_CHN_053 | RaD | 0.28793 | IMPNRGZ | elc_won_CHN_053 | RaD | 0.10903 | IMPNRGZ
elc_spv_CHN_053 | RaN | 0.0019156 | IMPNRGZ | elc_won_CHN_053 | RaN | 0.10598 | IMPNRGZ
elc_spv_CHN_053 | RaP | 0.0197 | IMPNRGZ | elc_won_CHN_053 | RaP | 0.022583 | IMPNRGZ
elc_spv_CHN_053 | SaD | 0.21468 | IMPNRGZ | elc_won_CHN_053 | SaD | 0.12826 | IMPNRGZ
elc_spv_CHN_053 | SaN | 0.0039505 | IMPNRGZ | elc_won_CHN_053 | SaN | 0.13651 | IMPNRGZ
elc_spv_CHN_053 | SaP | 0.019928 | IMPNRGZ | elc_won_CHN_053 | SaP | 0.027792 | IMPNRGZ
elc_spv_CHN_053 | WaD | 0.21904 | IMPNRGZ | elc_won_CHN_053 | WaD | 0.094498 | IMPNRGZ
elc_spv_CHN_053 | WaN | 0 | IMPNRGZ | elc_won_CHN_053 | WaN | 0.089688 | IMPNRGZ
elc_spv_CHN_053 | WaP | 0.0032634 | IMPNRGZ | elc_won_CHN_053 | WaP | 0.020758 | IMPNRGZ
elc_spv_CHN_054 | FaD | 0.21203 | IMPNRGZ | elc_won_CHN_054 | FaD | 0.099392 | IMPNRGZ
elc_spv_CHN_054 | FaN | 0 | IMPNRGZ | elc_won_CHN_054 | FaN | 0.10917 | IMPNRGZ
elc_spv_CHN_054 | FaP | 0.011358 | IMPNRGZ | elc_won_CHN_054 | FaP | 0.018673 | IMPNRGZ
elc_spv_CHN_054 | RaD | 0.28678 | IMPNRGZ | elc_won_CHN_054 | RaD | 0.14051 | IMPNRGZ
elc_spv_CHN_054 | RaN | 0.0013713 | IMPNRGZ | elc_won_CHN_054 | RaN | 0.1607 | IMPNRGZ
elc_spv_CHN_054 | RaP | 0.030204 | IMPNRGZ | elc_won_CHN_054 | RaP | 0.029506 | IMPNRGZ
elc_spv_CHN_054 | SaD | 0.21827 | IMPNRGZ | elc_won_CHN_054 | SaD | 0.10133 | IMPNRGZ
elc_spv_CHN_054 | SaN | 0.0037747 | IMPNRGZ | elc_won_CHN_054 | SaN | 0.12889 | IMPNRGZ
elc_spv_CHN_054 | SaP | 0.026851 | IMPNRGZ | elc_won_CHN_054 | SaP | 0.022435 | IMPNRGZ
elc_spv_CHN_054 | WaD | 0.20163 | IMPNRGZ | elc_won_CHN_054 | WaD | 0.071717 | IMPNRGZ
elc_spv_CHN_054 | WaN | 0 | IMPNRGZ | elc_won_CHN_054 | WaN | 0.098748 | IMPNRGZ
elc_spv_CHN_054 | WaP | 0.0077366 | IMPNRGZ | elc_won_CHN_054 | WaP | 0.018939 | IMPNRGZ
elc_spv_CHN_055 | FaD | 0.2113 | IMPNRGZ | elc_won_CHN_055 | FaD | 0.10488 | IMPNRGZ
elc_spv_CHN_055 | FaN | 0 | IMPNRGZ | elc_won_CHN_055 | FaN | 0.10737 | IMPNRGZ
elc_spv_CHN_055 | FaP | 0.010629 | IMPNRGZ | elc_won_CHN_055 | FaP | 0.018883 | IMPNRGZ
elc_spv_CHN_055 | RaD | 0.28219 | IMPNRGZ | elc_won_CHN_055 | RaD | 0.11842 | IMPNRGZ
elc_spv_CHN_055 | RaN | 0.001374 | IMPNRGZ | elc_won_CHN_055 | RaN | 0.12489 | IMPNRGZ
elc_spv_CHN_055 | RaP | 0.027868 | IMPNRGZ | elc_won_CHN_055 | RaP | 0.02271 | IMPNRGZ
elc_spv_CHN_055 | SaD | 0.21813 | IMPNRGZ | elc_won_CHN_055 | SaD | 0.16352 | IMPNRGZ
elc_spv_CHN_055 | SaN | 0.0039794 | IMPNRGZ | elc_won_CHN_055 | SaN | 0.13299 | IMPNRGZ
elc_spv_CHN_055 | SaP | 0.024629 | IMPNRGZ | elc_won_CHN_055 | SaP | 0.019752 | IMPNRGZ
elc_spv_CHN_055 | WaD | 0.21258 | IMPNRGZ | elc_won_CHN_055 | WaD | 0.081429 | IMPNRGZ
elc_spv_CHN_055 | WaN | 0 | IMPNRGZ | elc_won_CHN_055 | WaN | 0.089316 | IMPNRGZ
elc_spv_CHN_055 | WaP | 0.0073254 | IMPNRGZ | elc_won_CHN_055 | WaP | 0.015829 | IMPNRGZ
elc_spv_CHN_056 | FaD | 0.21387 | IMPNRGZ | elc_won_CHN_056 | FaD | 0.08001 | IMPNRGZ
elc_spv_CHN_056 | FaN | 0 | IMPNRGZ | elc_won_CHN_056 | FaN | 0.10746 | IMPNRGZ
elc_spv_CHN_056 | FaP | 0.0096816 | IMPNRGZ | elc_won_CHN_056 | FaP | 0.016213 | IMPNRGZ
elc_spv_CHN_056 | RaD | 0.28885 | IMPNRGZ | elc_won_CHN_056 | RaD | 0.11174 | IMPNRGZ
elc_spv_CHN_056 | RaN | 0.0011994 | IMPNRGZ | elc_won_CHN_056 | RaN | 0.14047 | IMPNRGZ
elc_spv_CHN_056 | RaP | 0.026626 | IMPNRGZ | elc_won_CHN_056 | RaP | 0.019191 | IMPNRGZ
elc_spv_CHN_056 | SaD | 0.20965 | IMPNRGZ | elc_won_CHN_056 | SaD | 0.15806 | IMPNRGZ
elc_spv_CHN_056 | SaN | 0.0033857 | IMPNRGZ | elc_won_CHN_056 | SaN | 0.18041 | IMPNRGZ
elc_spv_CHN_056 | SaP | 0.023493 | IMPNRGZ | elc_won_CHN_056 | SaP | 0.019513 | IMPNRGZ
elc_spv_CHN_056 | WaD | 0.21701 | IMPNRGZ | elc_won_CHN_056 | WaD | 0.063467 | IMPNRGZ
elc_spv_CHN_056 | WaN | 0 | IMPNRGZ | elc_won_CHN_056 | WaN | 0.090624 | IMPNRGZ
elc_spv_CHN_056 | WaP | 0.0062423 | IMPNRGZ | elc_won_CHN_056 | WaP | 0.012842 | IMPNRGZ
elc_spv_CHN_057 | FaD | 0.21534 | IMPNRGZ | elc_won_CHN_057 | FaD | 0.067833 | IMPNRGZ
elc_spv_CHN_057 | FaN | 0 | IMPNRGZ | elc_won_CHN_057 | FaN | 0.10083 | IMPNRGZ
elc_spv_CHN_057 | FaP | 0.0084979 | IMPNRGZ | elc_won_CHN_057 | FaP | 0.014586 | IMPNRGZ
elc_spv_CHN_057 | RaD | 0.293 | IMPNRGZ | elc_won_CHN_057 | RaD | 0.14393 | IMPNRGZ
elc_spv_CHN_057 | RaN | 0.0018702 | IMPNRGZ | elc_won_CHN_057 | RaN | 0.20198 | IMPNRGZ
elc_spv_CHN_057 | RaP | 0.024836 | IMPNRGZ | elc_won_CHN_057 | RaP | 0.027035 | IMPNRGZ
elc_spv_CHN_057 | SaD | 0.21739 | IMPNRGZ | elc_won_CHN_057 | SaD | 0.12638 | IMPNRGZ
elc_spv_CHN_057 | SaN | 0.0043041 | IMPNRGZ | elc_won_CHN_057 | SaN | 0.13882 | IMPNRGZ
elc_spv_CHN_057 | SaP | 0.022461 | IMPNRGZ | elc_won_CHN_057 | SaP | 0.020643 | IMPNRGZ
elc_spv_CHN_057 | WaD | 0.20812 | IMPNRGZ | elc_won_CHN_057 | WaD | 0.057056 | IMPNRGZ
elc_spv_CHN_057 | WaN | 0 | IMPNRGZ | elc_won_CHN_057 | WaN | 0.088563 | IMPNRGZ
elc_spv_CHN_057 | WaP | 0.0041809 | IMPNRGZ | elc_won_CHN_057 | WaP | 0.012336 | IMPNRGZ
elc_spv_CHN_058 | FaD | 0.21084 | IMPNRGZ | elc_won_CHN_058 | FaD | 0.070626 | IMPNRGZ
elc_spv_CHN_058 | FaN | 0 | IMPNRGZ | elc_won_CHN_058 | FaN | 0.089163 | IMPNRGZ
elc_spv_CHN_058 | FaP | 0.011278 | IMPNRGZ | elc_won_CHN_058 | FaP | 0.014107 | IMPNRGZ
elc_spv_CHN_058 | RaD | 0.28152 | IMPNRGZ | elc_won_CHN_058 | RaD | 0.12652 | IMPNRGZ
elc_spv_CHN_058 | RaN | 0.001945 | IMPNRGZ | elc_won_CHN_058 | RaN | 0.15869 | IMPNRGZ
elc_spv_CHN_058 | RaP | 0.028614 | IMPNRGZ | elc_won_CHN_058 | RaP | 0.025376 | IMPNRGZ
elc_spv_CHN_058 | SaD | 0.22372 | IMPNRGZ | elc_won_CHN_058 | SaD | 0.15967 | IMPNRGZ
elc_spv_CHN_058 | SaN | 0.0049407 | IMPNRGZ | elc_won_CHN_058 | SaN | 0.16707 | IMPNRGZ
elc_spv_CHN_058 | SaP | 0.026056 | IMPNRGZ | elc_won_CHN_058 | SaP | 0.025051 | IMPNRGZ
elc_spv_CHN_058 | WaD | 0.20395 | IMPNRGZ | elc_won_CHN_058 | WaD | 0.067186 | IMPNRGZ
elc_spv_CHN_058 | WaN | 0 | IMPNRGZ | elc_won_CHN_058 | WaN | 0.083255 | IMPNRGZ
elc_spv_CHN_058 | WaP | 0.007136 | IMPNRGZ | elc_won_CHN_058 | WaP | 0.013274 | IMPNRGZ
elc_spv_CHN_059 | FaD | 0.21176 | IMPNRGZ | elc_won_CHN_059 | FaD | 0.12915 | IMPNRGZ
elc_spv_CHN_059 | FaN | 0 | IMPNRGZ | elc_won_CHN_059 | FaN | 0.14402 | IMPNRGZ
elc_spv_CHN_059 | FaP | 0.009699 | IMPNRGZ | elc_won_CHN_059 | FaP | 0.024314 | IMPNRGZ
elc_spv_CHN_059 | RaD | 0.28888 | IMPNRGZ | elc_won_CHN_059 | RaD | 0.090553 | IMPNRGZ
elc_spv_CHN_059 | RaN | 0.0017446 | IMPNRGZ | elc_won_CHN_059 | RaN | 0.088989 | IMPNRGZ
elc_spv_CHN_059 | RaP | 0.02682 | IMPNRGZ | elc_won_CHN_059 | RaP | 0.014184 | IMPNRGZ
elc_spv_CHN_059 | SaD | 0.21859 | IMPNRGZ | elc_won_CHN_059 | SaD | 0.12262 | IMPNRGZ
elc_spv_CHN_059 | SaN | 0.004472 | IMPNRGZ | elc_won_CHN_059 | SaN | 0.10053 | IMPNRGZ
elc_spv_CHN_059 | SaP | 0.024201 | IMPNRGZ | elc_won_CHN_059 | SaP | 0.015859 | IMPNRGZ
elc_spv_CHN_059 | WaD | 0.20796 | IMPNRGZ | elc_won_CHN_059 | WaD | 0.11581 | IMPNRGZ
elc_spv_CHN_059 | WaN | 0 | IMPNRGZ | elc_won_CHN_059 | WaN | 0.13171 | IMPNRGZ
elc_spv_CHN_059 | WaP | 0.0058758 | IMPNRGZ | elc_won_CHN_059 | WaP | 0.022271 | IMPNRGZ
elc_spv_CHN_060 | FaD | 0.20355 | IMPNRGZ | elc_won_CHN_060 | FaD | 0.12336 | IMPNRGZ
elc_spv_CHN_060 | FaN | 0.00034289 | IMPNRGZ | elc_won_CHN_060 | FaN | 0.12254 | IMPNRGZ
elc_spv_CHN_060 | FaP | 0.016964 | IMPNRGZ | elc_won_CHN_060 | FaP | 0.017743 | IMPNRGZ
elc_spv_CHN_060 | RaD | 0.27455 | IMPNRGZ | elc_won_CHN_060 | RaD | 0.11709 | IMPNRGZ
elc_spv_CHN_060 | RaN | 0.0042561 | IMPNRGZ | elc_won_CHN_060 | RaN | 0.096357 | IMPNRGZ
elc_spv_CHN_060 | RaP | 0.033321 | IMPNRGZ | elc_won_CHN_060 | RaP | 0.016932 | IMPNRGZ
elc_spv_CHN_060 | SaD | 0.21203 | IMPNRGZ | elc_won_CHN_060 | SaD | 0.13318 | IMPNRGZ
elc_spv_CHN_060 | SaN | 0.0084178 | IMPNRGZ | elc_won_CHN_060 | SaN | 0.11379 | IMPNRGZ
elc_spv_CHN_060 | SaP | 0.029024 | IMPNRGZ | elc_won_CHN_060 | SaP | 0.019406 | IMPNRGZ
elc_spv_CHN_060 | WaD | 0.20557 | IMPNRGZ | elc_won_CHN_060 | WaD | 0.10527 | IMPNRGZ
elc_spv_CHN_060 | WaN | 0 | IMPNRGZ | elc_won_CHN_060 | WaN | 0.11732 | IMPNRGZ
elc_spv_CHN_060 | WaP | 0.011973 | IMPNRGZ | elc_won_CHN_060 | WaP | 0.01701 | IMPNRGZ
elc_spv_CHN_061 | FaD | 0.20051 | IMPNRGZ | elc_won_CHN_061 | FaD | 0.13615 | IMPNRGZ
elc_spv_CHN_061 | FaN | 0.00030466 | IMPNRGZ | elc_won_CHN_061 | FaN | 0.13067 | IMPNRGZ
elc_spv_CHN_061 | FaP | 0.015832 | IMPNRGZ | elc_won_CHN_061 | FaP | 0.020614 | IMPNRGZ
elc_spv_CHN_061 | RaD | 0.27839 | IMPNRGZ | elc_won_CHN_061 | RaD | 0.10333 | IMPNRGZ
elc_spv_CHN_061 | RaN | 0.0046262 | IMPNRGZ | elc_won_CHN_061 | RaN | 0.11006 | IMPNRGZ
elc_spv_CHN_061 | RaP | 0.032311 | IMPNRGZ | elc_won_CHN_061 | RaP | 0.016524 | IMPNRGZ
elc_spv_CHN_061 | SaD | 0.2177 | IMPNRGZ | elc_won_CHN_061 | SaD | 0.10606 | IMPNRGZ
elc_spv_CHN_061 | SaN | 0.010032 | IMPNRGZ | elc_won_CHN_061 | SaN | 0.10931 | IMPNRGZ
elc_spv_CHN_061 | SaP | 0.029205 | IMPNRGZ | elc_won_CHN_061 | SaP | 0.015863 | IMPNRGZ
elc_spv_CHN_061 | WaD | 0.20157 | IMPNRGZ | elc_won_CHN_061 | WaD | 0.11049 | IMPNRGZ
elc_spv_CHN_061 | WaN | 0 | IMPNRGZ | elc_won_CHN_061 | WaN | 0.12303 | IMPNRGZ
elc_spv_CHN_061 | WaP | 0.0095245 | IMPNRGZ | elc_won_CHN_061 | WaP | 0.017889 | IMPNRGZ
elc_spv_CHN_062 | FaD | 0.20652 | IMPNRGZ | elc_won_CHN_062 | FaD | 0.14633 | IMPNRGZ
elc_spv_CHN_062 | FaN | 0 | IMPNRGZ | elc_won_CHN_062 | FaN | 0.14479 | IMPNRGZ
elc_spv_CHN_062 | FaP | 0.0058501 | IMPNRGZ | elc_won_CHN_062 | FaP | 0.028046 | IMPNRGZ
elc_spv_CHN_062 | RaD | 0.29729 | IMPNRGZ | elc_won_CHN_062 | RaD | 0.087446 | IMPNRGZ
elc_spv_CHN_062 | RaN | 0.0034565 | IMPNRGZ | elc_won_CHN_062 | RaN | 0.083661 | IMPNRGZ
elc_spv_CHN_062 | RaP | 0.021681 | IMPNRGZ | elc_won_CHN_062 | RaP | 0.018975 | IMPNRGZ
elc_spv_CHN_062 | SaD | 0.22891 | IMPNRGZ | elc_won_CHN_062 | SaD | 0.09204 | IMPNRGZ
elc_spv_CHN_062 | SaN | 0.0070838 | IMPNRGZ | elc_won_CHN_062 | SaN | 0.092607 | IMPNRGZ
elc_spv_CHN_062 | SaP | 0.021508 | IMPNRGZ | elc_won_CHN_062 | SaP | 0.019899 | IMPNRGZ
elc_spv_CHN_062 | WaD | 0.20561 | IMPNRGZ | elc_won_CHN_062 | WaD | 0.12422 | IMPNRGZ
elc_spv_CHN_062 | WaN | 0 | IMPNRGZ | elc_won_CHN_062 | WaN | 0.13639 | IMPNRGZ
elc_spv_CHN_062 | WaP | 0.0020944 | IMPNRGZ | elc_won_CHN_062 | WaP | 0.025596 | IMPNRGZ
elc_spv_CHN_063 | FaD | 0.20343 | IMPNRGZ | elc_won_CHN_063 | FaD | 0.083077 | IMPNRGZ
elc_spv_CHN_063 | FaN | 0 | IMPNRGZ | elc_won_CHN_063 | FaN | 0.076126 | IMPNRGZ
elc_spv_CHN_063 | FaP | 0.0068712 | IMPNRGZ | elc_won_CHN_063 | FaP | 0.01471 | IMPNRGZ
elc_spv_CHN_063 | RaD | 0.29955 | IMPNRGZ | elc_won_CHN_063 | RaD | 0.13906 | IMPNRGZ
elc_spv_CHN_063 | RaN | 0.0035833 | IMPNRGZ | elc_won_CHN_063 | RaN | 0.13927 | IMPNRGZ
elc_spv_CHN_063 | RaP | 0.02174 | IMPNRGZ | elc_won_CHN_063 | RaP | 0.027908 | IMPNRGZ
elc_spv_CHN_063 | SaD | 0.23392 | IMPNRGZ | elc_won_CHN_063 | SaD | 0.13504 | IMPNRGZ
elc_spv_CHN_063 | SaN | 0.00799 | IMPNRGZ | elc_won_CHN_063 | SaN | 0.12017 | IMPNRGZ
elc_spv_CHN_063 | SaP | 0.023767 | IMPNRGZ | elc_won_CHN_063 | SaP | 0.020067 | IMPNRGZ
elc_spv_CHN_063 | WaD | 0.1966 | IMPNRGZ | elc_won_CHN_063 | WaD | 0.11004 | IMPNRGZ
elc_spv_CHN_063 | WaN | 0 | IMPNRGZ | elc_won_CHN_063 | WaN | 0.11319 | IMPNRGZ
elc_spv_CHN_063 | WaP | 0.0025443 | IMPNRGZ | elc_won_CHN_063 | WaP | 0.021337 | IMPNRGZ
elc_spv_CHN_064 | FaD | 0.1994 | IMPNRGZ | elc_won_CHN_064 | FaD | 0.10869 | IMPNRGZ
elc_spv_CHN_064 | FaN | 0 | IMPNRGZ | elc_won_CHN_064 | FaN | 0.11486 | IMPNRGZ
elc_spv_CHN_064 | FaP | 0.0072072 | IMPNRGZ | elc_won_CHN_064 | FaP | 0.017069 | IMPNRGZ
elc_spv_CHN_064 | RaD | 0.30876 | IMPNRGZ | elc_won_CHN_064 | RaD | 0.13227 | IMPNRGZ
elc_spv_CHN_064 | RaN | 0.0032619 | IMPNRGZ | elc_won_CHN_064 | RaN | 0.12766 | IMPNRGZ
elc_spv_CHN_064 | RaP | 0.023407 | IMPNRGZ | elc_won_CHN_064 | RaP | 0.023016 | IMPNRGZ
elc_spv_CHN_064 | SaD | 0.22547 | IMPNRGZ | elc_won_CHN_064 | SaD | 0.10312 | IMPNRGZ
elc_spv_CHN_064 | SaN | 0.0065303 | IMPNRGZ | elc_won_CHN_064 | SaN | 0.10277 | IMPNRGZ
elc_spv_CHN_064 | SaP | 0.022684 | IMPNRGZ | elc_won_CHN_064 | SaP | 0.016358 | IMPNRGZ
elc_spv_CHN_064 | WaD | 0.19998 | IMPNRGZ | elc_won_CHN_064 | WaD | 0.11853 | IMPNRGZ
elc_spv_CHN_064 | WaN | 0 | IMPNRGZ | elc_won_CHN_064 | WaN | 0.1169 | IMPNRGZ
elc_spv_CHN_064 | WaP | 0.0032992 | IMPNRGZ | elc_won_CHN_064 | WaP | 0.018773 | IMPNRGZ
elc_spv_CHN_065 | FaD | 0.21118 | IMPNRGZ | elc_won_CHN_065 | FaD | 0.10187 | IMPNRGZ
elc_spv_CHN_065 | FaN | 0 | IMPNRGZ | elc_won_CHN_065 | FaN | 0.10705 | IMPNRGZ
elc_spv_CHN_065 | FaP | 0.0063398 | IMPNRGZ | elc_won_CHN_065 | FaP | 0.016908 | IMPNRGZ
elc_spv_CHN_065 | RaD | 0.29704 | IMPNRGZ | elc_won_CHN_065 | RaD | 0.12696 | IMPNRGZ
elc_spv_CHN_065 | RaN | 0.0027804 | IMPNRGZ | elc_won_CHN_065 | RaN | 0.13313 | IMPNRGZ
elc_spv_CHN_065 | RaP | 0.021583 | IMPNRGZ | elc_won_CHN_065 | RaP | 0.022522 | IMPNRGZ
elc_spv_CHN_065 | SaD | 0.2261 | IMPNRGZ | elc_won_CHN_065 | SaD | 0.10038 | IMPNRGZ
elc_spv_CHN_065 | SaN | 0.0055259 | IMPNRGZ | elc_won_CHN_065 | SaN | 0.099933 | IMPNRGZ
elc_spv_CHN_065 | SaP | 0.020691 | IMPNRGZ | elc_won_CHN_065 | SaP | 0.01579 | IMPNRGZ
elc_spv_CHN_065 | WaD | 0.20616 | IMPNRGZ | elc_won_CHN_065 | WaD | 0.12719 | IMPNRGZ
elc_spv_CHN_065 | WaN | 0 | IMPNRGZ | elc_won_CHN_065 | WaN | 0.12834 | IMPNRGZ
elc_spv_CHN_065 | WaP | 0.0025936 | IMPNRGZ | elc_won_CHN_065 | WaP | 0.019923 | IMPNRGZ
elc_spv_CHN_066 | FaD | 0.2033 | IMPNRGZ | elc_won_CHN_066 | FaD | 0.084657 | IMPNRGZ
elc_spv_CHN_066 | FaN | 0 | IMPNRGZ | elc_won_CHN_066 | FaN | 0.079993 | IMPNRGZ
elc_spv_CHN_066 | FaP | 0.0098728 | IMPNRGZ | elc_won_CHN_066 | FaP | 0.014872 | IMPNRGZ
elc_spv_CHN_066 | RaD | 0.30125 | IMPNRGZ | elc_won_CHN_066 | RaD | 0.12358 | IMPNRGZ
elc_spv_CHN_066 | RaN | 0.0028865 | IMPNRGZ | elc_won_CHN_066 | RaN | 0.11795 | IMPNRGZ
elc_spv_CHN_066 | RaP | 0.026401 | IMPNRGZ | elc_won_CHN_066 | RaP | 0.021012 | IMPNRGZ
elc_spv_CHN_066 | SaD | 0.22131 | IMPNRGZ | elc_won_CHN_066 | SaD | 0.17606 | IMPNRGZ
elc_spv_CHN_066 | SaN | 0.0066955 | IMPNRGZ | elc_won_CHN_066 | SaN | 0.15191 | IMPNRGZ
elc_spv_CHN_066 | SaP | 0.024847 | IMPNRGZ | elc_won_CHN_066 | SaP | 0.018987 | IMPNRGZ
elc_spv_CHN_066 | WaD | 0.19891 | IMPNRGZ | elc_won_CHN_066 | WaD | 0.092017 | IMPNRGZ
elc_spv_CHN_066 | WaN | 0 | IMPNRGZ | elc_won_CHN_066 | WaN | 0.10044 | IMPNRGZ
elc_spv_CHN_066 | WaP | 0.0045221 | IMPNRGZ | elc_won_CHN_066 | WaP | 0.018526 | IMPNRGZ
elc_spv_CHN_067 | FaD | 0.2039 | IMPNRGZ | elc_won_CHN_067 | FaD | 0.074998 | IMPNRGZ
elc_spv_CHN_067 | FaN | 0 | IMPNRGZ | elc_won_CHN_067 | FaN | 0.068634 | IMPNRGZ
elc_spv_CHN_067 | FaP | 0.0084296 | IMPNRGZ | elc_won_CHN_067 | FaP | 0.014207 | IMPNRGZ
elc_spv_CHN_067 | RaD | 0.30515 | IMPNRGZ | elc_won_CHN_067 | RaD | 0.11306 | IMPNRGZ
elc_spv_CHN_067 | RaN | 0.0025899 | IMPNRGZ | elc_won_CHN_067 | RaN | 0.11037 | IMPNRGZ
elc_spv_CHN_067 | RaP | 0.025527 | IMPNRGZ | elc_won_CHN_067 | RaP | 0.021388 | IMPNRGZ
elc_spv_CHN_067 | SaD | 0.22002 | IMPNRGZ | elc_won_CHN_067 | SaD | 0.22608 | IMPNRGZ
elc_spv_CHN_067 | SaN | 0.0053925 | IMPNRGZ | elc_won_CHN_067 | SaN | 0.19274 | IMPNRGZ
elc_spv_CHN_067 | SaP | 0.02311 | IMPNRGZ | elc_won_CHN_067 | SaP | 0.025707 | IMPNRGZ
elc_spv_CHN_067 | WaD | 0.20211 | IMPNRGZ | elc_won_CHN_067 | WaD | 0.068319 | IMPNRGZ
elc_spv_CHN_067 | WaN | 0 | IMPNRGZ | elc_won_CHN_067 | WaN | 0.068456 | IMPNRGZ
elc_spv_CHN_067 | WaP | 0.0037743 | IMPNRGZ | elc_won_CHN_067 | WaP | 0.016045 | IMPNRGZ
elc_spv_CHN_068 | FaD | 0.19289 | IMPNRGZ | elc_won_CHN_068 | FaD | 0.054528 | IMPNRGZ
elc_spv_CHN_068 | FaN | 0.00043177 | IMPNRGZ | elc_won_CHN_068 | FaN | 0.037993 | IMPNRGZ
elc_spv_CHN_068 | FaP | 0.012646 | IMPNRGZ | elc_won_CHN_068 | FaP | 0.014025 | IMPNRGZ
elc_spv_CHN_068 | RaD | 0.2887 | IMPNRGZ | elc_won_CHN_068 | RaD | 0.2449 | IMPNRGZ
elc_spv_CHN_068 | RaN | 0.0051216 | IMPNRGZ | elc_won_CHN_068 | RaN | 0.13851 | IMPNRGZ
elc_spv_CHN_068 | RaP | 0.036376 | IMPNRGZ | elc_won_CHN_068 | RaP | 0.059922 | IMPNRGZ
elc_spv_CHN_068 | SaD | 0.2313 | IMPNRGZ | elc_won_CHN_068 | SaD | 0.056518 | IMPNRGZ
elc_spv_CHN_068 | SaN | 0.011469 | IMPNRGZ | elc_won_CHN_068 | SaN | 0.041586 | IMPNRGZ
elc_spv_CHN_068 | SaP | 0.031991 | IMPNRGZ | elc_won_CHN_068 | SaP | 0.0092902 | IMPNRGZ
elc_spv_CHN_068 | WaD | 0.18063 | IMPNRGZ | elc_won_CHN_068 | WaD | 0.19073 | IMPNRGZ
elc_spv_CHN_068 | WaN | 0 | IMPNRGZ | elc_won_CHN_068 | WaN | 0.10591 | IMPNRGZ
elc_spv_CHN_068 | WaP | 0.0084412 | IMPNRGZ | elc_won_CHN_068 | WaP | 0.046085 | IMPNRGZ
elc_spv_CHN_069 | FaD | 0.19921 | IMPNRGZ | elc_won_CHN_069 | FaD | 0.070814 | IMPNRGZ
elc_spv_CHN_069 | FaN | 0.00024844 | IMPNRGZ | elc_won_CHN_069 | FaN | 0.055995 | IMPNRGZ
elc_spv_CHN_069 | FaP | 0.011197 | IMPNRGZ | elc_won_CHN_069 | FaP | 0.015835 | IMPNRGZ
elc_spv_CHN_069 | RaD | 0.28548 | IMPNRGZ | elc_won_CHN_069 | RaD | 0.18125 | IMPNRGZ
elc_spv_CHN_069 | RaN | 0.0048918 | IMPNRGZ | elc_won_CHN_069 | RaN | 0.13508 | IMPNRGZ
elc_spv_CHN_069 | RaP | 0.029861 | IMPNRGZ | elc_won_CHN_069 | RaP | 0.037789 | IMPNRGZ
elc_spv_CHN_069 | SaD | 0.24138 | IMPNRGZ | elc_won_CHN_069 | SaD | 0.094598 | IMPNRGZ
elc_spv_CHN_069 | SaN | 0.011803 | IMPNRGZ | elc_won_CHN_069 | SaN | 0.076367 | IMPNRGZ
elc_spv_CHN_069 | SaP | 0.030549 | IMPNRGZ | elc_won_CHN_069 | SaP | 0.01385 | IMPNRGZ
elc_spv_CHN_069 | WaD | 0.18022 | IMPNRGZ | elc_won_CHN_069 | WaD | 0.15883 | IMPNRGZ
elc_spv_CHN_069 | WaN | 0 | IMPNRGZ | elc_won_CHN_069 | WaN | 0.12437 | IMPNRGZ
elc_spv_CHN_069 | WaP | 0.0051612 | IMPNRGZ | elc_won_CHN_069 | WaP | 0.035219 | IMPNRGZ
elc_spv_CHN_070 | FaD | 0.20083 | IMPNRGZ | elc_won_CHN_070 | FaD | 0.11739 | IMPNRGZ
elc_spv_CHN_070 | FaN | 0.00015514 | IMPNRGZ | elc_won_CHN_070 | FaN | 0.1095 | IMPNRGZ
elc_spv_CHN_070 | FaP | 0.010579 | IMPNRGZ | elc_won_CHN_070 | FaP | 0.022213 | IMPNRGZ
elc_spv_CHN_070 | RaD | 0.29046 | IMPNRGZ | elc_won_CHN_070 | RaD | 0.17026 | IMPNRGZ
elc_spv_CHN_070 | RaN | 0.0042972 | IMPNRGZ | elc_won_CHN_070 | RaN | 0.13346 | IMPNRGZ
elc_spv_CHN_070 | RaP | 0.032627 | IMPNRGZ | elc_won_CHN_070 | RaP | 0.028772 | IMPNRGZ
elc_spv_CHN_070 | SaD | 0.23566 | IMPNRGZ | elc_won_CHN_070 | SaD | 0.057159 | IMPNRGZ
elc_spv_CHN_070 | SaN | 0.010211 | IMPNRGZ | elc_won_CHN_070 | SaN | 0.05106 | IMPNRGZ
elc_spv_CHN_070 | SaP | 0.029195 | IMPNRGZ | elc_won_CHN_070 | SaP | 0.010263 | IMPNRGZ
elc_spv_CHN_070 | WaD | 0.1804 | IMPNRGZ | elc_won_CHN_070 | WaD | 0.13748 | IMPNRGZ
elc_spv_CHN_070 | WaN | 0 | IMPNRGZ | elc_won_CHN_070 | WaN | 0.13491 | IMPNRGZ
elc_spv_CHN_070 | WaP | 0.0055878 | IMPNRGZ | elc_won_CHN_070 | WaP | 0.027534 | IMPNRGZ
elc_spv_CHN_071 | FaD | 0.20883 | IMPNRGZ | elc_won_CHN_071 | FaD | 0.11737 | IMPNRGZ
elc_spv_CHN_071 | FaN | 0 | IMPNRGZ | elc_won_CHN_071 | FaN | 0.12589 | IMPNRGZ
elc_spv_CHN_071 | FaP | 0.012374 | IMPNRGZ | elc_won_CHN_071 | FaP | 0.022644 | IMPNRGZ
elc_spv_CHN_071 | RaD | 0.28064 | IMPNRGZ | elc_won_CHN_071 | RaD | 0.14089 | IMPNRGZ
elc_spv_CHN_071 | RaN | 0.0030059 | IMPNRGZ | elc_won_CHN_071 | RaN | 0.14329 | IMPNRGZ
elc_spv_CHN_071 | RaP | 0.032863 | IMPNRGZ | elc_won_CHN_071 | RaP | 0.026291 | IMPNRGZ
elc_spv_CHN_071 | SaD | 0.22398 | IMPNRGZ | elc_won_CHN_071 | SaD | 0.057088 | IMPNRGZ
elc_spv_CHN_071 | SaN | 0.0065581 | IMPNRGZ | elc_won_CHN_071 | SaN | 0.067596 | IMPNRGZ
elc_spv_CHN_071 | SaP | 0.026857 | IMPNRGZ | elc_won_CHN_071 | SaP | 0.010911 | IMPNRGZ
elc_spv_CHN_071 | WaD | 0.19727 | IMPNRGZ | elc_won_CHN_071 | WaD | 0.11993 | IMPNRGZ
elc_spv_CHN_071 | WaN | 0 | IMPNRGZ | elc_won_CHN_071 | WaN | 0.1432 | IMPNRGZ
elc_spv_CHN_071 | WaP | 0.0076128 | IMPNRGZ | elc_won_CHN_071 | WaP | 0.024894 | IMPNRGZ
elc_spv_CHN_072 | FaD | 0.20197 | IMPNRGZ | elc_won_CHN_072 | FaD | 0.1265 | IMPNRGZ
elc_spv_CHN_072 | FaN | 0.00017981 | IMPNRGZ | elc_won_CHN_072 | FaN | 0.12796 | IMPNRGZ
elc_spv_CHN_072 | FaP | 0.0126 | IMPNRGZ | elc_won_CHN_072 | FaP | 0.024439 | IMPNRGZ
elc_spv_CHN_072 | RaD | 0.29433 | IMPNRGZ | elc_won_CHN_072 | RaD | 0.16586 | IMPNRGZ
elc_spv_CHN_072 | RaN | 0.0038505 | IMPNRGZ | elc_won_CHN_072 | RaN | 0.14552 | IMPNRGZ
elc_spv_CHN_072 | RaP | 0.036861 | IMPNRGZ | elc_won_CHN_072 | RaP | 0.029481 | IMPNRGZ
elc_spv_CHN_072 | SaD | 0.22381 | IMPNRGZ | elc_won_CHN_072 | SaD | 0.068208 | IMPNRGZ
elc_spv_CHN_072 | SaN | 0.0084798 | IMPNRGZ | elc_won_CHN_072 | SaN | 0.074927 | IMPNRGZ
elc_spv_CHN_072 | SaP | 0.029153 | IMPNRGZ | elc_won_CHN_072 | SaP | 0.011724 | IMPNRGZ
elc_spv_CHN_072 | WaD | 0.18067 | IMPNRGZ | elc_won_CHN_072 | WaD | 0.097784 | IMPNRGZ
elc_spv_CHN_072 | WaN | 0 | IMPNRGZ | elc_won_CHN_072 | WaN | 0.1046 | IMPNRGZ
elc_spv_CHN_072 | WaP | 0.0081084 | IMPNRGZ | elc_won_CHN_072 | WaP | 0.023003 | IMPNRGZ
elc_spv_CHN_073 | FaD | 0.20946 | IMPNRGZ | elc_won_CHN_073 | FaD | 0.13152 | IMPNRGZ
elc_spv_CHN_073 | FaN | 0 | IMPNRGZ | elc_won_CHN_073 | FaN | 0.14832 | IMPNRGZ
elc_spv_CHN_073 | FaP | 0.011406 | IMPNRGZ | elc_won_CHN_073 | FaP | 0.024322 | IMPNRGZ
elc_spv_CHN_073 | RaD | 0.28809 | IMPNRGZ | elc_won_CHN_073 | RaD | 0.13008 | IMPNRGZ
elc_spv_CHN_073 | RaN | 0.0031847 | IMPNRGZ | elc_won_CHN_073 | RaN | 0.16126 | IMPNRGZ
elc_spv_CHN_073 | RaP | 0.029603 | IMPNRGZ | elc_won_CHN_073 | RaP | 0.022946 | IMPNRGZ
elc_spv_CHN_073 | SaD | 0.22398 | IMPNRGZ | elc_won_CHN_073 | SaD | 0.071163 | IMPNRGZ
elc_spv_CHN_073 | SaN | 0.0075072 | IMPNRGZ | elc_won_CHN_073 | SaN | 0.092445 | IMPNRGZ
elc_spv_CHN_073 | SaP | 0.025623 | IMPNRGZ | elc_won_CHN_073 | SaP | 0.012528 | IMPNRGZ
elc_spv_CHN_073 | WaD | 0.19541 | IMPNRGZ | elc_won_CHN_073 | WaD | 0.078734 | IMPNRGZ
elc_spv_CHN_073 | WaN | 0 | IMPNRGZ | elc_won_CHN_073 | WaN | 0.11031 | IMPNRGZ
elc_spv_CHN_073 | WaP | 0.0057343 | IMPNRGZ | elc_won_CHN_073 | WaP | 0.016376 | IMPNRGZ
elc_spv_CHN_074 | FaD | 0.20662 | IMPNRGZ | elc_won_CHN_074 | FaD | 0.13686 | IMPNRGZ
elc_spv_CHN_074 | FaN | 0 | IMPNRGZ | elc_won_CHN_074 | FaN | 0.13426 | IMPNRGZ
elc_spv_CHN_074 | FaP | 0.010961 | IMPNRGZ | elc_won_CHN_074 | FaP | 0.027407 | IMPNRGZ
elc_spv_CHN_074 | RaD | 0.28978 | IMPNRGZ | elc_won_CHN_074 | RaD | 0.15237 | IMPNRGZ
elc_spv_CHN_074 | RaN | 0.0025187 | IMPNRGZ | elc_won_CHN_074 | RaN | 0.14209 | IMPNRGZ
elc_spv_CHN_074 | RaP | 0.028969 | IMPNRGZ | elc_won_CHN_074 | RaP | 0.026853 | IMPNRGZ
elc_spv_CHN_074 | SaD | 0.22522 | IMPNRGZ | elc_won_CHN_074 | SaD | 0.069404 | IMPNRGZ
elc_spv_CHN_074 | SaN | 0.0059292 | IMPNRGZ | elc_won_CHN_074 | SaN | 0.074926 | IMPNRGZ
elc_spv_CHN_074 | SaP | 0.026196 | IMPNRGZ | elc_won_CHN_074 | SaP | 0.011844 | IMPNRGZ
elc_spv_CHN_074 | WaD | 0.198 | IMPNRGZ | elc_won_CHN_074 | WaD | 0.086792 | IMPNRGZ
elc_spv_CHN_074 | WaN | 0 | IMPNRGZ | elc_won_CHN_074 | WaN | 0.11431 | IMPNRGZ
elc_spv_CHN_074 | WaP | 0.0058091 | IMPNRGZ | elc_won_CHN_074 | WaP | 0.022889 | IMPNRGZ
elc_spv_CHN_075 | FaD | 0.20944 | IMPNRGZ | elc_won_CHN_075 | FaD | 0.13701 | IMPNRGZ
elc_spv_CHN_075 | FaN | 0 | IMPNRGZ | elc_won_CHN_075 | FaN | 0.14955 | IMPNRGZ
elc_spv_CHN_075 | FaP | 0.0098759 | IMPNRGZ | elc_won_CHN_075 | FaP | 0.029239 | IMPNRGZ
elc_spv_CHN_075 | RaD | 0.29114 | IMPNRGZ | elc_won_CHN_075 | RaD | 0.15516 | IMPNRGZ
elc_spv_CHN_075 | RaN | 0.0037951 | IMPNRGZ | elc_won_CHN_075 | RaN | 0.14919 | IMPNRGZ
elc_spv_CHN_075 | RaP | 0.025784 | IMPNRGZ | elc_won_CHN_075 | RaP | 0.02461 | IMPNRGZ
elc_spv_CHN_075 | SaD | 0.23035 | IMPNRGZ | elc_won_CHN_075 | SaD | 0.085219 | IMPNRGZ
elc_spv_CHN_075 | SaN | 0.0099514 | IMPNRGZ | elc_won_CHN_075 | SaN | 0.097827 | IMPNRGZ
elc_spv_CHN_075 | SaP | 0.026363 | IMPNRGZ | elc_won_CHN_075 | SaP | 0.014276 | IMPNRGZ
elc_spv_CHN_075 | WaD | 0.1896 | IMPNRGZ | elc_won_CHN_075 | WaD | 0.056462 | IMPNRGZ
elc_spv_CHN_075 | WaN | 0 | IMPNRGZ | elc_won_CHN_075 | WaN | 0.084841 | IMPNRGZ
elc_spv_CHN_075 | WaP | 0.0036988 | IMPNRGZ | elc_won_CHN_075 | WaP | 0.016601 | IMPNRGZ
elc_spv_CHN_076 | FaD | 0.20866 | IMPNRGZ | elc_won_CHN_076 | FaD | 0.14495 | IMPNRGZ
elc_spv_CHN_076 | FaN | 0 | IMPNRGZ | elc_won_CHN_076 | FaN | 0.13966 | IMPNRGZ
elc_spv_CHN_076 | FaP | 0.010341 | IMPNRGZ | elc_won_CHN_076 | FaP | 0.028981 | IMPNRGZ
elc_spv_CHN_076 | RaD | 0.29266 | IMPNRGZ | elc_won_CHN_076 | RaD | 0.1694 | IMPNRGZ
elc_spv_CHN_076 | RaN | 0.0034371 | IMPNRGZ | elc_won_CHN_076 | RaN | 0.1692 | IMPNRGZ
elc_spv_CHN_076 | RaP | 0.027813 | IMPNRGZ | elc_won_CHN_076 | RaP | 0.031511 | IMPNRGZ
elc_spv_CHN_076 | SaD | 0.2246 | IMPNRGZ | elc_won_CHN_076 | SaD | 0.077297 | IMPNRGZ
elc_spv_CHN_076 | SaN | 0.008331 | IMPNRGZ | elc_won_CHN_076 | SaN | 0.07552 | IMPNRGZ
elc_spv_CHN_076 | SaP | 0.025777 | IMPNRGZ | elc_won_CHN_076 | SaP | 0.01404 | IMPNRGZ
elc_spv_CHN_076 | WaD | 0.19389 | IMPNRGZ | elc_won_CHN_076 | WaD | 0.05553 | IMPNRGZ
elc_spv_CHN_076 | WaN | 0 | IMPNRGZ | elc_won_CHN_076 | WaN | 0.079067 | IMPNRGZ
elc_spv_CHN_076 | WaP | 0.0044867 | IMPNRGZ | elc_won_CHN_076 | WaP | 0.014838 | IMPNRGZ
elc_spv_CHN_077 | FaD | 0.20795 | IMPNRGZ | elc_won_CHN_077 | FaD | 0.13708 | IMPNRGZ
elc_spv_CHN_077 | FaN | 0 | IMPNRGZ | elc_won_CHN_077 | FaN | 0.14268 | IMPNRGZ
elc_spv_CHN_077 | FaP | 0.008043 | IMPNRGZ | elc_won_CHN_077 | FaP | 0.02693 | IMPNRGZ
elc_spv_CHN_077 | RaD | 0.29371 | IMPNRGZ | elc_won_CHN_077 | RaD | 0.14895 | IMPNRGZ
elc_spv_CHN_077 | RaN | 0.0041557 | IMPNRGZ | elc_won_CHN_077 | RaN | 0.15691 | IMPNRGZ
elc_spv_CHN_077 | RaP | 0.02413 | IMPNRGZ | elc_won_CHN_077 | RaP | 0.028082 | IMPNRGZ
elc_spv_CHN_077 | SaD | 0.23573 | IMPNRGZ | elc_won_CHN_077 | SaD | 0.073545 | IMPNRGZ
elc_spv_CHN_077 | SaN | 0.010267 | IMPNRGZ | elc_won_CHN_077 | SaN | 0.075398 | IMPNRGZ
elc_spv_CHN_077 | SaP | 0.026606 | IMPNRGZ | elc_won_CHN_077 | SaP | 0.01314 | IMPNRGZ
elc_spv_CHN_077 | WaD | 0.18665 | IMPNRGZ | elc_won_CHN_077 | WaD | 0.080064 | IMPNRGZ
elc_spv_CHN_077 | WaN | 0 | IMPNRGZ | elc_won_CHN_077 | WaN | 0.098091 | IMPNRGZ
elc_spv_CHN_077 | WaP | 0.0027653 | IMPNRGZ | elc_won_CHN_077 | WaP | 0.019131 | IMPNRGZ
elc_spv_CHN_078 | FaD | 0.20629 | IMPNRGZ | elc_won_CHN_078 | FaD | 0.1344 | IMPNRGZ
elc_spv_CHN_078 | FaN | 0 | IMPNRGZ | elc_won_CHN_078 | FaN | 0.13328 | IMPNRGZ
elc_spv_CHN_078 | FaP | 0.0084278 | IMPNRGZ | elc_won_CHN_078 | FaP | 0.026124 | IMPNRGZ
elc_spv_CHN_078 | RaD | 0.30024 | IMPNRGZ | elc_won_CHN_078 | RaD | 0.14349 | IMPNRGZ
elc_spv_CHN_078 | RaN | 0.0036121 | IMPNRGZ | elc_won_CHN_078 | RaN | 0.14134 | IMPNRGZ
elc_spv_CHN_078 | RaP | 0.024056 | IMPNRGZ | elc_won_CHN_078 | RaP | 0.023921 | IMPNRGZ
elc_spv_CHN_078 | SaD | 0.22913 | IMPNRGZ | elc_won_CHN_078 | SaD | 0.064059 | IMPNRGZ
elc_spv_CHN_078 | SaN | 0.0081895 | IMPNRGZ | elc_won_CHN_078 | SaN | 0.059966 | IMPNRGZ
elc_spv_CHN_078 | SaP | 0.024587 | IMPNRGZ | elc_won_CHN_078 | SaP | 0.011323 | IMPNRGZ
elc_spv_CHN_078 | WaD | 0.19232 | IMPNRGZ | elc_won_CHN_078 | WaD | 0.10868 | IMPNRGZ
elc_spv_CHN_078 | WaN | 0 | IMPNRGZ | elc_won_CHN_078 | WaN | 0.13064 | IMPNRGZ
elc_spv_CHN_078 | WaP | 0.0031477 | IMPNRGZ | elc_won_CHN_078 | WaP | 0.022769 | IMPNRGZ
elc_spv_CHN_079 | FaD | 0.196 | IMPNRGZ | elc_won_CHN_079 | FaD | 0.12911 | IMPNRGZ
elc_spv_CHN_079 | FaN | 0 | IMPNRGZ | elc_won_CHN_079 | FaN | 0.14936 | IMPNRGZ
elc_spv_CHN_079 | FaP | 0.0085613 | IMPNRGZ | elc_won_CHN_079 | FaP | 0.025976 | IMPNRGZ
elc_spv_CHN_079 | RaD | 0.29813 | IMPNRGZ | elc_won_CHN_079 | RaD | 0.1543 | IMPNRGZ
elc_spv_CHN_079 | RaN | 0.0056589 | IMPNRGZ | elc_won_CHN_079 | RaN | 0.1647 | IMPNRGZ
elc_spv_CHN_079 | RaP | 0.026718 | IMPNRGZ | elc_won_CHN_079 | RaP | 0.023734 | IMPNRGZ
elc_spv_CHN_079 | SaD | 0.24453 | IMPNRGZ | elc_won_CHN_079 | SaD | 0.081456 | IMPNRGZ
elc_spv_CHN_079 | SaN | 0.014429 | IMPNRGZ | elc_won_CHN_079 | SaN | 0.098875 | IMPNRGZ
elc_spv_CHN_079 | SaP | 0.03003 | IMPNRGZ | elc_won_CHN_079 | SaP | 0.012462 | IMPNRGZ
elc_spv_CHN_079 | WaD | 0.17289 | IMPNRGZ | elc_won_CHN_079 | WaD | 0.056278 | IMPNRGZ
elc_spv_CHN_079 | WaN | 0 | IMPNRGZ | elc_won_CHN_079 | WaN | 0.089748 | IMPNRGZ
elc_spv_CHN_079 | WaP | 0.0030572 | IMPNRGZ | elc_won_CHN_079 | WaP | 0.013999 | IMPNRGZ
elc_spv_CHN_080 | FaD | 0.20202 | IMPNRGZ | elc_won_CHN_080 | FaD | 0.11605 | IMPNRGZ
elc_spv_CHN_080 | FaN | 0 | IMPNRGZ | elc_won_CHN_080 | FaN | 0.1386 | IMPNRGZ
elc_spv_CHN_080 | FaP | 0.0079045 | IMPNRGZ | elc_won_CHN_080 | FaP | 0.021926 | IMPNRGZ
elc_spv_CHN_080 | RaD | 0.29323 | IMPNRGZ | elc_won_CHN_080 | RaD | 0.14564 | IMPNRGZ
elc_spv_CHN_080 | RaN | 0.0051614 | IMPNRGZ | elc_won_CHN_080 | RaN | 0.17652 | IMPNRGZ
elc_spv_CHN_080 | RaP | 0.025079 | IMPNRGZ | elc_won_CHN_080 | RaP | 0.022551 | IMPNRGZ
elc_spv_CHN_080 | SaD | 0.2414 | IMPNRGZ | elc_won_CHN_080 | SaD | 0.072646 | IMPNRGZ
elc_spv_CHN_080 | SaN | 0.013402 | IMPNRGZ | elc_won_CHN_080 | SaN | 0.090814 | IMPNRGZ
elc_spv_CHN_080 | SaP | 0.029253 | IMPNRGZ | elc_won_CHN_080 | SaP | 0.012321 | IMPNRGZ
elc_spv_CHN_080 | WaD | 0.17991 | IMPNRGZ | elc_won_CHN_080 | WaD | 0.077757 | IMPNRGZ
elc_spv_CHN_080 | WaN | 0 | IMPNRGZ | elc_won_CHN_080 | WaN | 0.1111 | IMPNRGZ
elc_spv_CHN_080 | WaP | 0.0026442 | IMPNRGZ | elc_won_CHN_080 | WaP | 0.014079 | IMPNRGZ
elc_spv_CHN_081 | FaD | 0.19619 | IMPNRGZ | elc_won_CHN_081 | FaD | 0.13632 | IMPNRGZ
elc_spv_CHN_081 | FaN | 0.00014745 | IMPNRGZ | elc_won_CHN_081 | FaN | 0.1532 | IMPNRGZ
elc_spv_CHN_081 | FaP | 0.00966 | IMPNRGZ | elc_won_CHN_081 | FaP | 0.028047 | IMPNRGZ
elc_spv_CHN_081 | RaD | 0.28992 | IMPNRGZ | elc_won_CHN_081 | RaD | 0.15124 | IMPNRGZ
elc_spv_CHN_081 | RaN | 0.005228 | IMPNRGZ | elc_won_CHN_081 | RaN | 0.15602 | IMPNRGZ
elc_spv_CHN_081 | RaP | 0.027693 | IMPNRGZ | elc_won_CHN_081 | RaP | 0.020131 | IMPNRGZ
elc_spv_CHN_081 | SaD | 0.24717 | IMPNRGZ | elc_won_CHN_081 | SaD | 0.073277 | IMPNRGZ
elc_spv_CHN_081 | SaN | 0.014157 | IMPNRGZ | elc_won_CHN_081 | SaN | 0.092037 | IMPNRGZ
elc_spv_CHN_081 | SaP | 0.031117 | IMPNRGZ | elc_won_CHN_081 | SaP | 0.012501 | IMPNRGZ
elc_spv_CHN_081 | WaD | 0.17468 | IMPNRGZ | elc_won_CHN_081 | WaD | 0.066516 | IMPNRGZ
elc_spv_CHN_081 | WaN | 0 | IMPNRGZ | elc_won_CHN_081 | WaN | 0.097154 | IMPNRGZ
elc_spv_CHN_081 | WaP | 0.004038 | IMPNRGZ | elc_won_CHN_081 | WaP | 0.013562 | IMPNRGZ
elc_spv_CHN_082 | FaD | 0.2053 | IMPNRGZ | elc_won_CHN_082 | FaD | 0.13735 | IMPNRGZ
elc_spv_CHN_082 | FaN | 7.1613e-06 | IMPNRGZ | elc_won_CHN_082 | FaN | 0.13501 | IMPNRGZ
elc_spv_CHN_082 | FaP | 0.0103 | IMPNRGZ | elc_won_CHN_082 | FaP | 0.02619 | IMPNRGZ
elc_spv_CHN_082 | RaD | 0.29466 | IMPNRGZ | elc_won_CHN_082 | RaD | 0.15497 | IMPNRGZ
elc_spv_CHN_082 | RaN | 0.0043151 | IMPNRGZ | elc_won_CHN_082 | RaN | 0.14595 | IMPNRGZ
elc_spv_CHN_082 | RaP | 0.027371 | IMPNRGZ | elc_won_CHN_082 | RaP | 0.021641 | IMPNRGZ
elc_spv_CHN_082 | SaD | 0.23203 | IMPNRGZ | elc_won_CHN_082 | SaD | 0.071094 | IMPNRGZ
elc_spv_CHN_082 | SaN | 0.011251 | IMPNRGZ | elc_won_CHN_082 | SaN | 0.079576 | IMPNRGZ
elc_spv_CHN_082 | SaP | 0.027965 | IMPNRGZ | elc_won_CHN_082 | SaP | 0.012928 | IMPNRGZ
elc_spv_CHN_082 | WaD | 0.1827 | IMPNRGZ | elc_won_CHN_082 | WaD | 0.084789 | IMPNRGZ
elc_spv_CHN_082 | WaN | 0 | IMPNRGZ | elc_won_CHN_082 | WaN | 0.11153 | IMPNRGZ
elc_spv_CHN_082 | WaP | 0.0041119 | IMPNRGZ | elc_won_CHN_082 | WaP | 0.018967 | IMPNRGZ
elc_spv_CHN_083 | FaD | 0.21971 | IMPNRGZ | elc_won_CHN_083 | FaD | 0.11482 | IMPNRGZ
elc_spv_CHN_083 | FaN | 0 | IMPNRGZ | elc_won_CHN_083 | FaN | 0.096062 | IMPNRGZ
elc_spv_CHN_083 | FaP | 0.0061168 | IMPNRGZ | elc_won_CHN_083 | FaP | 0.02347 | IMPNRGZ
elc_spv_CHN_083 | RaD | 0.27371 | IMPNRGZ | elc_won_CHN_083 | RaD | 0.18119 | IMPNRGZ
elc_spv_CHN_083 | RaN | 0.0010798 | IMPNRGZ | elc_won_CHN_083 | RaN | 0.15964 | IMPNRGZ
elc_spv_CHN_083 | RaP | 0.018461 | IMPNRGZ | elc_won_CHN_083 | RaP | 0.04134 | IMPNRGZ
elc_spv_CHN_083 | SaD | 0.24166 | IMPNRGZ | elc_won_CHN_083 | SaD | 0.067237 | IMPNRGZ
elc_spv_CHN_083 | SaN | 0.004207 | IMPNRGZ | elc_won_CHN_083 | SaN | 0.064163 | IMPNRGZ
elc_spv_CHN_083 | SaP | 0.019865 | IMPNRGZ | elc_won_CHN_083 | SaP | 0.015086 | IMPNRGZ
elc_spv_CHN_083 | WaD | 0.21151 | IMPNRGZ | elc_won_CHN_083 | WaD | 0.10194 | IMPNRGZ
elc_spv_CHN_083 | WaN | 0 | IMPNRGZ | elc_won_CHN_083 | WaN | 0.11343 | IMPNRGZ
elc_spv_CHN_083 | WaP | 0.0036846 | IMPNRGZ | elc_won_CHN_083 | WaP | 0.021622 | IMPNRGZ
elc_spv_CHN_084 | FaD | 0.2226 | IMPNRGZ | elc_won_CHN_084 | FaD | 0.14307 | IMPNRGZ
elc_spv_CHN_084 | FaN | 0 | IMPNRGZ | elc_won_CHN_084 | FaN | 0.091723 | IMPNRGZ
elc_spv_CHN_084 | FaP | 0.0075788 | IMPNRGZ | elc_won_CHN_084 | FaP | 0.01887 | IMPNRGZ
elc_spv_CHN_084 | RaD | 0.26949 | IMPNRGZ | elc_won_CHN_084 | RaD | 0.21811 | IMPNRGZ
elc_spv_CHN_084 | RaN | 0.00087111 | IMPNRGZ | elc_won_CHN_084 | RaN | 0.10698 | IMPNRGZ
elc_spv_CHN_084 | RaP | 0.020562 | IMPNRGZ | elc_won_CHN_084 | RaP | 0.03129 | IMPNRGZ
elc_spv_CHN_084 | SaD | 0.23776 | IMPNRGZ | elc_won_CHN_084 | SaD | 0.061756 | IMPNRGZ
elc_spv_CHN_084 | SaN | 0.0038312 | IMPNRGZ | elc_won_CHN_084 | SaN | 0.026342 | IMPNRGZ
elc_spv_CHN_084 | SaP | 0.020741 | IMPNRGZ | elc_won_CHN_084 | SaP | 0.0079094 | IMPNRGZ
elc_spv_CHN_084 | WaD | 0.21118 | IMPNRGZ | elc_won_CHN_084 | WaD | 0.15903 | IMPNRGZ
elc_spv_CHN_084 | WaN | 0 | IMPNRGZ | elc_won_CHN_084 | WaN | 0.11407 | IMPNRGZ
elc_spv_CHN_084 | WaP | 0.0053771 | IMPNRGZ | elc_won_CHN_084 | WaP | 0.020857 | IMPNRGZ
elc_spv_CHN_085 | FaD | 0.20332 | IMPNRGZ | elc_won_CHN_085 | FaD | 0.12422 | IMPNRGZ
elc_spv_CHN_085 | FaN | 0 | IMPNRGZ | elc_won_CHN_085 | FaN | 0.096273 | IMPNRGZ
elc_spv_CHN_085 | FaP | 0.0050126 | IMPNRGZ | elc_won_CHN_085 | FaP | 0.021796 | IMPNRGZ
elc_spv_CHN_085 | RaD | 0.30132 | IMPNRGZ | elc_won_CHN_085 | RaD | 0.16272 | IMPNRGZ
elc_spv_CHN_085 | RaN | 0.0035055 | IMPNRGZ | elc_won_CHN_085 | RaN | 0.12343 | IMPNRGZ
elc_spv_CHN_085 | RaP | 0.021276 | IMPNRGZ | elc_won_CHN_085 | RaP | 0.032311 | IMPNRGZ
elc_spv_CHN_085 | SaD | 0.24171 | IMPNRGZ | elc_won_CHN_085 | SaD | 0.064331 | IMPNRGZ
elc_spv_CHN_085 | SaN | 0.0072818 | IMPNRGZ | elc_won_CHN_085 | SaN | 0.048482 | IMPNRGZ
elc_spv_CHN_085 | SaP | 0.023159 | IMPNRGZ | elc_won_CHN_085 | SaP | 0.0104 | IMPNRGZ
elc_spv_CHN_085 | WaD | 0.19153 | IMPNRGZ | elc_won_CHN_085 | WaD | 0.15476 | IMPNRGZ
elc_spv_CHN_085 | WaN | 0 | IMPNRGZ | elc_won_CHN_085 | WaN | 0.13552 | IMPNRGZ
elc_spv_CHN_085 | WaP | 0.0018786 | IMPNRGZ | elc_won_CHN_085 | WaP | 0.02576 | IMPNRGZ
elc_spv_CHN_086 | FaD | 0.21424 | IMPNRGZ | elc_won_CHN_086 | FaD | 0.10826 | IMPNRGZ
elc_spv_CHN_086 | FaN | 0 | IMPNRGZ | elc_won_CHN_086 | FaN | 0.095148 | IMPNRGZ
elc_spv_CHN_086 | FaP | 0.006946 | IMPNRGZ | elc_won_CHN_086 | FaP | 0.023589 | IMPNRGZ
elc_spv_CHN_086 | RaD | 0.27859 | IMPNRGZ | elc_won_CHN_086 | RaD | 0.18986 | IMPNRGZ
elc_spv_CHN_086 | RaN | 0.0014952 | IMPNRGZ | elc_won_CHN_086 | RaN | 0.14691 | IMPNRGZ
elc_spv_CHN_086 | RaP | 0.020923 | IMPNRGZ | elc_won_CHN_086 | RaP | 0.035578 | IMPNRGZ
elc_spv_CHN_086 | SaD | 0.24716 | IMPNRGZ | elc_won_CHN_086 | SaD | 0.081425 | IMPNRGZ
elc_spv_CHN_086 | SaN | 0.0049429 | IMPNRGZ | elc_won_CHN_086 | SaN | 0.083196 | IMPNRGZ
elc_spv_CHN_086 | SaP | 0.022672 | IMPNRGZ | elc_won_CHN_086 | SaP | 0.020579 | IMPNRGZ
elc_spv_CHN_086 | WaD | 0.19943 | IMPNRGZ | elc_won_CHN_086 | WaD | 0.093806 | IMPNRGZ
elc_spv_CHN_086 | WaN | 0 | IMPNRGZ | elc_won_CHN_086 | WaN | 0.098235 | IMPNRGZ
elc_spv_CHN_086 | WaP | 0.0036068 | IMPNRGZ | elc_won_CHN_086 | WaP | 0.023414 | IMPNRGZ
elc_spv_CHN_087 | FaD | 0.21807 | IMPNRGZ | elc_won_CHN_087 | FaD | 0.13049 | IMPNRGZ
elc_spv_CHN_087 | FaN | 0 | IMPNRGZ | elc_won_CHN_087 | FaN | 0.081384 | IMPNRGZ
elc_spv_CHN_087 | FaP | 0.010272 | IMPNRGZ | elc_won_CHN_087 | FaP | 0.01996 | IMPNRGZ
elc_spv_CHN_087 | RaD | 0.26995 | IMPNRGZ | elc_won_CHN_087 | RaD | 0.23545 | IMPNRGZ
elc_spv_CHN_087 | RaN | 0.0016919 | IMPNRGZ | elc_won_CHN_087 | RaN | 0.12232 | IMPNRGZ
elc_spv_CHN_087 | RaP | 0.028981 | IMPNRGZ | elc_won_CHN_087 | RaP | 0.037675 | IMPNRGZ
elc_spv_CHN_087 | SaD | 0.24413 | IMPNRGZ | elc_won_CHN_087 | SaD | 0.067249 | IMPNRGZ
elc_spv_CHN_087 | SaN | 0.0053598 | IMPNRGZ | elc_won_CHN_087 | SaN | 0.037317 | IMPNRGZ
elc_spv_CHN_087 | SaP | 0.027068 | IMPNRGZ | elc_won_CHN_087 | SaP | 0.01089 | IMPNRGZ
elc_spv_CHN_087 | WaD | 0.18842 | IMPNRGZ | elc_won_CHN_087 | WaD | 0.13225 | IMPNRGZ
elc_spv_CHN_087 | WaN | 0 | IMPNRGZ | elc_won_CHN_087 | WaN | 0.1037 | IMPNRGZ
elc_spv_CHN_087 | WaP | 0.0060639 | IMPNRGZ | elc_won_CHN_087 | WaP | 0.021309 | IMPNRGZ
elc_spv_CHN_088 | FaD | 0.22655 | IMPNRGZ | elc_won_CHN_088 | FaD | 0.10966 | IMPNRGZ
elc_spv_CHN_088 | FaN | 0 | IMPNRGZ | elc_won_CHN_088 | FaN | 0.089484 | IMPNRGZ
elc_spv_CHN_088 | FaP | 0.0069638 | IMPNRGZ | elc_won_CHN_088 | FaP | 0.018284 | IMPNRGZ
elc_spv_CHN_088 | RaD | 0.27145 | IMPNRGZ | elc_won_CHN_088 | RaD | 0.2321 | IMPNRGZ
elc_spv_CHN_088 | RaN | 0.0013109 | IMPNRGZ | elc_won_CHN_088 | RaN | 0.14385 | IMPNRGZ
elc_spv_CHN_088 | RaP | 0.021509 | IMPNRGZ | elc_won_CHN_088 | RaP | 0.034965 | IMPNRGZ
elc_spv_CHN_088 | SaD | 0.24671 | IMPNRGZ | elc_won_CHN_088 | SaD | 0.067241 | IMPNRGZ
elc_spv_CHN_088 | SaN | 0.0047289 | IMPNRGZ | elc_won_CHN_088 | SaN | 0.05635 | IMPNRGZ
elc_spv_CHN_088 | SaP | 0.023488 | IMPNRGZ | elc_won_CHN_088 | SaP | 0.014051 | IMPNRGZ
elc_spv_CHN_088 | WaD | 0.19371 | IMPNRGZ | elc_won_CHN_088 | WaD | 0.10893 | IMPNRGZ
elc_spv_CHN_088 | WaN | 0 | IMPNRGZ | elc_won_CHN_088 | WaN | 0.10504 | IMPNRGZ
elc_spv_CHN_088 | WaP | 0.0035801 | IMPNRGZ | elc_won_CHN_088 | WaP | 0.020038 | IMPNRGZ
elc_spv_CHN_089 | FaD | 0.2296 | IMPNRGZ | elc_won_CHN_089 | FaD | 0.078676 | IMPNRGZ
elc_spv_CHN_089 | FaN | 0 | IMPNRGZ | elc_won_CHN_089 | FaN | 0.10709 | IMPNRGZ
elc_spv_CHN_089 | FaP | 0.0063089 | IMPNRGZ | elc_won_CHN_089 | FaP | 0.01857 | IMPNRGZ
elc_spv_CHN_089 | RaD | 0.27289 | IMPNRGZ | elc_won_CHN_089 | RaD | 0.14418 | IMPNRGZ
elc_spv_CHN_089 | RaN | 0.0011798 | IMPNRGZ | elc_won_CHN_089 | RaN | 0.15307 | IMPNRGZ
elc_spv_CHN_089 | RaP | 0.020496 | IMPNRGZ | elc_won_CHN_089 | RaP | 0.026001 | IMPNRGZ
elc_spv_CHN_089 | SaD | 0.2347 | IMPNRGZ | elc_won_CHN_089 | SaD | 0.12028 | IMPNRGZ
elc_spv_CHN_089 | SaN | 0.0046048 | IMPNRGZ | elc_won_CHN_089 | SaN | 0.13053 | IMPNRGZ
elc_spv_CHN_089 | SaP | 0.022136 | IMPNRGZ | elc_won_CHN_089 | SaP | 0.022916 | IMPNRGZ
elc_spv_CHN_089 | WaD | 0.20475 | IMPNRGZ | elc_won_CHN_089 | WaD | 0.078407 | IMPNRGZ
elc_spv_CHN_089 | WaN | 0 | IMPNRGZ | elc_won_CHN_089 | WaN | 0.10043 | IMPNRGZ
elc_spv_CHN_089 | WaP | 0.0033221 | IMPNRGZ | elc_won_CHN_089 | WaP | 0.019857 | IMPNRGZ
elc_spv_CHN_090 | FaD | 0.21532 | IMPNRGZ | elc_won_CHN_090 | FaD | 0.080328 | IMPNRGZ
elc_spv_CHN_090 | FaN | 0 | IMPNRGZ | elc_won_CHN_090 | FaN | 0.086814 | IMPNRGZ
elc_spv_CHN_090 | FaP | 0.011368 | IMPNRGZ | elc_won_CHN_090 | FaP | 0.019788 | IMPNRGZ
elc_spv_CHN_090 | RaD | 0.2565 | IMPNRGZ | elc_won_CHN_090 | RaD | 0.1247 | IMPNRGZ
elc_spv_CHN_090 | RaN | 0.0015025 | IMPNRGZ | elc_won_CHN_090 | RaN | 0.14348 | IMPNRGZ
elc_spv_CHN_090 | RaP | 0.028722 | IMPNRGZ | elc_won_CHN_090 | RaP | 0.02923 | IMPNRGZ
elc_spv_CHN_090 | SaD | 0.24879 | IMPNRGZ | elc_won_CHN_090 | SaD | 0.16244 | IMPNRGZ
elc_spv_CHN_090 | SaN | 0.0058744 | IMPNRGZ | elc_won_CHN_090 | SaN | 0.16072 | IMPNRGZ
elc_spv_CHN_090 | SaP | 0.03046 | IMPNRGZ | elc_won_CHN_090 | SaP | 0.031681 | IMPNRGZ
elc_spv_CHN_090 | WaD | 0.19361 | IMPNRGZ | elc_won_CHN_090 | WaD | 0.067739 | IMPNRGZ
elc_spv_CHN_090 | WaN | 0 | IMPNRGZ | elc_won_CHN_090 | WaN | 0.075661 | IMPNRGZ
elc_spv_CHN_090 | WaP | 0.0078478 | IMPNRGZ | elc_won_CHN_090 | WaP | 0.01742 | IMPNRGZ
elc_spv_CHN_091 | FaD | 0.21642 | IMPNRGZ | elc_won_CHN_091 | FaD | 0.084929 | IMPNRGZ
elc_spv_CHN_091 | FaN | 0 | IMPNRGZ | elc_won_CHN_091 | FaN | 0.1082 | IMPNRGZ
elc_spv_CHN_091 | FaP | 0.0070269 | IMPNRGZ | elc_won_CHN_091 | FaP | 0.014386 | IMPNRGZ
elc_spv_CHN_091 | RaD | 0.27094 | IMPNRGZ | elc_won_CHN_091 | RaD | 0.16313 | IMPNRGZ
elc_spv_CHN_091 | RaN | 0.0020318 | IMPNRGZ | elc_won_CHN_091 | RaN | 0.18437 | IMPNRGZ
elc_spv_CHN_091 | RaP | 0.025342 | IMPNRGZ | elc_won_CHN_091 | RaP | 0.028722 | IMPNRGZ
elc_spv_CHN_091 | SaD | 0.24935 | IMPNRGZ | elc_won_CHN_091 | SaD | 0.095696 | IMPNRGZ
elc_spv_CHN_091 | SaN | 0.0061023 | IMPNRGZ | elc_won_CHN_091 | SaN | 0.11598 | IMPNRGZ
elc_spv_CHN_091 | SaP | 0.025961 | IMPNRGZ | elc_won_CHN_091 | SaP | 0.016965 | IMPNRGZ
elc_spv_CHN_091 | WaD | 0.19236 | IMPNRGZ | elc_won_CHN_091 | WaD | 0.069199 | IMPNRGZ
elc_spv_CHN_091 | WaN | 0 | IMPNRGZ | elc_won_CHN_091 | WaN | 0.10217 | IMPNRGZ
elc_spv_CHN_091 | WaP | 0.0044655 | IMPNRGZ | elc_won_CHN_091 | WaP | 0.016262 | IMPNRGZ
elc_spv_CHN_092 | FaD | 0.22751 | IMPNRGZ | elc_won_CHN_092 | FaD | 0.08961 | IMPNRGZ
elc_spv_CHN_092 | FaN | 0 | IMPNRGZ | elc_won_CHN_092 | FaN | 0.10504 | IMPNRGZ
elc_spv_CHN_092 | FaP | 0.0065837 | IMPNRGZ | elc_won_CHN_092 | FaP | 0.016484 | IMPNRGZ
elc_spv_CHN_092 | RaD | 0.26591 | IMPNRGZ | elc_won_CHN_092 | RaD | 0.17413 | IMPNRGZ
elc_spv_CHN_092 | RaN | 0.0015813 | IMPNRGZ | elc_won_CHN_092 | RaN | 0.16883 | IMPNRGZ
elc_spv_CHN_092 | RaP | 0.022731 | IMPNRGZ | elc_won_CHN_092 | RaP | 0.034764 | IMPNRGZ
elc_spv_CHN_092 | SaD | 0.24748 | IMPNRGZ | elc_won_CHN_092 | SaD | 0.096487 | IMPNRGZ
elc_spv_CHN_092 | SaN | 0.0055487 | IMPNRGZ | elc_won_CHN_092 | SaN | 0.11144 | IMPNRGZ
elc_spv_CHN_092 | SaP | 0.025715 | IMPNRGZ | elc_won_CHN_092 | SaP | 0.018768 | IMPNRGZ
elc_spv_CHN_092 | WaD | 0.19302 | IMPNRGZ | elc_won_CHN_092 | WaD | 0.072728 | IMPNRGZ
elc_spv_CHN_092 | WaN | 0 | IMPNRGZ | elc_won_CHN_092 | WaN | 0.09587 | IMPNRGZ
elc_spv_CHN_092 | WaP | 0.0039272 | IMPNRGZ | elc_won_CHN_092 | WaP | 0.01585 | IMPNRGZ
elc_spv_CHN_093 | FaD | 0.22473 | IMPNRGZ | elc_won_CHN_093 | FaD | 0.11881 | IMPNRGZ
elc_spv_CHN_093 | FaN | 0 | IMPNRGZ | elc_won_CHN_093 | FaN | 0.098111 | IMPNRGZ
elc_spv_CHN_093 | FaP | 0.0094009 | IMPNRGZ | elc_won_CHN_093 | FaP | 0.022509 | IMPNRGZ
elc_spv_CHN_093 | RaD | 0.26028 | IMPNRGZ | elc_won_CHN_093 | RaD | 0.19018 | IMPNRGZ
elc_spv_CHN_093 | RaN | 0.0010594 | IMPNRGZ | elc_won_CHN_093 | RaN | 0.13302 | IMPNRGZ
elc_spv_CHN_093 | RaP | 0.024827 | IMPNRGZ | elc_won_CHN_093 | RaP | 0.036505 | IMPNRGZ
elc_spv_CHN_093 | SaD | 0.24234 | IMPNRGZ | elc_won_CHN_093 | SaD | 0.088201 | IMPNRGZ
elc_spv_CHN_093 | SaN | 0.0051275 | IMPNRGZ | elc_won_CHN_093 | SaN | 0.067956 | IMPNRGZ
elc_spv_CHN_093 | SaP | 0.026946 | IMPNRGZ | elc_won_CHN_093 | SaP | 0.015027 | IMPNRGZ
elc_spv_CHN_093 | WaD | 0.19914 | IMPNRGZ | elc_won_CHN_093 | WaD | 0.10431 | IMPNRGZ
elc_spv_CHN_093 | WaN | 0 | IMPNRGZ | elc_won_CHN_093 | WaN | 0.10439 | IMPNRGZ
elc_spv_CHN_093 | WaP | 0.0061559 | IMPNRGZ | elc_won_CHN_093 | WaP | 0.020986 | IMPNRGZ
elc_spv_CHN_094 | FaD | 0.20258 | IMPNRGZ | elc_won_CHN_094 | FaD | 0.08303 | IMPNRGZ
elc_spv_CHN_094 | FaN | 0 | IMPNRGZ | elc_won_CHN_094 | FaN | 0.11471 | IMPNRGZ
elc_spv_CHN_094 | FaP | 0.0067034 | IMPNRGZ | elc_won_CHN_094 | FaP | 0.017472 | IMPNRGZ
elc_spv_CHN_094 | RaD | 0.28648 | IMPNRGZ | elc_won_CHN_094 | RaD | 0.15332 | IMPNRGZ
elc_spv_CHN_094 | RaN | 0.0044766 | IMPNRGZ | elc_won_CHN_094 | RaN | 0.1616 | IMPNRGZ
elc_spv_CHN_094 | RaP | 0.027865 | IMPNRGZ | elc_won_CHN_094 | RaP | 0.029745 | IMPNRGZ
elc_spv_CHN_094 | SaD | 0.2692 | IMPNRGZ | elc_won_CHN_094 | SaD | 0.095763 | IMPNRGZ
elc_spv_CHN_094 | SaN | 0.0092305 | IMPNRGZ | elc_won_CHN_094 | SaN | 0.12824 | IMPNRGZ
elc_spv_CHN_094 | SaP | 0.026574 | IMPNRGZ | elc_won_CHN_094 | SaP | 0.017425 | IMPNRGZ
elc_spv_CHN_094 | WaD | 0.1642 | IMPNRGZ | elc_won_CHN_094 | WaD | 0.075456 | IMPNRGZ
elc_spv_CHN_094 | WaN | 0 | IMPNRGZ | elc_won_CHN_094 | WaN | 0.10644 | IMPNRGZ
elc_spv_CHN_094 | WaP | 0.0026964 | IMPNRGZ | elc_won_CHN_094 | WaP | 0.016798 | IMPNRGZ
elc_spv_CHN_095 | FaD | 0.21482 | IMPNRGZ | elc_won_CHN_095 | FaD | 0.1104 | IMPNRGZ
elc_spv_CHN_095 | FaN | 0 | IMPNRGZ | elc_won_CHN_095 | FaN | 0.11684 | IMPNRGZ
elc_spv_CHN_095 | FaP | 0.0065985 | IMPNRGZ | elc_won_CHN_095 | FaP | 0.021651 | IMPNRGZ
elc_spv_CHN_095 | RaD | 0.27908 | IMPNRGZ | elc_won_CHN_095 | RaD | 0.16404 | IMPNRGZ
elc_spv_CHN_095 | RaN | 0.0025076 | IMPNRGZ | elc_won_CHN_095 | RaN | 0.1319 | IMPNRGZ
elc_spv_CHN_095 | RaP | 0.025275 | IMPNRGZ | elc_won_CHN_095 | RaP | 0.029256 | IMPNRGZ
elc_spv_CHN_095 | SaD | 0.24319 | IMPNRGZ | elc_won_CHN_095 | SaD | 0.091196 | IMPNRGZ
elc_spv_CHN_095 | SaN | 0.0062929 | IMPNRGZ | elc_won_CHN_095 | SaN | 0.080165 | IMPNRGZ
elc_spv_CHN_095 | SaP | 0.022678 | IMPNRGZ | elc_won_CHN_095 | SaP | 0.014935 | IMPNRGZ
elc_spv_CHN_095 | WaD | 0.1957 | IMPNRGZ | elc_won_CHN_095 | WaD | 0.10543 | IMPNRGZ
elc_spv_CHN_095 | WaN | 0 | IMPNRGZ | elc_won_CHN_095 | WaN | 0.11075 | IMPNRGZ
elc_spv_CHN_095 | WaP | 0.0038512 | IMPNRGZ | elc_won_CHN_095 | WaP | 0.023438 | IMPNRGZ
elc_spv_CHN_096 | FaD | 0.21252 | IMPNRGZ | elc_won_CHN_096 | FaD | 0.090413 | IMPNRGZ
elc_spv_CHN_096 | FaN | 0 | IMPNRGZ | elc_won_CHN_096 | FaN | 0.10589 | IMPNRGZ
elc_spv_CHN_096 | FaP | 0.0069556 | IMPNRGZ | elc_won_CHN_096 | FaP | 0.020277 | IMPNRGZ
elc_spv_CHN_096 | RaD | 0.27736 | IMPNRGZ | elc_won_CHN_096 | RaD | 0.15531 | IMPNRGZ
elc_spv_CHN_096 | RaN | 0.0031567 | IMPNRGZ | elc_won_CHN_096 | RaN | 0.1725 | IMPNRGZ
elc_spv_CHN_096 | RaP | 0.025828 | IMPNRGZ | elc_won_CHN_096 | RaP | 0.029292 | IMPNRGZ
elc_spv_CHN_096 | SaD | 0.26686 | IMPNRGZ | elc_won_CHN_096 | SaD | 0.087209 | IMPNRGZ
elc_spv_CHN_096 | SaN | 0.0075415 | IMPNRGZ | elc_won_CHN_096 | SaN | 0.1004 | IMPNRGZ
elc_spv_CHN_096 | SaP | 0.025063 | IMPNRGZ | elc_won_CHN_096 | SaP | 0.017056 | IMPNRGZ
elc_spv_CHN_096 | WaD | 0.17144 | IMPNRGZ | elc_won_CHN_096 | WaD | 0.1017 | IMPNRGZ
elc_spv_CHN_096 | WaN | 0 | IMPNRGZ | elc_won_CHN_096 | WaN | 0.10186 | IMPNRGZ
elc_spv_CHN_096 | WaP | 0.003276 | IMPNRGZ | elc_won_CHN_096 | WaP | 0.018094 | IMPNRGZ
elc_spv_CHN_097 | FaD | 0.18896 | IMPNRGZ | elc_won_CHN_097 | FaD | 0.09344 | IMPNRGZ
elc_spv_CHN_097 | FaN | 0.00051772 | IMPNRGZ | elc_won_CHN_097 | FaN | 0.1167 | IMPNRGZ
elc_spv_CHN_097 | FaP | 0.014059 | IMPNRGZ | elc_won_CHN_097 | FaP | 0.019641 | IMPNRGZ
elc_spv_CHN_097 | RaD | 0.27404 | IMPNRGZ | elc_won_CHN_097 | RaD | 0.14784 | IMPNRGZ
elc_spv_CHN_097 | RaN | 0.0073726 | IMPNRGZ | elc_won_CHN_097 | RaN | 0.17945 | IMPNRGZ
elc_spv_CHN_097 | RaP | 0.040221 | IMPNRGZ | elc_won_CHN_097 | RaP | 0.025375 | IMPNRGZ
elc_spv_CHN_097 | SaD | 0.26339 | IMPNRGZ | elc_won_CHN_097 | SaD | 0.075971 | IMPNRGZ
elc_spv_CHN_097 | SaN | 0.01287 | IMPNRGZ | elc_won_CHN_097 | SaN | 0.10508 | IMPNRGZ
elc_spv_CHN_097 | SaP | 0.036034 | IMPNRGZ | elc_won_CHN_097 | SaP | 0.014987 | IMPNRGZ
elc_spv_CHN_097 | WaD | 0.15492 | IMPNRGZ | elc_won_CHN_097 | WaD | 0.099419 | IMPNRGZ
elc_spv_CHN_097 | WaN | 0 | IMPNRGZ | elc_won_CHN_097 | WaN | 0.10553 | IMPNRGZ
elc_spv_CHN_097 | WaP | 0.0076063 | IMPNRGZ | elc_won_CHN_097 | WaP | 0.016556 | IMPNRGZ
elc_spv_CHN_098 | FaD | 0.19997 | IMPNRGZ | elc_won_CHN_098 | FaD | 0.081816 | IMPNRGZ
elc_spv_CHN_098 | FaN | 0.00038129 | IMPNRGZ | elc_won_CHN_098 | FaN | 0.12532 | IMPNRGZ
elc_spv_CHN_098 | FaP | 0.015077 | IMPNRGZ | elc_won_CHN_098 | FaP | 0.017149 | IMPNRGZ
elc_spv_CHN_098 | RaD | 0.26737 | IMPNRGZ | elc_won_CHN_098 | RaD | 0.15168 | IMPNRGZ
elc_spv_CHN_098 | RaN | 0.0058678 | IMPNRGZ | elc_won_CHN_098 | RaN | 0.21475 | IMPNRGZ
elc_spv_CHN_098 | RaP | 0.037383 | IMPNRGZ | elc_won_CHN_098 | RaP | 0.02916 | IMPNRGZ
elc_spv_CHN_098 | SaD | 0.25806 | IMPNRGZ | elc_won_CHN_098 | SaD | 0.069249 | IMPNRGZ
elc_spv_CHN_098 | SaN | 0.010458 | IMPNRGZ | elc_won_CHN_098 | SaN | 0.11841 | IMPNRGZ
elc_spv_CHN_098 | SaP | 0.035173 | IMPNRGZ | elc_won_CHN_098 | SaP | 0.013712 | IMPNRGZ
elc_spv_CHN_098 | WaD | 0.16111 | IMPNRGZ | elc_won_CHN_098 | WaD | 0.06436 | IMPNRGZ
elc_spv_CHN_098 | WaN | 0 | IMPNRGZ | elc_won_CHN_098 | WaN | 0.10177 | IMPNRGZ
elc_spv_CHN_098 | WaP | 0.0091488 | IMPNRGZ | elc_won_CHN_098 | WaP | 0.012624 | IMPNRGZ
elc_spv_CHN_099 | FaD | 0.21444 | IMPNRGZ | elc_won_CHN_099 | FaD | 0.086908 | IMPNRGZ
elc_spv_CHN_099 | FaN | 0 | IMPNRGZ | elc_won_CHN_099 | FaN | 0.11933 | IMPNRGZ
elc_spv_CHN_099 | FaP | 0.014195 | IMPNRGZ | elc_won_CHN_099 | FaP | 0.018381 | IMPNRGZ
elc_spv_CHN_099 | RaD | 0.26444 | IMPNRGZ | elc_won_CHN_099 | RaD | 0.14887 | IMPNRGZ
elc_spv_CHN_099 | RaN | 0.0022636 | IMPNRGZ | elc_won_CHN_099 | RaN | 0.21105 | IMPNRGZ
elc_spv_CHN_099 | RaP | 0.03387 | IMPNRGZ | elc_won_CHN_099 | RaP | 0.032807 | IMPNRGZ
elc_spv_CHN_099 | SaD | 0.23835 | IMPNRGZ | elc_won_CHN_099 | SaD | 0.062537 | IMPNRGZ
elc_spv_CHN_099 | SaN | 0.0059442 | IMPNRGZ | elc_won_CHN_099 | SaN | 0.10439 | IMPNRGZ
elc_spv_CHN_099 | SaP | 0.03035 | IMPNRGZ | elc_won_CHN_099 | SaP | 0.014573 | IMPNRGZ
elc_spv_CHN_099 | WaD | 0.18682 | IMPNRGZ | elc_won_CHN_099 | WaD | 0.075822 | IMPNRGZ
elc_spv_CHN_099 | WaN | 0 | IMPNRGZ | elc_won_CHN_099 | WaN | 0.11071 | IMPNRGZ
elc_spv_CHN_099 | WaP | 0.0093221 | IMPNRGZ | elc_won_CHN_099 | WaP | 0.014606 | IMPNRGZ
elc_spv_CHN_100 | FaD | 0.21386 | IMPNRGZ | elc_won_CHN_100 | FaD | 0.074722 | IMPNRGZ
elc_spv_CHN_100 | FaN | 0.00010591 | IMPNRGZ | elc_won_CHN_100 | FaN | 0.11749 | IMPNRGZ
elc_spv_CHN_100 | FaP | 0.018933 | IMPNRGZ | elc_won_CHN_100 | FaP | 0.016943 | IMPNRGZ
elc_spv_CHN_100 | RaD | 0.25564 | IMPNRGZ | elc_won_CHN_100 | RaD | 0.15217 | IMPNRGZ
elc_spv_CHN_100 | RaN | 0.0040792 | IMPNRGZ | elc_won_CHN_100 | RaN | 0.21126 | IMPNRGZ
elc_spv_CHN_100 | RaP | 0.03601 | IMPNRGZ | elc_won_CHN_100 | RaP | 0.027343 | IMPNRGZ
elc_spv_CHN_100 | SaD | 0.23368 | IMPNRGZ | elc_won_CHN_100 | SaD | 0.076223 | IMPNRGZ
elc_spv_CHN_100 | SaN | 0.0085419 | IMPNRGZ | elc_won_CHN_100 | SaN | 0.12704 | IMPNRGZ
elc_spv_CHN_100 | SaP | 0.033988 | IMPNRGZ | elc_won_CHN_100 | SaP | 0.014506 | IMPNRGZ
elc_spv_CHN_100 | WaD | 0.17953 | IMPNRGZ | elc_won_CHN_100 | WaD | 0.063014 | IMPNRGZ
elc_spv_CHN_100 | WaN | 0 | IMPNRGZ | elc_won_CHN_100 | WaN | 0.10528 | IMPNRGZ
elc_spv_CHN_100 | WaP | 0.015627 | IMPNRGZ | elc_won_CHN_100 | WaP | 0.014004 | IMPNRGZ
elc_spv_CHN_101 | FaD | 0.20962 | IMPNRGZ | elc_won_CHN_101 | FaD | 0.074076 | IMPNRGZ
elc_spv_CHN_101 | FaN | 0 | IMPNRGZ | elc_won_CHN_101 | FaN | 0.10942 | IMPNRGZ
elc_spv_CHN_101 | FaP | 0.012668 | IMPNRGZ | elc_won_CHN_101 | FaP | 0.016413 | IMPNRGZ
elc_spv_CHN_101 | RaD | 0.26665 | IMPNRGZ | elc_won_CHN_101 | RaD | 0.15859 | IMPNRGZ
elc_spv_CHN_101 | RaN | 0.0029208 | IMPNRGZ | elc_won_CHN_101 | RaN | 0.20599 | IMPNRGZ
elc_spv_CHN_101 | RaP | 0.033829 | IMPNRGZ | elc_won_CHN_101 | RaP | 0.028951 | IMPNRGZ
elc_spv_CHN_101 | SaD | 0.24889 | IMPNRGZ | elc_won_CHN_101 | SaD | 0.087261 | IMPNRGZ
elc_spv_CHN_101 | SaN | 0.0068279 | IMPNRGZ | elc_won_CHN_101 | SaN | 0.11931 | IMPNRGZ
elc_spv_CHN_101 | SaP | 0.030025 | IMPNRGZ | elc_won_CHN_101 | SaP | 0.016027 | IMPNRGZ
elc_spv_CHN_101 | WaD | 0.1813 | IMPNRGZ | elc_won_CHN_101 | WaD | 0.070664 | IMPNRGZ
elc_spv_CHN_101 | WaN | 0 | IMPNRGZ | elc_won_CHN_101 | WaN | 0.10125 | IMPNRGZ
elc_spv_CHN_101 | WaP | 0.0072659 | IMPNRGZ | elc_won_CHN_101 | WaP | 0.012042 | IMPNRGZ
elc_spv_CHN_102 | FaD | 0.20933 | IMPNRGZ | elc_won_CHN_102 | FaD | 0.070353 | IMPNRGZ
elc_spv_CHN_102 | FaN | 0.00019257 | IMPNRGZ | elc_won_CHN_102 | FaN | 0.11683 | IMPNRGZ
elc_spv_CHN_102 | FaP | 0.016393 | IMPNRGZ | elc_won_CHN_102 | FaP | 0.017699 | IMPNRGZ
elc_spv_CHN_102 | RaD | 0.26091 | IMPNRGZ | elc_won_CHN_102 | RaD | 0.13972 | IMPNRGZ
elc_spv_CHN_102 | RaN | 0.0044429 | IMPNRGZ | elc_won_CHN_102 | RaN | 0.21091 | IMPNRGZ
elc_spv_CHN_102 | RaP | 0.035928 | IMPNRGZ | elc_won_CHN_102 | RaP | 0.026714 | IMPNRGZ
elc_spv_CHN_102 | SaD | 0.23721 | IMPNRGZ | elc_won_CHN_102 | SaD | 0.08808 | IMPNRGZ
elc_spv_CHN_102 | SaN | 0.0081781 | IMPNRGZ | elc_won_CHN_102 | SaN | 0.129 | IMPNRGZ
elc_spv_CHN_102 | SaP | 0.030831 | IMPNRGZ | elc_won_CHN_102 | SaP | 0.017069 | IMPNRGZ
elc_spv_CHN_102 | WaD | 0.1832 | IMPNRGZ | elc_won_CHN_102 | WaD | 0.060248 | IMPNRGZ
elc_spv_CHN_102 | WaN | 0 | IMPNRGZ | elc_won_CHN_102 | WaN | 0.10846 | IMPNRGZ
elc_spv_CHN_102 | WaP | 0.013388 | IMPNRGZ | elc_won_CHN_102 | WaP | 0.014907 | IMPNRGZ
elc_spv_CHN_103 | FaD | 0.21558 | IMPNRGZ | elc_won_CHN_103 | FaD | 0.1172 | IMPNRGZ
elc_spv_CHN_103 | FaN | 0 | IMPNRGZ | elc_won_CHN_103 | FaN | 0.11742 | IMPNRGZ
elc_spv_CHN_103 | FaP | 0.0074931 | IMPNRGZ | elc_won_CHN_103 | FaP | 0.020147 | IMPNRGZ
elc_spv_CHN_103 | RaD | 0.28231 | IMPNRGZ | elc_won_CHN_103 | RaD | 0.13508 | IMPNRGZ
elc_spv_CHN_103 | RaN | 4.939e-08 | IMPNRGZ | elc_won_CHN_103 | RaN | 0.13266 | IMPNRGZ
elc_spv_CHN_103 | RaP | 0.022156 | IMPNRGZ | elc_won_CHN_103 | RaP | 0.025145 | IMPNRGZ
elc_spv_CHN_103 | SaD | 0.16717 | IMPNRGZ | elc_won_CHN_103 | SaD | 0.07871 | IMPNRGZ
elc_spv_CHN_103 | SaN | 3.822e-07 | IMPNRGZ | elc_won_CHN_103 | SaN | 0.086565 | IMPNRGZ
elc_spv_CHN_103 | SaP | 0.011921 | IMPNRGZ | elc_won_CHN_103 | SaP | 0.013934 | IMPNRGZ
elc_spv_CHN_103 | WaD | 0.27935 | IMPNRGZ | elc_won_CHN_103 | WaD | 0.1208 | IMPNRGZ
elc_spv_CHN_103 | WaN | 0 | IMPNRGZ | elc_won_CHN_103 | WaN | 0.13041 | IMPNRGZ
elc_spv_CHN_103 | WaP | 0.014016 | IMPNRGZ | elc_won_CHN_103 | WaP | 0.021926 | IMPNRGZ
elc_spv_CHN_104 | FaD | 0.21015 | IMPNRGZ | elc_won_CHN_104 | FaD | 0.1161 | IMPNRGZ
elc_spv_CHN_104 | FaN | 0 | IMPNRGZ | elc_won_CHN_104 | FaN | 0.13406 | IMPNRGZ
elc_spv_CHN_104 | FaP | 0.0067494 | IMPNRGZ | elc_won_CHN_104 | FaP | 0.021979 | IMPNRGZ
elc_spv_CHN_104 | RaD | 0.30736 | IMPNRGZ | elc_won_CHN_104 | RaD | 0.13517 | IMPNRGZ
elc_spv_CHN_104 | RaN | 0 | IMPNRGZ | elc_won_CHN_104 | RaN | 0.1436 | IMPNRGZ
elc_spv_CHN_104 | RaP | 0.01979 | IMPNRGZ | elc_won_CHN_104 | RaP | 0.026476 | IMPNRGZ
elc_spv_CHN_104 | SaD | 0.19724 | IMPNRGZ | elc_won_CHN_104 | SaD | 0.079387 | IMPNRGZ
elc_spv_CHN_104 | SaN | 0 | IMPNRGZ | elc_won_CHN_104 | SaN | 0.10992 | IMPNRGZ
elc_spv_CHN_104 | SaP | 0.013782 | IMPNRGZ | elc_won_CHN_104 | SaP | 0.017112 | IMPNRGZ
elc_spv_CHN_104 | WaD | 0.234 | IMPNRGZ | elc_won_CHN_104 | WaD | 0.089203 | IMPNRGZ
elc_spv_CHN_104 | WaN | 0 | IMPNRGZ | elc_won_CHN_104 | WaN | 0.1091 | IMPNRGZ
elc_spv_CHN_104 | WaP | 0.010912 | IMPNRGZ | elc_won_CHN_104 | WaP | 0.017891 | IMPNRGZ
elc_spv_CHN_105 | FaD | 0.21179 | IMPNRGZ | elc_won_CHN_105 | FaD | 0.11131 | IMPNRGZ
elc_spv_CHN_105 | FaN | 0 | IMPNRGZ | elc_won_CHN_105 | FaN | 0.12727 | IMPNRGZ
elc_spv_CHN_105 | FaP | 0.0068722 | IMPNRGZ | elc_won_CHN_105 | FaP | 0.019771 | IMPNRGZ
elc_spv_CHN_105 | RaD | 0.29438 | IMPNRGZ | elc_won_CHN_105 | RaD | 0.12548 | IMPNRGZ
elc_spv_CHN_105 | RaN | 0 | IMPNRGZ | elc_won_CHN_105 | RaN | 0.13242 | IMPNRGZ
elc_spv_CHN_105 | RaP | 0.020841 | IMPNRGZ | elc_won_CHN_105 | RaP | 0.024184 | IMPNRGZ
elc_spv_CHN_105 | SaD | 0.17813 | IMPNRGZ | elc_won_CHN_105 | SaD | 0.082143 | IMPNRGZ
elc_spv_CHN_105 | SaN | 0 | IMPNRGZ | elc_won_CHN_105 | SaN | 0.10946 | IMPNRGZ
elc_spv_CHN_105 | SaP | 0.012628 | IMPNRGZ | elc_won_CHN_105 | SaP | 0.01477 | IMPNRGZ
elc_spv_CHN_105 | WaD | 0.26261 | IMPNRGZ | elc_won_CHN_105 | WaD | 0.10796 | IMPNRGZ
elc_spv_CHN_105 | WaN | 0 | IMPNRGZ | elc_won_CHN_105 | WaN | 0.12567 | IMPNRGZ
elc_spv_CHN_105 | WaP | 0.012753 | IMPNRGZ | elc_won_CHN_105 | WaP | 0.019569 | IMPNRGZ
elc_spv_CHN_106 | FaD | 0.19166 | IMPNRGZ | elc_won_CHN_106 | FaD | 0.11642 | IMPNRGZ
elc_spv_CHN_106 | FaN | 0 | IMPNRGZ | elc_won_CHN_106 | FaN | 0.12064 | IMPNRGZ
elc_spv_CHN_106 | FaP | 0.017799 | IMPNRGZ | elc_won_CHN_106 | FaP | 0.020165 | IMPNRGZ
elc_spv_CHN_106 | RaD | 0.27249 | IMPNRGZ | elc_won_CHN_106 | RaD | 0.14191 | IMPNRGZ
elc_spv_CHN_106 | RaN | 0.0024934 | IMPNRGZ | elc_won_CHN_106 | RaN | 0.13478 | IMPNRGZ
elc_spv_CHN_106 | RaP | 0.033147 | IMPNRGZ | elc_won_CHN_106 | RaP | 0.024673 | IMPNRGZ
elc_spv_CHN_106 | SaD | 0.21087 | IMPNRGZ | elc_won_CHN_106 | SaD | 0.086167 | IMPNRGZ
elc_spv_CHN_106 | SaN | 0.0043279 | IMPNRGZ | elc_won_CHN_106 | SaN | 0.084985 | IMPNRGZ
elc_spv_CHN_106 | SaP | 0.025624 | IMPNRGZ | elc_won_CHN_106 | SaP | 0.015824 | IMPNRGZ
elc_spv_CHN_106 | WaD | 0.2147 | IMPNRGZ | elc_won_CHN_106 | WaD | 0.11358 | IMPNRGZ
elc_spv_CHN_106 | WaN | 0 | IMPNRGZ | elc_won_CHN_106 | WaN | 0.11955 | IMPNRGZ
elc_spv_CHN_106 | WaP | 0.026879 | IMPNRGZ | elc_won_CHN_106 | WaP | 0.021304 | IMPNRGZ
elc_spv_CHN_107 | FaD | 0.16841 | IMPNRGZ | elc_won_CHN_107 | FaD | 0.11818 | IMPNRGZ
elc_spv_CHN_107 | FaN | 0 | IMPNRGZ | elc_won_CHN_107 | FaN | 0.12937 | IMPNRGZ
elc_spv_CHN_107 | FaP | 0.014768 | IMPNRGZ | elc_won_CHN_107 | FaP | 0.02177 | IMPNRGZ
elc_spv_CHN_107 | RaD | 0.25371 | IMPNRGZ | elc_won_CHN_107 | RaD | 0.15227 | IMPNRGZ
elc_spv_CHN_107 | RaN | 0.0020437 | IMPNRGZ | elc_won_CHN_107 | RaN | 0.16084 | IMPNRGZ
elc_spv_CHN_107 | RaP | 0.027563 | IMPNRGZ | elc_won_CHN_107 | RaP | 0.026576 | IMPNRGZ
elc_spv_CHN_107 | SaD | 0.24808 | IMPNRGZ | elc_won_CHN_107 | SaD | 0.079432 | IMPNRGZ
elc_spv_CHN_107 | SaN | 0.0045886 | IMPNRGZ | elc_won_CHN_107 | SaN | 0.083465 | IMPNRGZ
elc_spv_CHN_107 | SaP | 0.026941 | IMPNRGZ | elc_won_CHN_107 | SaP | 0.013823 | IMPNRGZ
elc_spv_CHN_107 | WaD | 0.22862 | IMPNRGZ | elc_won_CHN_107 | WaD | 0.091022 | IMPNRGZ
elc_spv_CHN_107 | WaN | 0 | IMPNRGZ | elc_won_CHN_107 | WaN | 0.10481 | IMPNRGZ
elc_spv_CHN_107 | WaP | 0.025268 | IMPNRGZ | elc_won_CHN_107 | WaP | 0.018426 | IMPNRGZ
elc_spv_CHN_108 | FaD | 0.1924 | IMPNRGZ | elc_won_CHN_108 | FaD | 0.10512 | IMPNRGZ
elc_spv_CHN_108 | FaN | 0 | IMPNRGZ | elc_won_CHN_108 | FaN | 0.13053 | IMPNRGZ
elc_spv_CHN_108 | FaP | 0.015975 | IMPNRGZ | elc_won_CHN_108 | FaP | 0.019914 | IMPNRGZ
elc_spv_CHN_108 | RaD | 0.27611 | IMPNRGZ | elc_won_CHN_108 | RaD | 0.13898 | IMPNRGZ
elc_spv_CHN_108 | RaN | 0.0010712 | IMPNRGZ | elc_won_CHN_108 | RaN | 0.16164 | IMPNRGZ
elc_spv_CHN_108 | RaP | 0.032204 | IMPNRGZ | elc_won_CHN_108 | RaP | 0.024378 | IMPNRGZ
elc_spv_CHN_108 | SaD | 0.25281 | IMPNRGZ | elc_won_CHN_108 | SaD | 0.080644 | IMPNRGZ
elc_spv_CHN_108 | SaN | 0.004361 | IMPNRGZ | elc_won_CHN_108 | SaN | 0.10904 | IMPNRGZ
elc_spv_CHN_108 | SaP | 0.028374 | IMPNRGZ | elc_won_CHN_108 | SaP | 0.01635 | IMPNRGZ
elc_spv_CHN_108 | WaD | 0.1773 | IMPNRGZ | elc_won_CHN_108 | WaD | 0.087807 | IMPNRGZ
elc_spv_CHN_108 | WaN | 0 | IMPNRGZ | elc_won_CHN_108 | WaN | 0.10949 | IMPNRGZ
elc_spv_CHN_108 | WaP | 0.019399 | IMPNRGZ | elc_won_CHN_108 | WaP | 0.01611 | IMPNRGZ
elc_spv_CHN_109 | FaD | 0.18362 | IMPNRGZ | elc_won_CHN_109 | FaD | 0.11654 | IMPNRGZ
elc_spv_CHN_109 | FaN | 0 | IMPNRGZ | elc_won_CHN_109 | FaN | 0.1153 | IMPNRGZ
elc_spv_CHN_109 | FaP | 0.015662 | IMPNRGZ | elc_won_CHN_109 | FaP | 0.021045 | IMPNRGZ
elc_spv_CHN_109 | RaD | 0.27504 | IMPNRGZ | elc_won_CHN_109 | RaD | 0.1506 | IMPNRGZ
elc_spv_CHN_109 | RaN | 0.0016089 | IMPNRGZ | elc_won_CHN_109 | RaN | 0.13907 | IMPNRGZ
elc_spv_CHN_109 | RaP | 0.032124 | IMPNRGZ | elc_won_CHN_109 | RaP | 0.026714 | IMPNRGZ
elc_spv_CHN_109 | SaD | 0.23392 | IMPNRGZ | elc_won_CHN_109 | SaD | 0.074522 | IMPNRGZ
elc_spv_CHN_109 | SaN | 0.0039841 | IMPNRGZ | elc_won_CHN_109 | SaN | 0.061892 | IMPNRGZ
elc_spv_CHN_109 | SaP | 0.025137 | IMPNRGZ | elc_won_CHN_109 | SaP | 0.011827 | IMPNRGZ
elc_spv_CHN_109 | WaD | 0.20488 | IMPNRGZ | elc_won_CHN_109 | WaD | 0.12225 | IMPNRGZ
elc_spv_CHN_109 | WaN | 0 | IMPNRGZ | elc_won_CHN_109 | WaN | 0.1361 | IMPNRGZ
elc_spv_CHN_109 | WaP | 0.02403 | IMPNRGZ | elc_won_CHN_109 | WaP | 0.024139 | IMPNRGZ
elc_spv_CHN_110 | FaD | 0.2007 | IMPNRGZ | elc_won_CHN_110 | FaD | 0.1117 | IMPNRGZ
elc_spv_CHN_110 | FaN | 0 | IMPNRGZ | elc_won_CHN_110 | FaN | 0.12135 | IMPNRGZ
elc_spv_CHN_110 | FaP | 0.019881 | IMPNRGZ | elc_won_CHN_110 | FaP | 0.020369 | IMPNRGZ
elc_spv_CHN_110 | RaD | 0.28034 | IMPNRGZ | elc_won_CHN_110 | RaD | 0.17404 | IMPNRGZ
elc_spv_CHN_110 | RaN | 0.0027215 | IMPNRGZ | elc_won_CHN_110 | RaN | 0.15482 | IMPNRGZ
elc_spv_CHN_110 | RaP | 0.037171 | IMPNRGZ | elc_won_CHN_110 | RaP | 0.028455 | IMPNRGZ
elc_spv_CHN_110 | SaD | 0.20147 | IMPNRGZ | elc_won_CHN_110 | SaD | 0.09029 | IMPNRGZ
elc_spv_CHN_110 | SaN | 0.0042419 | IMPNRGZ | elc_won_CHN_110 | SaN | 0.088945 | IMPNRGZ
elc_spv_CHN_110 | SaP | 0.025637 | IMPNRGZ | elc_won_CHN_110 | SaP | 0.014507 | IMPNRGZ
elc_spv_CHN_110 | WaD | 0.20284 | IMPNRGZ | elc_won_CHN_110 | WaD | 0.089292 | IMPNRGZ
elc_spv_CHN_110 | WaN | 0 | IMPNRGZ | elc_won_CHN_110 | WaN | 0.088665 | IMPNRGZ
elc_spv_CHN_110 | WaP | 0.025012 | IMPNRGZ | elc_won_CHN_110 | WaP | 0.017571 | IMPNRGZ
elc_spv_CHN_111 | FaD | 0.1936 | IMPNRGZ | elc_won_CHN_111 | FaD | 0.12226 | IMPNRGZ
elc_spv_CHN_111 | FaN | 0 | IMPNRGZ | elc_won_CHN_111 | FaN | 0.1339 | IMPNRGZ
elc_spv_CHN_111 | FaP | 0.0171 | IMPNRGZ | elc_won_CHN_111 | FaP | 0.023496 | IMPNRGZ
elc_spv_CHN_111 | RaD | 0.27973 | IMPNRGZ | elc_won_CHN_111 | RaD | 0.15175 | IMPNRGZ
elc_spv_CHN_111 | RaN | 0.0018732 | IMPNRGZ | elc_won_CHN_111 | RaN | 0.15891 | IMPNRGZ
elc_spv_CHN_111 | RaP | 0.035137 | IMPNRGZ | elc_won_CHN_111 | RaP | 0.026431 | IMPNRGZ
elc_spv_CHN_111 | SaD | 0.23323 | IMPNRGZ | elc_won_CHN_111 | SaD | 0.085385 | IMPNRGZ
elc_spv_CHN_111 | SaN | 0.004263 | IMPNRGZ | elc_won_CHN_111 | SaN | 0.090796 | IMPNRGZ
elc_spv_CHN_111 | SaP | 0.025652 | IMPNRGZ | elc_won_CHN_111 | SaP | 0.012875 | IMPNRGZ
elc_spv_CHN_111 | WaD | 0.18667 | IMPNRGZ | elc_won_CHN_111 | WaD | 0.077713 | IMPNRGZ
elc_spv_CHN_111 | WaN | 0 | IMPNRGZ | elc_won_CHN_111 | WaN | 0.098121 | IMPNRGZ
elc_spv_CHN_111 | WaP | 0.022749 | IMPNRGZ | elc_won_CHN_111 | WaP | 0.018364 | IMPNRGZ
elc_spv_CHN_112 | FaD | 0.21324 | IMPNRGZ | elc_won_CHN_112 | FaD | 0.10967 | IMPNRGZ
elc_spv_CHN_112 | FaN | 0.00013288 | IMPNRGZ | elc_won_CHN_112 | FaN | 0.13314 | IMPNRGZ
elc_spv_CHN_112 | FaP | 0.015996 | IMPNRGZ | elc_won_CHN_112 | FaP | 0.020459 | IMPNRGZ
elc_spv_CHN_112 | RaD | 0.26743 | IMPNRGZ | elc_won_CHN_112 | RaD | 0.14238 | IMPNRGZ
elc_spv_CHN_112 | RaN | 0.0030404 | IMPNRGZ | elc_won_CHN_112 | RaN | 0.15733 | IMPNRGZ
elc_spv_CHN_112 | RaP | 0.034195 | IMPNRGZ | elc_won_CHN_112 | RaP | 0.023152 | IMPNRGZ
elc_spv_CHN_112 | SaD | 0.2188 | IMPNRGZ | elc_won_CHN_112 | SaD | 0.090413 | IMPNRGZ
elc_spv_CHN_112 | SaN | 0.005565 | IMPNRGZ | elc_won_CHN_112 | SaN | 0.10788 | IMPNRGZ
elc_spv_CHN_112 | SaP | 0.028653 | IMPNRGZ | elc_won_CHN_112 | SaP | 0.015607 | IMPNRGZ
elc_spv_CHN_112 | WaD | 0.1981 | IMPNRGZ | elc_won_CHN_112 | WaD | 0.081002 | IMPNRGZ
elc_spv_CHN_112 | WaN | 0 | IMPNRGZ | elc_won_CHN_112 | WaN | 0.10479 | IMPNRGZ
elc_spv_CHN_112 | WaP | 0.014852 | IMPNRGZ | elc_won_CHN_112 | WaP | 0.014169 | IMPNRGZ
elc_spv_CHN_113 | FaD | 0.21546 | IMPNRGZ | elc_won_CHN_113 | FaD | 0.10246 | IMPNRGZ
elc_spv_CHN_113 | FaN | 3.1348e-05 | IMPNRGZ | elc_won_CHN_113 | FaN | 0.1273 | IMPNRGZ
elc_spv_CHN_113 | FaP | 0.015798 | IMPNRGZ | elc_won_CHN_113 | FaP | 0.019497 | IMPNRGZ
elc_spv_CHN_113 | RaD | 0.26257 | IMPNRGZ | elc_won_CHN_113 | RaD | 0.14748 | IMPNRGZ
elc_spv_CHN_113 | RaN | 0.0025148 | IMPNRGZ | elc_won_CHN_113 | RaN | 0.16144 | IMPNRGZ
elc_spv_CHN_113 | RaP | 0.030737 | IMPNRGZ | elc_won_CHN_113 | RaP | 0.025312 | IMPNRGZ
elc_spv_CHN_113 | SaD | 0.22481 | IMPNRGZ | elc_won_CHN_113 | SaD | 0.097713 | IMPNRGZ
elc_spv_CHN_113 | SaN | 0.0048793 | IMPNRGZ | elc_won_CHN_113 | SaN | 0.11 | IMPNRGZ
elc_spv_CHN_113 | SaP | 0.028092 | IMPNRGZ | elc_won_CHN_113 | SaP | 0.017388 | IMPNRGZ
elc_spv_CHN_113 | WaD | 0.20192 | IMPNRGZ | elc_won_CHN_113 | WaD | 0.083357 | IMPNRGZ
elc_spv_CHN_113 | WaN | 0 | IMPNRGZ | elc_won_CHN_113 | WaN | 0.093752 | IMPNRGZ
elc_spv_CHN_113 | WaP | 0.013194 | IMPNRGZ | elc_won_CHN_113 | WaP | 0.014305 | IMPNRGZ
elc_spv_CHN_114 | FaD | 0.21678 | IMPNRGZ | elc_won_CHN_114 | FaD | 0.11285 | IMPNRGZ
elc_spv_CHN_114 | FaN | 2.0775e-05 | IMPNRGZ | elc_won_CHN_114 | FaN | 0.11074 | IMPNRGZ
elc_spv_CHN_114 | FaP | 0.015306 | IMPNRGZ | elc_won_CHN_114 | FaP | 0.022607 | IMPNRGZ
elc_spv_CHN_114 | RaD | 0.2659 | IMPNRGZ | elc_won_CHN_114 | RaD | 0.16355 | IMPNRGZ
elc_spv_CHN_114 | RaN | 0.0025434 | IMPNRGZ | elc_won_CHN_114 | RaN | 0.15846 | IMPNRGZ
elc_spv_CHN_114 | RaP | 0.03175 | IMPNRGZ | elc_won_CHN_114 | RaP | 0.02999 | IMPNRGZ
elc_spv_CHN_114 | SaD | 0.21712 | IMPNRGZ | elc_won_CHN_114 | SaD | 0.085396 | IMPNRGZ
elc_spv_CHN_114 | SaN | 0.0047493 | IMPNRGZ | elc_won_CHN_114 | SaN | 0.085097 | IMPNRGZ
elc_spv_CHN_114 | SaP | 0.027455 | IMPNRGZ | elc_won_CHN_114 | SaP | 0.017065 | IMPNRGZ
elc_spv_CHN_114 | WaD | 0.2046 | IMPNRGZ | elc_won_CHN_114 | WaD | 0.097526 | IMPNRGZ
elc_spv_CHN_114 | WaN | 0 | IMPNRGZ | elc_won_CHN_114 | WaN | 0.099612 | IMPNRGZ
elc_spv_CHN_114 | WaP | 0.013773 | IMPNRGZ | elc_won_CHN_114 | WaP | 0.017103 | IMPNRGZ
elc_spv_CHN_115 | FaD | 0.21568 | IMPNRGZ
elc_spv_CHN_115 | FaN | 0 | IMPNRGZ
elc_spv_CHN_115 | FaP | 0.013746 | IMPNRGZ
elc_spv_CHN_115 | RaD | 0.27873 | IMPNRGZ
elc_spv_CHN_115 | RaN | 0.0016861 | IMPNRGZ
elc_spv_CHN_115 | RaP | 0.032073 | IMPNRGZ
elc_spv_CHN_115 | SaD | 0.2197 | IMPNRGZ
elc_spv_CHN_115 | SaN | 0.004098 | IMPNRGZ
elc_spv_CHN_115 | SaP | 0.027278 | IMPNRGZ
elc_spv_CHN_115 | WaD | 0.19586 | IMPNRGZ
elc_spv_CHN_115 | WaN | 0 | IMPNRGZ
elc_spv_CHN_115 | WaP | 0.011149 | IMPNRGZ
elc_spv_CHN_116 | FaD | 0.21101 | IMPNRGZ
elc_spv_CHN_116 | FaN | 1.8219e-06 | IMPNRGZ
elc_spv_CHN_116 | FaP | 0.01296 | IMPNRGZ
elc_spv_CHN_116 | RaD | 0.27088 | IMPNRGZ
elc_spv_CHN_116 | RaN | 0.0018925 | IMPNRGZ
elc_spv_CHN_116 | RaP | 0.030133 | IMPNRGZ
elc_spv_CHN_116 | SaD | 0.22236 | IMPNRGZ
elc_spv_CHN_116 | SaN | 0.0044396 | IMPNRGZ
elc_spv_CHN_116 | SaP | 0.025368 | IMPNRGZ
elc_spv_CHN_116 | WaD | 0.21038 | IMPNRGZ
elc_spv_CHN_116 | WaN | 0 | IMPNRGZ
elc_spv_CHN_116 | WaP | 0.010573 | IMPNRGZ
elc_spv_CHN_117 | FaD | 0.21137 | IMPNRGZ
elc_spv_CHN_117 | FaN | 0.00011061 | IMPNRGZ
elc_spv_CHN_117 | FaP | 0.016204 | IMPNRGZ
elc_spv_CHN_117 | RaD | 0.27079 | IMPNRGZ
elc_spv_CHN_117 | RaN | 0.0028227 | IMPNRGZ
elc_spv_CHN_117 | RaP | 0.033823 | IMPNRGZ
elc_spv_CHN_117 | SaD | 0.21711 | IMPNRGZ
elc_spv_CHN_117 | SaN | 0.0055691 | IMPNRGZ
elc_spv_CHN_117 | SaP | 0.027519 | IMPNRGZ
elc_spv_CHN_117 | WaD | 0.19929 | IMPNRGZ
elc_spv_CHN_117 | WaN | 0 | IMPNRGZ
elc_spv_CHN_117 | WaP | 0.015386 | IMPNRGZ
elc_spv_CHN_118 | FaD | 0.21073 | IMPNRGZ
elc_spv_CHN_118 | FaN | 0.00027527 | IMPNRGZ
elc_spv_CHN_118 | FaP | 0.017303 | IMPNRGZ
elc_spv_CHN_118 | RaD | 0.26453 | IMPNRGZ
elc_spv_CHN_118 | RaN | 0.0031346 | IMPNRGZ
elc_spv_CHN_118 | RaP | 0.03426 | IMPNRGZ
elc_spv_CHN_118 | SaD | 0.21301 | IMPNRGZ
elc_spv_CHN_118 | SaN | 0.0060887 | IMPNRGZ
elc_spv_CHN_118 | SaP | 0.026347 | IMPNRGZ
elc_spv_CHN_118 | WaD | 0.20792 | IMPNRGZ
elc_spv_CHN_118 | WaN | 0 | IMPNRGZ
elc_spv_CHN_118 | WaP | 0.016399 | IMPNRGZ
elc_spv_CHN_119 | FaD | 0.21061 | IMPNRGZ
elc_spv_CHN_119 | FaN | 5.8954e-06 | IMPNRGZ
elc_spv_CHN_119 | FaP | 0.012889 | IMPNRGZ
elc_spv_CHN_119 | RaD | 0.27125 | IMPNRGZ
elc_spv_CHN_119 | RaN | 0.0024156 | IMPNRGZ
elc_spv_CHN_119 | RaP | 0.031744 | IMPNRGZ
elc_spv_CHN_119 | SaD | 0.22731 | IMPNRGZ
elc_spv_CHN_119 | SaN | 0.0055344 | IMPNRGZ
elc_spv_CHN_119 | SaP | 0.026556 | IMPNRGZ
elc_spv_CHN_119 | WaD | 0.20252 | IMPNRGZ
elc_spv_CHN_119 | WaN | 0 | IMPNRGZ
elc_spv_CHN_119 | WaP | 0.0091654 | IMPNRGZ
elc_spv_CHN_120 | FaD | 0.20161 | IMPNRGZ
elc_spv_CHN_120 | FaN | 0.00031949 | IMPNRGZ
elc_spv_CHN_120 | FaP | 0.014424 | IMPNRGZ
elc_spv_CHN_120 | RaD | 0.28188 | IMPNRGZ
elc_spv_CHN_120 | RaN | 0.0038319 | IMPNRGZ
elc_spv_CHN_120 | RaP | 0.035221 | IMPNRGZ
elc_spv_CHN_120 | SaD | 0.22818 | IMPNRGZ
elc_spv_CHN_120 | SaN | 0.0081191 | IMPNRGZ
elc_spv_CHN_120 | SaP | 0.029282 | IMPNRGZ
elc_spv_CHN_120 | WaD | 0.18705 | IMPNRGZ
elc_spv_CHN_120 | WaN | 0 | IMPNRGZ
elc_spv_CHN_120 | WaP | 0.010076 | IMPNRGZ
elc_spv_CHN_121 | FaD | 0.20351 | IMPNRGZ
elc_spv_CHN_121 | FaN | 0.00036564 | IMPNRGZ
elc_spv_CHN_121 | FaP | 0.01538 | IMPNRGZ
elc_spv_CHN_121 | RaD | 0.26706 | IMPNRGZ
elc_spv_CHN_121 | RaN | 0.0036413 | IMPNRGZ
elc_spv_CHN_121 | RaP | 0.035162 | IMPNRGZ
elc_spv_CHN_121 | SaD | 0.22894 | IMPNRGZ
elc_spv_CHN_121 | SaN | 0.0075605 | IMPNRGZ
elc_spv_CHN_121 | SaP | 0.028901 | IMPNRGZ
elc_spv_CHN_121 | WaD | 0.19671 | IMPNRGZ
elc_spv_CHN_121 | WaN | 0 | IMPNRGZ
elc_spv_CHN_121 | WaP | 0.012767 | IMPNRGZ
elc_spv_CHN_122 | FaD | 0.19925 | IMPNRGZ
elc_spv_CHN_122 | FaN | 1.6595e-06 | IMPNRGZ
elc_spv_CHN_122 | FaP | 0.013725 | IMPNRGZ
elc_spv_CHN_122 | RaD | 0.26692 | IMPNRGZ
elc_spv_CHN_122 | RaN | 0.0016502 | IMPNRGZ
elc_spv_CHN_122 | RaP | 0.03049 | IMPNRGZ
elc_spv_CHN_122 | SaD | 0.22194 | IMPNRGZ
elc_spv_CHN_122 | SaN | 0.0050824 | IMPNRGZ
elc_spv_CHN_122 | SaP | 0.025676 | IMPNRGZ
elc_spv_CHN_122 | WaD | 0.2175 | IMPNRGZ
elc_spv_CHN_122 | WaN | 0 | IMPNRGZ
elc_spv_CHN_122 | WaP | 0.017772 | IMPNRGZ
elc_spv_CHN_123 | FaD | 0.20731 | IMPNRGZ
elc_spv_CHN_123 | FaN | 2.4864e-05 | IMPNRGZ
elc_spv_CHN_123 | FaP | 0.015601 | IMPNRGZ
elc_spv_CHN_123 | RaD | 0.26308 | IMPNRGZ
elc_spv_CHN_123 | RaN | 0.002027 | IMPNRGZ
elc_spv_CHN_123 | RaP | 0.031819 | IMPNRGZ
elc_spv_CHN_123 | SaD | 0.22145 | IMPNRGZ
elc_spv_CHN_123 | SaN | 0.0059017 | IMPNRGZ
elc_spv_CHN_123 | SaP | 0.027988 | IMPNRGZ
elc_spv_CHN_123 | WaD | 0.20931 | IMPNRGZ
elc_spv_CHN_123 | WaN | 0 | IMPNRGZ
elc_spv_CHN_123 | WaP | 0.015492 | IMPNRGZ
elc_spv_CHN_124 | FaD | 0.21352 | IMPNRGZ
elc_spv_CHN_124 | FaN | 0.00010302 | IMPNRGZ
elc_spv_CHN_124 | FaP | 0.017176 | IMPNRGZ
elc_spv_CHN_124 | RaD | 0.25787 | IMPNRGZ
elc_spv_CHN_124 | RaN | 0.0024049 | IMPNRGZ
elc_spv_CHN_124 | RaP | 0.032262 | IMPNRGZ
elc_spv_CHN_124 | SaD | 0.22476 | IMPNRGZ
elc_spv_CHN_124 | SaN | 0.0074173 | IMPNRGZ
elc_spv_CHN_124 | SaP | 0.031988 | IMPNRGZ
elc_spv_CHN_124 | WaD | 0.1987 | IMPNRGZ
elc_spv_CHN_124 | WaN | 0 | IMPNRGZ
elc_spv_CHN_124 | WaP | 0.013797 | IMPNRGZ
elc_spv_CHN_125 | FaD | 0.21367 | IMPNRGZ
elc_spv_CHN_125 | FaN | 0 | IMPNRGZ
elc_spv_CHN_125 | FaP | 0.011705 | IMPNRGZ
elc_spv_CHN_125 | RaD | 0.26742 | IMPNRGZ
elc_spv_CHN_125 | RaN | 0.0011081 | IMPNRGZ
elc_spv_CHN_125 | RaP | 0.027487 | IMPNRGZ
elc_spv_CHN_125 | SaD | 0.22728 | IMPNRGZ
elc_spv_CHN_125 | SaN | 0.0049543 | IMPNRGZ
elc_spv_CHN_125 | SaP | 0.02668 | IMPNRGZ
elc_spv_CHN_125 | WaD | 0.21048 | IMPNRGZ
elc_spv_CHN_125 | WaN | 0 | IMPNRGZ
elc_spv_CHN_125 | WaP | 0.0092197 | IMPNRGZ
elc_spv_CHN_126 | FaD | 0.21727 | IMPNRGZ
elc_spv_CHN_126 | FaN | 0 | IMPNRGZ
elc_spv_CHN_126 | FaP | 0.011069 | IMPNRGZ
elc_spv_CHN_126 | RaD | 0.26546 | IMPNRGZ
elc_spv_CHN_126 | RaN | 0.0011166 | IMPNRGZ
elc_spv_CHN_126 | RaP | 0.025402 | IMPNRGZ
elc_spv_CHN_126 | SaD | 0.23837 | IMPNRGZ
elc_spv_CHN_126 | SaN | 0.0049449 | IMPNRGZ
elc_spv_CHN_126 | SaP | 0.026355 | IMPNRGZ
elc_spv_CHN_126 | WaD | 0.2031 | IMPNRGZ
elc_spv_CHN_126 | WaN | 0 | IMPNRGZ
elc_spv_CHN_126 | WaP | 0.0069168 | IMPNRGZ
elc_spv_CHN_127 | FaD | 0.2213 | IMPNRGZ
elc_spv_CHN_127 | FaN | 0 | IMPNRGZ
elc_spv_CHN_127 | FaP | 0.0046329 | IMPNRGZ
elc_spv_CHN_127 | RaD | 0.28792 | IMPNRGZ
elc_spv_CHN_127 | RaN | 0.00083918 | IMPNRGZ
elc_spv_CHN_127 | RaP | 0.018978 | IMPNRGZ
elc_spv_CHN_127 | SaD | 0.22939 | IMPNRGZ
elc_spv_CHN_127 | SaN | 0.0025186 | IMPNRGZ
elc_spv_CHN_127 | SaP | 0.018018 | IMPNRGZ
elc_spv_CHN_127 | WaD | 0.21303 | IMPNRGZ
elc_spv_CHN_127 | WaN | 0 | IMPNRGZ
elc_spv_CHN_127 | WaP | 0.0033645 | IMPNRGZ
elc_spv_CHN_128 | FaD | 0.22298 | IMPNRGZ
elc_spv_CHN_128 | FaN | 0 | IMPNRGZ
elc_spv_CHN_128 | FaP | 0.0051092 | IMPNRGZ
elc_spv_CHN_128 | RaD | 0.27581 | IMPNRGZ
elc_spv_CHN_128 | RaN | 0.00057749 | IMPNRGZ
elc_spv_CHN_128 | RaP | 0.019262 | IMPNRGZ
elc_spv_CHN_128 | SaD | 0.23907 | IMPNRGZ
elc_spv_CHN_128 | SaN | 0.0021182 | IMPNRGZ
elc_spv_CHN_128 | SaP | 0.019201 | IMPNRGZ
elc_spv_CHN_128 | WaD | 0.21214 | IMPNRGZ
elc_spv_CHN_128 | WaN | 0 | IMPNRGZ
elc_spv_CHN_128 | WaP | 0.0037228 | IMPNRGZ
elc_spv_CHN_129 | FaD | 0.224 | IMPNRGZ
elc_spv_CHN_129 | FaN | 0 | IMPNRGZ
elc_spv_CHN_129 | FaP | 0.0055806 | IMPNRGZ
elc_spv_CHN_129 | RaD | 0.28003 | IMPNRGZ
elc_spv_CHN_129 | RaN | 0.0009025 | IMPNRGZ
elc_spv_CHN_129 | RaP | 0.018867 | IMPNRGZ
elc_spv_CHN_129 | SaD | 0.22691 | IMPNRGZ
elc_spv_CHN_129 | SaN | 0.0030362 | IMPNRGZ
elc_spv_CHN_129 | SaP | 0.018368 | IMPNRGZ
elc_spv_CHN_129 | WaD | 0.2182 | IMPNRGZ
elc_spv_CHN_129 | WaN | 0 | IMPNRGZ
elc_spv_CHN_129 | WaP | 0.0040981 | IMPNRGZ
elc_spv_CHN_130 | FaD | 0.22002 | IMPNRGZ
elc_spv_CHN_130 | FaN | 0 | IMPNRGZ
elc_spv_CHN_130 | FaP | 0.0079709 | IMPNRGZ
elc_spv_CHN_130 | RaD | 0.27272 | IMPNRGZ
elc_spv_CHN_130 | RaN | 0.00072094 | IMPNRGZ
elc_spv_CHN_130 | RaP | 0.022742 | IMPNRGZ
elc_spv_CHN_130 | SaD | 0.23119 | IMPNRGZ
elc_spv_CHN_130 | SaN | 0.0038209 | IMPNRGZ
elc_spv_CHN_130 | SaP | 0.022346 | IMPNRGZ
elc_spv_CHN_130 | WaD | 0.21199 | IMPNRGZ
elc_spv_CHN_130 | WaN | 0 | IMPNRGZ
elc_spv_CHN_130 | WaP | 0.0064752 | IMPNRGZ
elc_spv_CHN_131 | FaD | 0.20513 | IMPNRGZ
elc_spv_CHN_131 | FaN | 0 | IMPNRGZ
elc_spv_CHN_131 | FaP | 0.00988 | IMPNRGZ
elc_spv_CHN_131 | RaD | 0.26022 | IMPNRGZ
elc_spv_CHN_131 | RaN | 0.0005936 | IMPNRGZ
elc_spv_CHN_131 | RaP | 0.026774 | IMPNRGZ
elc_spv_CHN_131 | SaD | 0.24793 | IMPNRGZ
elc_spv_CHN_131 | SaN | 0.0037623 | IMPNRGZ
elc_spv_CHN_131 | SaP | 0.026846 | IMPNRGZ
elc_spv_CHN_131 | WaD | 0.21007 | IMPNRGZ
elc_spv_CHN_131 | WaN | 0 | IMPNRGZ
elc_spv_CHN_131 | WaP | 0.0087968 | IMPNRGZ
elc_spv_CHN_132 | FaD | 0.19108 | IMPNRGZ
elc_spv_CHN_132 | FaN | 0 | IMPNRGZ
elc_spv_CHN_132 | FaP | 0.011942 | IMPNRGZ
elc_spv_CHN_132 | RaD | 0.27056 | IMPNRGZ
elc_spv_CHN_132 | RaN | 0.0010678 | IMPNRGZ
elc_spv_CHN_132 | RaP | 0.029647 | IMPNRGZ
elc_spv_CHN_132 | SaD | 0.23207 | IMPNRGZ
elc_spv_CHN_132 | SaN | 0.0050127 | IMPNRGZ
elc_spv_CHN_132 | SaP | 0.028951 | IMPNRGZ
elc_spv_CHN_132 | WaD | 0.21576 | IMPNRGZ
elc_spv_CHN_132 | WaN | 0 | IMPNRGZ
elc_spv_CHN_132 | WaP | 0.013907 | IMPNRGZ
elc_spv_CHN_133 | FaD | 0.20098 | IMPNRGZ
elc_spv_CHN_133 | FaN | 0 | IMPNRGZ
elc_spv_CHN_133 | FaP | 0.0096835 | IMPNRGZ
elc_spv_CHN_133 | RaD | 0.26572 | IMPNRGZ
elc_spv_CHN_133 | RaN | 0.00086884 | IMPNRGZ
elc_spv_CHN_133 | RaP | 0.02863 | IMPNRGZ
elc_spv_CHN_133 | SaD | 0.23557 | IMPNRGZ
elc_spv_CHN_133 | SaN | 0.0039585 | IMPNRGZ
elc_spv_CHN_133 | SaP | 0.02604 | IMPNRGZ
elc_spv_CHN_133 | WaD | 0.21817 | IMPNRGZ
elc_spv_CHN_133 | WaN | 0 | IMPNRGZ
elc_spv_CHN_133 | WaP | 0.010376 | IMPNRGZ
elc_spv_CHN_134 | FaD | 0.21037 | IMPNRGZ
elc_spv_CHN_134 | FaN | 0 | IMPNRGZ
elc_spv_CHN_134 | FaP | 0.0096265 | IMPNRGZ
elc_spv_CHN_134 | RaD | 0.26786 | IMPNRGZ
elc_spv_CHN_134 | RaN | 0.00082445 | IMPNRGZ
elc_spv_CHN_134 | RaP | 0.026771 | IMPNRGZ
elc_spv_CHN_134 | SaD | 0.23159 | IMPNRGZ
elc_spv_CHN_134 | SaN | 0.0040999 | IMPNRGZ
elc_spv_CHN_134 | SaP | 0.025174 | IMPNRGZ
elc_spv_CHN_134 | WaD | 0.21484 | IMPNRGZ
elc_spv_CHN_134 | WaN | 0 | IMPNRGZ
elc_spv_CHN_134 | WaP | 0.0088355 | IMPNRGZ
elc_spv_CHN_135 | FaD | 0.21358 | IMPNRGZ
elc_spv_CHN_135 | FaN | 0 | IMPNRGZ
elc_spv_CHN_135 | FaP | 0.0078807 | IMPNRGZ
elc_spv_CHN_135 | RaD | 0.26553 | IMPNRGZ
elc_spv_CHN_135 | RaN | 0.00028971 | IMPNRGZ
elc_spv_CHN_135 | RaP | 0.023523 | IMPNRGZ
elc_spv_CHN_135 | SaD | 0.24228 | IMPNRGZ
elc_spv_CHN_135 | SaN | 0.0028174 | IMPNRGZ
elc_spv_CHN_135 | SaP | 0.023174 | IMPNRGZ
elc_spv_CHN_135 | WaD | 0.21445 | IMPNRGZ
elc_spv_CHN_135 | WaN | 0 | IMPNRGZ
elc_spv_CHN_135 | WaP | 0.0064818 | IMPNRGZ
elc_spv_CHN_136 | FaD | 0.21604 | IMPNRGZ
elc_spv_CHN_136 | FaN | 0 | IMPNRGZ
elc_spv_CHN_136 | FaP | 0.0073679 | IMPNRGZ
elc_spv_CHN_136 | RaD | 0.27454 | IMPNRGZ
elc_spv_CHN_136 | RaN | 0.00047799 | IMPNRGZ
elc_spv_CHN_136 | RaP | 0.023269 | IMPNRGZ
elc_spv_CHN_136 | SaD | 0.22843 | IMPNRGZ
elc_spv_CHN_136 | SaN | 0.0033187 | IMPNRGZ
elc_spv_CHN_136 | SaP | 0.022667 | IMPNRGZ
elc_spv_CHN_136 | WaD | 0.21756 | IMPNRGZ
elc_spv_CHN_136 | WaN | 0 | IMPNRGZ
elc_spv_CHN_136 | WaP | 0.0063381 | IMPNRGZ

## firmness
~TFM_DINS-TSL: attribute=FLO_EMIS; other_indexes=ACT | [13 empty] | ~TFM_INS-TSL: attribute=FLO_SHAR; limtype=FX | [13 empty] | ~TFM_INS-TSL: attribute=FLO_SHAR; limtype=FX | [13 empty] | ~TFM_DINS-TSL: attribute=NCAP_PKCNT | [12 empty] | ~TFM_DINS-AT
process | commodity | WaN | WaD | WaP | RaN | RaD | RaP | SaN | SaD | SaP | FaN | FaD | FaP | process | commodity | WaN | WaD | WaP | RaN | RaD | RaP | SaN | SaD | SaP | FaN | FaD | FaP | process | commodity | WaN | WaD | WaP | RaN | RaD | RaP | SaN | SaD | SaP | FaN | FaD | FaP | process | WaN | WaD | WaP | RaN | RaD | RaP | SaN | SaD | SaP | FaN | FaD | FaP | process | commodity | other_indexes | ncap_com
distr_solelc_spv_CHN_001 | DEF_E | 0 | 0.25725 | 0.75685 | 0.97894 | 0.21492 | 0.35341 | 0.91051 | 0.16754 | 0.2266 | 0 | 0.23321 | 0.68594 | distr_sol* | ELC4H | 0 | 0.061 | 0.026831 | 0.80284 | 0.040832 | 0.02321 | 0.65927 | 0.038639 | 0.032161 | 0.17125 | 0.047277 | 0.052312 | distr_sol* | ELC8H | 0 | 0.035545 | 0.33662 | 0 | 0.014489 | 0.059469 | 0 | 0.010675 | 0.025409 | 0 | 0.023589 | 0.21209 | distr_solelc_spv_CHN_001 | 0 | 0.37215 | 0.037494 | 0.00079127 | 0.46501 | 0.17142 | 0.0031156 | 0.43482 | 0.18612 | 0 | 0.40117 | 0.052653 | distr_solelc_spv_CHN_001 | DEF_C | OUT | 0.46501
distr_solelc_spv_CHN_002 | DEF_E | 0 | 0.30589 | 0.66781 | 0.98813 | 0.27508 | 0.327 | 0.93722 | 0.21326 | 0.25261 | 0 | 0.31054 | 0.59431 | distr_won* | ELC4H | 0.0027344 | 0.0029191 | 0.0010075 | 0.0020119 | 0.010797 | 0.0003675 | 0.00071698 | 0.0042299 | 0 | 0.00074038 | 0.0057744 | 0.0019447 | distr_won* | ELC8H | 0.0053578 | 0.0064295 | 0.0042082 | 0.0086246 | 0.0080863 | 0.021001 | 0.0030302 | 0.0052988 | 0.011934 | 0.010041 | 0.004055 | 0.022148 | distr_solelc_spv_CHN_002 | 0 | 0.33021 | 0.060772 | 8.9416e-05 | 0.41133 | 0.19058 | 0.0036252 | 0.4058 | 0.20601 | 0 | 0.33454 | 0.074053 | distr_solelc_spv_CHN_002 | DEF_C | OUT | 0.41133
distr_solelc_spv_CHN_003 | DEF_E | 0 | 0.26814 | 0.69444 | 0.98408 | 0.22758 | 0.29937 | 0.90932 | 0.17928 | 0.21284 | 0 | 0.25192 | 0.57818 | distr_wof* | ELC4H | 0.00084712 | 0.00031331 | 0.0017953 | 0.0025996 | 0.0012406 | 0.004539 | 0.0014998 | 0.0008169 | 3.3935e-06 | 0.00032384 | 0.00088173 | 0.0014773 | distr_wof* | ELC8H | 0.0041323 | 0.0049603 | 0.0024194 | 0.0059979 | 0.004171 | 0.0030092 | 0.0017151 | 0.0061955 | 0.0040153 | 0.0048861 | 0.0028372 | 0.0038395 | distr_solelc_spv_CHN_003 | 0 | 0.36678 | 0.058309 | 0.000227 | 0.44943 | 0.20747 | 0.0039162 | 0.427 | 0.21567 | 0 | 0.37706 | 0.074931 | distr_solelc_spv_CHN_003 | DEF_C | OUT | 0.44943
distr_solelc_spv_CHN_004 | DEF_E | 0 | 0.29229 | 0.70047 | 0.99506 | 0.2629 | 0.35437 | 0.93432 | 0.18909 | 0.22357 | 0 | 0.28554 | 0.64321 | [28 empty] | distr_solelc_spv_CHN_004 | 0 | 0.3452 | 0.0501 | 1.8285e-05 | 0.40609 | 0.16312 | 0.0010135 | 0.42339 | 0.19793 | 0 | 0.35596 | 0.059041 | distr_solelc_spv_CHN_004 | DEF_C | OUT | 0.42332
distr_solelc_spv_CHN_005 | DEF_E | 0 | 0.30427 | 0.77327 | 0.98564 | 0.26126 | 0.40999 | 0.96078 | 0.19309 | 0.2562 | 0 | 0.26895 | 0.7154 | [28 empty] | distr_solelc_spv_CHN_005 | 0 | 0.3442 | 0.031188 | 0.00037863 | 0.40231 | 0.1323 | 0.0015304 | 0.41938 | 0.18016 | 0 | 0.37092 | 0.051071 | distr_solelc_spv_CHN_005 | DEF_C | OUT | 0.41813
distr_solelc_spv_CHN_006 | DEF_E | 0 | 0.28348 | 0.76956 | 0.98276 | 0.24411 | 0.40108 | 0.95749 | 0.19543 | 0.25315 | 0 | 0.26463 | 0.71083 | [28 empty] | distr_solelc_spv_CHN_006 | 0 | 0.35857 | 0.032323 | 0.00063507 | 0.43171 | 0.14563 | 0.0019483 | 0.42077 | 0.17933 | 0 | 0.38323 | 0.050749 | distr_solelc_spv_CHN_006 | DEF_C | OUT | 0.43171
distr_solelc_spv_CHN_007 | DEF_E | 0 | 0.33509 | 0.75844 | 0.98814 | 0.27725 | 0.43045 | 0.96622 | 0.18533 | 0.25331 | 0 | 0.26282 | 0.68924 | [28 empty] | distr_solelc_spv_CHN_007 | 0 | 0.31356 | 0.029604 | 0.00019173 | 0.3663 | 0.12075 | 0.00081379 | 0.42101 | 0.17341 | 0 | 0.36905 | 0.049814 | distr_solelc_spv_CHN_007 | DEF_C | OUT | 0.41851
distr_solelc_spv_CHN_008 | DEF_E | 0 | 0.36961 | 0.64827 | 0 | 0.30011 | 0.35477 | 0.96522 | 0.18648 | 0.22623 | 0 | 0.31988 | 0.61099 | [28 empty] | distr_solelc_spv_CHN_008 | 0 | 0.29214 | 0.052837 | 0 | 0.34586 | 0.15112 | 0.00046676 | 0.43072 | 0.21458 | 0 | 0.32446 | 0.0671 | distr_solelc_spv_CHN_008 | DEF_C | OUT | 0.43012
distr_solelc_spv_CHN_009 | DEF_E | 0 | 0.34676 | 0.68306 | 0 | 0.27952 | 0.38164 | 0 | 0.17977 | 0.2257 | 0 | 0.29172 | 0.64768 | [28 empty] | distr_solelc_spv_CHN_009 | 0 | 0.30783 | 0.043135 | 0 | 0.3602 | 0.13769 | 0 | 0.43585 | 0.20461 | 0 | 0.34538 | 0.058207 | distr_solelc_spv_CHN_009 | DEF_C | OUT | 0.4348
distr_solelc_spv_CHN_010 | DEF_E | 0 | 0.31926 | 0.48565 | 0.96844 | 0.26726 | 0.25308 | 0.91956 | 0.23688 | 0.19541 | 0 | 0.37699 | 0.4985 | [28 empty] | distr_solelc_spv_CHN_010 | 0 | 0.26359 | 0.068807 | 0.0019901 | 0.37067 | 0.21573 | 0.0067517 | 0.36548 | 0.23925 | 0 | 0.23789 | 0.084434 | distr_solelc_spv_CHN_010 | DEF_C | OUT | 0.37067
distr_solelc_spv_CHN_011 | DEF_E | 0 | 0.30438 | 0.44074 | 0.96282 | 0.27445 | 0.28384 | 0.9188 | 0.25944 | 0.21665 | 0 | 0.37329 | 0.45865 | [28 empty] | distr_solelc_spv_CHN_011 | 0 | 0.28414 | 0.087201 | 0.002191 | 0.36093 | 0.20376 | 0.0070584 | 0.34017 | 0.22765 | 0 | 0.21286 | 0.082533 | distr_solelc_spv_CHN_011 | DEF_C | OUT | 0.36093
distr_solelc_spv_CHN_012 | DEF_E | 0 | 0.31468 | 0.48429 | 0.96705 | 0.26344 | 0.25973 | 0.9205 | 0.2626 | 0.22573 | 0 | 0.36128 | 0.48812 | [28 empty] | distr_solelc_spv_CHN_012 | 0 | 0.27984 | 0.077844 | 0.0017576 | 0.3861 | 0.2078 | 0.0061508 | 0.33928 | 0.21929 | 0 | 0.23842 | 0.078189 | distr_solelc_spv_CHN_012 | DEF_C | OUT | 0.3861
distr_solelc_spv_CHN_013 | DEF_E | 0 | 0.36652 | 0.55231 | 0.97754 | 0.30268 | 0.27697 | 0.92702 | 0.21298 | 0.21612 | 0 | 0.38398 | 0.56338 | [28 empty] | distr_solelc_spv_CHN_013 | 0 | 0.23358 | 0.050038 | 0.0014159 | 0.34907 | 0.20274 | 0.0060783 | 0.4 | 0.24502 | 0 | 0.24963 | 0.083807 | distr_solelc_spv_CHN_013 | DEF_C | OUT | 0.4
distr_solelc_spv_CHN_014 | DEF_E | 0 | 0.32047 | 0.52137 | 0.97544 | 0.28201 | 0.26694 | 0.92697 | 0.23241 | 0.2115 | 0 | 0.34678 | 0.50096 | [28 empty] | distr_solelc_spv_CHN_014 | 0 | 0.27388 | 0.068471 | 0.0014311 | 0.37878 | 0.21327 | 0.0058959 | 0.37472 | 0.23972 | 0 | 0.28169 | 0.093403 | distr_solelc_spv_CHN_014 | DEF_C | OUT | 0.37878
distr_solelc_spv_CHN_015 | DEF_E | 0 | 0.35914 | 0.5029 | 0.97437 | 0.27927 | 0.25223 | 0.9251 | 0.21081 | 0.19391 | 0 | 0.39999 | 0.55214 | [28 empty] | distr_solelc_spv_CHN_015 | 0 | 0.22703 | 0.058204 | 0.0017125 | 0.3541 | 0.20687 | 0.0069227 | 0.40441 | 0.25621 | 0 | 0.23264 | 0.086344 | distr_solelc_spv_CHN_015 | DEF_C | OUT | 0.40441
distr_solelc_spv_CHN_016 | DEF_E | 0 | 0.34184 | 0.4718 | 0.97169 | 0.28609 | 0.27119 | 0.92182 | 0.23474 | 0.18278 | 0 | 0.42307 | 0.52975 | [28 empty] | distr_solelc_spv_CHN_016 | 0 | 0.23524 | 0.07805 | 0.0021426 | 0.35692 | 0.21552 | 0.0078246 | 0.38072 | 0.27252 | 0 | 0.21061 | 0.083875 | distr_solelc_spv_CHN_016 | DEF_C | OUT | 0.38072
distr_solelc_spv_CHN_017 | DEF_E | 0 | 0.36033 | 0.49793 | 0.97617 | 0.29659 | 0.26965 | 0.92675 | 0.2054 | 0.18506 | 0 | 0.44207 | 0.583 | [28 empty] | distr_solelc_spv_CHN_017 | 0 | 0.20827 | 0.066241 | 0.0015743 | 0.33409 | 0.19888 | 0.0071845 | 0.41784 | 0.25591 | 0 | 0.21344 | 0.086089 | distr_solelc_spv_CHN_017 | DEF_C | OUT | 0.41784
distr_solelc_spv_CHN_018 | DEF_E | 0 | 0.37007 | 0.56895 | 0.98807 | 0.3061 | 0.30189 | 0.93182 | 0.20709 | 0.21406 | 0 | 0.37964 | 0.57076 | [28 empty] | distr_solelc_spv_CHN_018 | 0 | 0.23422 | 0.053643 | 0.0007392 | 0.35022 | 0.18091 | 0.0051749 | 0.41574 | 0.23902 | 0 | 0.26729 | 0.080772 | distr_solelc_spv_CHN_018 | DEF_C | OUT | 0.41556
distr_solelc_spv_CHN_019 | DEF_E | 0 | 0.38075 | 0.55057 | 0.98244 | 0.31101 | 0.29675 | 0.93017 | 0.20736 | 0.22226 | 0 | 0.39943 | 0.5695 | [28 empty] | distr_solelc_spv_CHN_019 | 0 | 0.21447 | 0.04867 | 0.00093565 | 0.33053 | 0.17965 | 0.0056691 | 0.41848 | 0.2407 | 0 | 0.246 | 0.082651 | distr_solelc_spv_CHN_019 | DEF_C | OUT | 0.41839
distr_solelc_spv_CHN_020 | DEF_E | 0 | 0.39994 | 0.56179 | 0.98885 | 0.33444 | 0.35415 | 0.93572 | 0.19965 | 0.18692 | 0 | 0.40647 | 0.60715 | [28 empty] | distr_solelc_spv_CHN_020 | 0 | 0.19119 | 0.043272 | 0.00020852 | 0.2807 | 0.1504 | 0.0061577 | 0.39821 | 0.25042 | 0 | 0.24878 | 0.084804 | distr_solelc_spv_CHN_020 | DEF_C | OUT | 0.39821
distr_solelc_spv_CHN_021 | DEF_E | 0 | 0.38405 | 0.60462 | 0.99605 | 0.32407 | 0.36863 | 0.94207 | 0.20001 | 0.21576 | 0 | 0.38304 | 0.61744 | [28 empty] | distr_solelc_spv_CHN_021 | 0 | 0.24682 | 0.051086 | 8.2333e-06 | 0.32394 | 0.15372 | 0.0034109 | 0.40671 | 0.21555 | 0 | 0.27948 | 0.074904 | distr_solelc_spv_CHN_021 | DEF_C | OUT | 0.40651
distr_solelc_spv_CHN_022 | DEF_E | 0 | 0.41374 | 0.62603 | 0.99605 | 0.33831 | 0.38721 | 0.94286 | 0.19463 | 0.20924 | 0 | 0.36453 | 0.59582 | [28 empty] | distr_solelc_spv_CHN_022 | 0 | 0.23544 | 0.052579 | 2.0556e-06 | 0.29363 | 0.14379 | 0.0032239 | 0.41171 | 0.23027 | 0 | 0.28474 | 0.078132 | distr_solelc_spv_CHN_022 | DEF_C | OUT | 0.41017
distr_solelc_spv_CHN_023 | DEF_E | 0 | 0.3094 | 0.47445 | 0.95019 | 0.26506 | 0.28083 | 0.91355 | 0.24008 | 0.19657 | 0.997 | 0.28564 | 0.41081 | [28 empty] | distr_solelc_spv_CHN_023 | 0 | 0.35048 | 0.1257 | 0.0039207 | 0.43743 | 0.27592 | 0.0084951 | 0.38353 | 0.25988 | 5.0883e-05 | 0.36259 | 0.14687 | distr_solelc_spv_CHN_023 | DEF_C | OUT | 0.43743
distr_solelc_spv_CHN_024 | DEF_E | 0 | 0.32978 | 0.49795 | 0.95339 | 0.27677 | 0.29662 | 0.91568 | 0.24764 | 0.22547 | 0.998 | 0.29957 | 0.42946 | [28 empty] | distr_solelc_spv_CHN_024 | 0 | 0.33561 | 0.12034 | 0.0029125 | 0.42068 | 0.25684 | 0.0073638 | 0.37403 | 0.23624 | 6.1021e-06 | 0.3495 | 0.13631 | distr_solelc_spv_CHN_024 | DEF_C | OUT | 0.42068
distr_solelc_spv_CHN_025 | DEF_E | 0 | 0.37367 | 0.52885 | 0.9535 | 0.31641 | 0.34467 | 0.91447 | 0.22905 | 0.19934 | 0 | 0.29336 | 0.40209 | [28 empty] | distr_solelc_spv_CHN_025 | 0 | 0.28566 | 0.11082 | 0.0031878 | 0.33628 | 0.22043 | 0.0085538 | 0.3917 | 0.25936 | 0 | 0.3686 | 0.1614 | distr_solelc_spv_CHN_025 | DEF_C | OUT | 0.3917
distr_solelc_spv_CHN_026 | DEF_E | 0 | 0.36274 | 0.51345 | 0.95419 | 0.29862 | 0.32733 | 0.91611 | 0.24629 | 0.23155 | 0.999 | 0.30843 | 0.42311 | [28 empty] | distr_solelc_spv_CHN_026 | 0 | 0.30945 | 0.11361 | 0.0030355 | 0.38847 | 0.24209 | 0.0076097 | 0.37111 | 0.23764 | 8.3854e-06 | 0.3468 | 0.14088 | distr_solelc_spv_CHN_026 | DEF_C | OUT | 0.38847
distr_solelc_spv_CHN_027 | DEF_E | 0 | 0.34131 | 0.51989 | 0.97011 | 0.2895 | 0.3054 | 0.92561 | 0.2339 | 0.24579 | 0 | 0.27417 | 0.44824 | [28 empty] | distr_solelc_spv_CHN_027 | 0 | 0.32053 | 0.10557 | 0.0015577 | 0.41941 | 0.24489 | 0.0060371 | 0.38529 | 0.2294 | 0 | 0.34837 | 0.11588 | distr_solelc_spv_CHN_027 | DEF_C | OUT | 0.41941
distr_solelc_spv_CHN_028 | DEF_E | 0 | 0.37384 | 0.56245 | 0.97122 | 0.30456 | 0.3094 | 0.92695 | 0.23382 | 0.23609 | 0 | 0.29583 | 0.45626 | [28 empty] | distr_solelc_spv_CHN_028 | 0 | 0.29578 | 0.09437 | 0.0014141 | 0.38508 | 0.23001 | 0.0059973 | 0.3793 | 0.2163 | 0 | 0.33977 | 0.11747 | distr_solelc_spv_CHN_028 | DEF_C | OUT | 0.38508
distr_solelc_spv_CHN_029 | DEF_E | 0 | 0.43205 | 0.61891 | 0 | 0.34415 | 0.35834 | 0.9832 | 0.23685 | 0.22856 | 0 | 0.28821 | 0.49055 | [28 empty] | distr_solelc_spv_CHN_029 | 0 | 0.22649 | 0.060663 | 0 | 0.25724 | 0.12964 | 4.4406e-05 | 0.36252 | 0.20882 | 0 | 0.34365 | 0.10491 | distr_solelc_spv_CHN_029 | DEF_C | OUT | 0.36252
distr_solelc_spv_CHN_030 | DEF_E | 0 | 0.39456 | 0.64775 | 0 | 0.3246 | 0.38094 | 0 | 0.20653 | 0.23501 | 0 | 0.28336 | 0.52178 | [28 empty] | distr_solelc_spv_CHN_030 | 0 | 0.24935 | 0.055106 | 0 | 0.27476 | 0.11703 | 0 | 0.386 | 0.18902 | 0 | 0.33861 | 0.083307 | distr_solelc_spv_CHN_030 | DEF_C | OUT | 0.386
distr_solelc_spv_CHN_031 | DEF_E | 0 | 0.41728 | 0.62484 | 0 | 0.34388 | 0.37345 | 0.94735 | 0.20952 | 0.20718 | 0 | 0.35249 | 0.56446 | [28 empty] | distr_solelc_spv_CHN_031 | 0 | 0.21571 | 0.053436 | 0 | 0.28079 | 0.13811 | 0.0027272 | 0.38998 | 0.23452 | 0 | 0.28627 | 0.085497 | distr_solelc_spv_CHN_031 | DEF_C | OUT | 0.3897
distr_solelc_spv_CHN_032 | DEF_E | 0 | 0.37433 | 0.64753 | 0 | 0.30101 | 0.40086 | 0 | 0.18166 | 0.24476 | 0 | 0.28991 | 0.59946 | [28 empty] | distr_solelc_spv_CHN_032 | 0 | 0.27376 | 0.040483 | 0 | 0.32479 | 0.12397 | 0 | 0.42779 | 0.18771 | 0 | 0.34608 | 0.061952 | distr_solelc_spv_CHN_032 | DEF_C | OUT | 0.4275
distr_solelc_spv_CHN_033 | DEF_E | 0 | 0.40221 | 0.65172 | 0 | 0.31872 | 0.36737 | 0.98268 | 0.1999 | 0.23054 | 0 | 0.31971 | 0.57034 | [28 empty] | distr_solelc_spv_CHN_033 | 0 | 0.25063 | 0.051 | 0 | 0.30078 | 0.14204 | 5.1826e-05 | 0.41209 | 0.21451 | 0 | 0.31979 | 0.078904 | distr_solelc_spv_CHN_033 | DEF_C | OUT | 0.41209
distr_solelc_spv_CHN_034 | DEF_E | 0 | 0.38225 | 0.53493 | 0.98419 | 0.31798 | 0.31648 | 0.93116 | 0.24725 | 0.21201 | 0 | 0.41579 | 0.56894 | [28 empty] | distr_solelc_spv_CHN_034 | 0 | 0.22152 | 0.10558 | 0.00098035 | 0.32694 | 0.20279 | 0.0068852 | 0.37214 | 0.26682 | 0 | 0.25938 | 0.10744 | distr_solelc_spv_CHN_034 | DEF_C | OUT | 0.37214
distr_solelc_spv_CHN_035 | DEF_E | 0 | 0.37548 | 0.51572 | 0.9864 | 0.31483 | 0.31579 | 0.93116 | 0.21745 | 0.1844 | 0 | 0.39682 | 0.58717 | [28 empty] | distr_solelc_spv_CHN_035 | 0 | 0.20321 | 0.069572 | 0.00058223 | 0.30582 | 0.17182 | 0.006835 | 0.38573 | 0.26389 | 0 | 0.26003 | 0.099802 | distr_solelc_spv_CHN_035 | DEF_C | OUT | 0.38573
distr_solelc_spv_CHN_036 | DEF_E | 0 | 0.4086 | 0.55515 | 0.99901 | 0.31335 | 0.2975 | 0.94322 | 0.23196 | 0.21214 | 0 | 0.3022 | 0.4798 | [28 empty] | distr_solelc_spv_CHN_036 | 0 | 0.22271 | 0.070983 | 6.5687e-07 | 0.28383 | 0.16439 | 0.0029622 | 0.3533 | 0.22201 | 0 | 0.32574 | 0.11227 | distr_solelc_spv_CHN_036 | DEF_C | OUT | 0.3533
distr_solelc_spv_CHN_037 | DEF_E | 0 | 0.41066 | 0.49557 | 0.99012 | 0.27971 | 0.22799 | 0.93824 | 0.24608 | 0.21738 | 0 | 0.3297 | 0.47072 | [28 empty] | distr_solelc_spv_CHN_037 | 0 | 0.22567 | 0.096622 | 0.00021903 | 0.32946 | 0.22307 | 0.0056297 | 0.34477 | 0.22012 | 0 | 0.29951 | 0.12619 | distr_solelc_spv_CHN_037 | DEF_C | OUT | 0.34477
distr_solelc_spv_CHN_038 | DEF_E | 0 | 0.38334 | 0.56611 | 0.97395 | 0.30282 | 0.31984 | 0.92767 | 0.22995 | 0.23734 | 0 | 0.27231 | 0.42896 | [28 empty] | distr_solelc_spv_CHN_038 | 0 | 0.27818 | 0.092748 | 0.00089568 | 0.35551 | 0.21399 | 0.0065547 | 0.38778 | 0.23239 | 0 | 0.36079 | 0.13338 | distr_solelc_spv_CHN_038 | DEF_C | OUT | 0.38778
distr_solelc_spv_CHN_039 | DEF_E | 0 | 0.37483 | 0.51524 | 0.97321 | 0.2919 | 0.3318 | 0.9268 | 0.2482 | 0.24172 | 0 | 0.26156 | 0.39744 | [28 empty] | distr_solelc_spv_CHN_039 | 0 | 0.26104 | 0.10398 | 0.00082703 | 0.33863 | 0.19167 | 0.0072878 | 0.38104 | 0.23524 | 0 | 0.37278 | 0.15403 | distr_solelc_spv_CHN_039 | DEF_C | OUT | 0.38104
distr_solelc_spv_CHN_040 | DEF_E | 0 | 0.30832 | 0.33128 | 0.96106 | 0.29666 | 0.30125 | 0.9241 | 0.27793 | 0.27572 | 0 | 0.23863 | 0.32605 | [28 empty] | distr_solelc_spv_CHN_040 | 0 | 0.32168 | 0.17455 | 0.0016345 | 0.32165 | 0.19504 | 0.0075641 | 0.33902 | 0.23081 | 0 | 0.39455 | 0.18881 | distr_solelc_spv_CHN_040 | DEF_C | OUT | 0.39455
distr_solelc_spv_CHN_041 | DEF_E | 0 | 0.39327 | 0.4988 | 0.95648 | 0.32123 | 0.34162 | 0.91574 | 0.24312 | 0.21131 | 0 | 0.29379 | 0.40066 | [28 empty] | distr_solelc_spv_CHN_041 | 0 | 0.27363 | 0.11604 | 0.0023336 | 0.3037 | 0.18428 | 0.0081606 | 0.37604 | 0.23937 | 0 | 0.36924 | 0.16401 | distr_solelc_spv_CHN_041 | DEF_C | OUT | 0.37604
distr_solelc_spv_CHN_042 | DEF_E | 0 | 0.36632 | 0.44553 | 0.9584 | 0.30953 | 0.31738 | 0.91655 | 0.26333 | 0.2346 | 0 | 0.27426 | 0.36989 | [28 empty] | distr_solelc_spv_CHN_042 | 0 | 0.27741 | 0.12336 | 0.0019304 | 0.29783 | 0.1837 | 0.0080662 | 0.35221 | 0.23567 | 0 | 0.3717 | 0.17104 | distr_solelc_spv_CHN_042 | DEF_C | OUT | 0.3717
distr_solelc_spv_CHN_043 | DEF_E | 0 | 0.26475 | 0.55895 | 0 | 0.27312 | 0.4497 | 0 | 0.23744 | 0.34961 | 0 | 0.22636 | 0.57885 | [28 empty] | distr_solelc_spv_CHN_043 | 0 | 0.35547 | 0.076564 | 0 | 0.29392 | 0.083759 | 0 | 0.34456 | 0.13189 | 0 | 0.39618 | 0.071291 | distr_solelc_spv_CHN_043 | DEF_C | OUT | 0.39618
distr_solelc_spv_CHN_044 | DEF_E | 0 | 0.35272 | 0.63334 | 0 | 0.32311 | 0.44376 | 0 | 0.23116 | 0.29919 | 0 | 0.25537 | 0.52264 | [28 empty] | distr_solelc_spv_CHN_044 | 0 | 0.28805 | 0.063378 | 0 | 0.25675 | 0.086336 | 0 | 0.3482 | 0.14585 | 0 | 0.37158 | 0.08679 | distr_solelc_spv_CHN_044 | DEF_C | OUT | 0.37158
distr_solelc_spv_CHN_045 | DEF_E | 0 | 0.28169 | 0.54262 | 0 | 0.27404 | 0.31799 | 0 | 0.22437 | 0.31453 | 0 | 0.25381 | 0.51329 | [28 empty] | distr_solelc_spv_CHN_045 | 0 | 0.32215 | 0.079704 | 0 | 0.29181 | 0.11533 | 0 | 0.35547 | 0.14765 | 0 | 0.36313 | 0.085545 | distr_solelc_spv_CHN_045 | DEF_C | OUT | 0.36313
distr_solelc_spv_CHN_046 | DEF_E | 0 | 0.34401 | 0.67258 | 0.99802 | 0.28062 | 0.43741 | 0.98024 | 0.18052 | 0.24328 | 0 | 0.26175 | 0.6474 | [28 empty] | distr_solelc_spv_CHN_046 | 0 | 0.28745 | 0.031167 | 4.7913e-06 | 0.3266 | 0.10236 | 5.9512e-05 | 0.41387 | 0.16351 | 0 | 0.37183 | 0.057533 | distr_solelc_spv_CHN_046 | DEF_C | OUT | 0.41129
distr_solelc_spv_CHN_047 | DEF_E | 0 | 0.32023 | 0.61378 | 0 | 0.28472 | 0.46743 | 0 | 0.21471 | 0.28532 | 0 | 0.23595 | 0.61384 | [28 empty] | distr_solelc_spv_CHN_047 | 0 | 0.30687 | 0.047779 | 0 | 0.29042 | 0.083639 | 0 | 0.36635 | 0.14871 | 0 | 0.39326 | 0.06543 | distr_solelc_spv_CHN_047 | DEF_C | OUT | 0.39326
distr_solelc_spv_CHN_048 | DEF_E | 0 | 0.28316 | 0.521 | 0 | 0.23892 | 0.2583 | 0 | 0.21571 | 0.28813 | 0 | 0.255 | 0.50379 | [28 empty] | distr_solelc_spv_CHN_048 | 0 | 0.33327 | 0.098692 | 0 | 0.37351 | 0.18288 | 0 | 0.38459 | 0.17058 | 0 | 0.35736 | 0.08516 | distr_solelc_spv_CHN_048 | DEF_C | OUT | 0.38459
distr_solelc_spv_CHN_049 | DEF_E | 0 | 0.2697 | 0.47675 | 0 | 0.1921 | 0.21471 | 0 | 0.19215 | 0.2698 | 0 | 0.24473 | 0.4899 | [28 empty] | distr_solelc_spv_CHN_049 | 0 | 0.33103 | 0.10625 | 0 | 0.43427 | 0.2099 | 0 | 0.40613 | 0.1759 | 0 | 0.34586 | 0.084135 | distr_solelc_spv_CHN_049 | DEF_C | OUT | 0.43427
distr_solelc_spv_CHN_050 | DEF_E | 0 | 0.36268 | 0.57384 | 0 | 0.28004 | 0.32011 | 0 | 0.2276 | 0.27865 | 0 | 0.26856 | 0.48737 | [28 empty] | distr_solelc_spv_CHN_050 | 0 | 0.27279 | 0.074494 | 0 | 0.2915 | 0.13605 | 0 | 0.3614 | 0.1661 | 0 | 0.35741 | 0.098613 | distr_solelc_spv_CHN_050 | DEF_C | OUT | 0.3614
distr_solelc_spv_CHN_051 | DEF_E | 0 | 0.42058 | 0.55587 | 0 | 0.28398 | 0.27969 | 0.95839 | 0.2225 | 0.24838 | 0 | 0.2881 | 0.46997 | [28 empty] | distr_solelc_spv_CHN_051 | 0 | 0.23463 | 0.073859 | 0 | 0.28682 | 0.16136 | 0.00079349 | 0.3559 | 0.19372 | 0 | 0.34473 | 0.11224 | distr_solelc_spv_CHN_051 | DEF_C | OUT | 0.3559
distr_solelc_spv_CHN_052 | DEF_E | 0 | 0.28014 | 0.81947 | 0.94583 | 0.20788 | 0.29861 | 0.88639 | 0.22388 | 0.26101 | 0 | 0.25023 | 0.65506 | [28 empty] | distr_solelc_spv_CHN_052 | 0 | 0.38535 | 0.039504 | 0.0025277 | 0.49402 | 0.20687 | 0.0059375 | 0.37803 | 0.19783 | 0 | 0.38442 | 0.082766 | distr_solelc_spv_CHN_052 | DEF_C | OUT | 0.49402
distr_solelc_spv_CHN_053 | DEF_E | 0 | 0.26468 | 0.87058 | 0.94761 | 0.18558 | 0.3177 | 0.87569 | 0.2232 | 0.24922 | 0 | 0.23552 | 0.69017 | [28 empty] | distr_solelc_spv_CHN_053 | 0 | 0.38591 | 0.031622 | 0.0033015 | 0.49624 | 0.18674 | 0.0068088 | 0.37001 | 0.1889 | 0 | 0.38802 | 0.06609 | distr_solelc_spv_CHN_053 | DEF_C | OUT | 0.49624
distr_solelc_spv_CHN_054 | DEF_E | 0 | 0.28123 | 0.70208 | 0.96369 | 0.20113 | 0.2221 | 0.91743 | 0.23934 | 0.20311 | 0 | 0.24431 | 0.5266 | [28 empty] | distr_solelc_spv_CHN_054 | 0 | 0.37146 | 0.078391 | 0.0024714 | 0.51683 | 0.29938 | 0.0068027 | 0.39336 | 0.26615 | 0 | 0.38632 | 0.11382 | distr_solelc_spv_CHN_054 | DEF_C | OUT | 0.51683
distr_solelc_spv_CHN_055 | DEF_E | 0 | 0.27796 | 0.75353 | 0.95482 | 0.20073 | 0.23453 | 0.89189 | 0.2318 | 0.22342 | 0 | 0.25697 | 0.57741 | [28 empty] | distr_solelc_spv_CHN_055 | 0 | 0.38515 | 0.072997 | 0.0024353 | 0.50016 | 0.27167 | 0.0070532 | 0.38661 | 0.24009 | 0 | 0.37863 | 0.10476 | distr_solelc_spv_CHN_055 | DEF_C | OUT | 0.50016
distr_solelc_spv_CHN_056 | DEF_E | 0 | 0.28362 | 0.76726 | 0.95304 | 0.20104 | 0.25067 | 0.88612 | 0.24555 | 0.22926 | 0 | 0.25077 | 0.58861 | [28 empty] | distr_solelc_spv_CHN_056 | 0 | 0.38165 | 0.060382 | 0.0020635 | 0.49695 | 0.25195 | 0.005825 | 0.3607 | 0.22231 | 0 | 0.372 | 0.092621 | distr_solelc_spv_CHN_056 | DEF_C | OUT | 0.49695
distr_solelc_spv_CHN_057 | DEF_E | 0 | 0.28651 | 0.82201 | 0.94099 | 0.19191 | 0.26686 | 0.87792 | 0.22861 | 0.23998 | 0 | 0.2629 | 0.6414 | [28 empty] | distr_solelc_spv_CHN_057 | 0 | 0.36483 | 0.040309 | 0.003207 | 0.50244 | 0.23424 | 0.0073807 | 0.37278 | 0.21184 | 0 | 0.37333 | 0.081028 | distr_solelc_spv_CHN_057 | DEF_C | OUT | 0.50244
distr_solelc_spv_CHN_058 | DEF_E | 0 | 0.29213 | 0.78133 | 0.94335 | 0.1928 | 0.22489 | 0.88202 | 0.21733 | 0.2091 | 0 | 0.24074 | 0.5687 | [28 empty] | distr_solelc_spv_CHN_058 | 0 | 0.38059 | 0.073238 | 0.0035506 | 0.5139 | 0.28729 | 0.0090192 | 0.40839 | 0.2616 | 0 | 0.38912 | 0.11447 | distr_solelc_spv_CHN_058 | DEF_C | OUT | 0.5139
distr_solelc_spv_CHN_059 | DEF_E | 0 | 0.2907 | 0.80246 | 0.94198 | 0.19244 | 0.25416 | 0.87881 | 0.22969 | 0.22997 | 0 | 0.25551 | 0.60755 | [28 empty] | distr_solelc_spv_CHN_059 | 0 | 0.37378 | 0.058085 | 0.0030675 | 0.50793 | 0.25937 | 0.007863 | 0.38434 | 0.23404 | 0 | 0.37643 | 0.094825 | distr_solelc_spv_CHN_059 | DEF_C | OUT | 0.50793
distr_solelc_spv_CHN_060 | DEF_E | 0 | 0.31641 | 0.634 | 0.93236 | 0.21971 | 0.22179 | 0.86425 | 0.23939 | 0.21838 | 0.99301 | 0.28765 | 0.4584 | [28 empty] | distr_solelc_spv_CHN_060 | 0 | 0.36756 | 0.11775 | 0.0074446 | 0.48023 | 0.32056 | 0.014724 | 0.37088 | 0.27922 | 0.00060636 | 0.35996 | 0.16499 | distr_solelc_spv_CHN_060 | DEF_C | OUT | 0.48023
distr_solelc_spv_CHN_061 | DEF_E | 0 | 0.32059 | 0.67967 | 0.9189 | 0.21597 | 0.2154 | 0.82466 | 0.217 | 0.22139 | 0.99201 | 0.29944 | 0.48575 | [28 empty] | distr_solelc_spv_CHN_061 | 0 | 0.34868 | 0.090615 | 0.0078284 | 0.47108 | 0.30072 | 0.016977 | 0.36839 | 0.27181 | 0.00052121 | 0.34302 | 0.14897 | distr_solelc_spv_CHN_061 | DEF_C | OUT | 0.47108
distr_solelc_spv_CHN_062 | DEF_E | 0 | 0.29774 | 0.90746 | 0.93472 | 0.17927 | 0.29252 | 0.85034 | 0.20398 | 0.25089 | 0 | 0.27579 | 0.73088 | [28 empty] | distr_solelc_spv_CHN_062 | 0 | 0.34807 | 0.019501 | 0.0057241 | 0.49232 | 0.19747 | 0.011731 | 0.37908 | 0.1959 | 0 | 0.34576 | 0.053869 | distr_solelc_spv_CHN_062 | DEF_C | OUT | 0.49232
distr_solelc_spv_CHN_063 | DEF_E | 0 | 0.32897 | 0.89978 | 0.93427 | 0.19413 | 0.31664 | 0.86458 | 0.22688 | 0.27474 | 0 | 0.30107 | 0.70779 | [28 empty] | distr_solelc_spv_CHN_063 | 0 | 0.32592 | 0.023198 | 0.0058112 | 0.48579 | 0.19391 | 0.012958 | 0.37936 | 0.21199 | 0 | 0.33355 | 0.061963 | distr_solelc_spv_CHN_063 | DEF_C | OUT | 0.48579
distr_solelc_spv_CHN_064 | DEF_E | 0 | 0.30655 | 0.88319 | 0.9362 | 0.17174 | 0.28642 | 0.87238 | 0.22564 | 0.2734 | 0 | 0.28907 | 0.67962 | [28 empty] | distr_solelc_spv_CHN_064 | 0 | 0.34514 | 0.031317 | 0.0055074 | 0.52132 | 0.21736 | 0.011026 | 0.38068 | 0.21065 | 0 | 0.34037 | 0.067663 | distr_solelc_spv_CHN_064 | DEF_C | OUT | 0.52132
distr_solelc_spv_CHN_065 | DEF_E | 0 | 0.27161 | 0.88906 | 0.93816 | 0.17056 | 0.30188 | 0.86444 | 0.19393 | 0.2485 | 0 | 0.25604 | 0.7091 | [28 empty] | distr_solelc_spv_CHN_065 | 0 | 0.36627 | 0.025344 | 0.0048325 | 0.51627 | 0.20632 | 0.0096043 | 0.39298 | 0.19779 | 0 | 0.37108 | 0.06127 | distr_solelc_spv_CHN_065 | DEF_C | OUT | 0.51627
distr_solelc_spv_CHN_066 | DEF_E | 0 | 0.30224 | 0.84773 | 0.93074 | 0.17159 | 0.25969 | 0.85531 | 0.20875 | 0.21073 | 0 | 0.25674 | 0.62563 | [28 empty] | distr_solelc_spv_CHN_066 | 0 | 0.36478 | 0.045611 | 0.0051784 | 0.54045 | 0.2605 | 0.012012 | 0.39704 | 0.24517 | 0 | 0.36873 | 0.098486 | distr_solelc_spv_CHN_066 | DEF_C | OUT | 0.54045
distr_solelc_spv_CHN_067 | DEF_E | 0 | 0.27431 | 0.84785 | 0.93715 | 0.16933 | 0.27463 | 0.87041 | 0.21571 | 0.22611 | 0 | 0.2618 | 0.64513 | [28 empty] | distr_solelc_spv_CHN_067 | 0 | 0.36782 | 0.037779 | 0.0046109 | 0.54329 | 0.24996 | 0.0096007 | 0.39172 | 0.2263 | 0 | 0.367 | 0.08345 | distr_solelc_spv_CHN_067 | DEF_C | OUT | 0.54329
distr_solelc_spv_CHN_068 | DEF_E | 0 | 0.31689 | 0.70698 | 0.90669 | 0.18766 | 0.17703 | 0.81395 | 0.18956 | 0.1643 | 0.99101 | 0.26961 | 0.49968 | [28 empty] | distr_solelc_spv_CHN_068 | 0 | 0.33548 | 0.086226 | 0.0093053 | 0.52454 | 0.36349 | 0.020837 | 0.42024 | 0.31968 | 0.0007931 | 0.3543 | 0.12776 | distr_solelc_spv_CHN_068 | DEF_C | OUT | 0.52454
distr_solelc_spv_CHN_069 | DEF_E | 0 | 0.33583 | 0.80684 | 0.91693 | 0.22118 | 0.23028 | 0.81645 | 0.21201 | 0.22473 | 0.996 | 0.28045 | 0.58161 | [28 empty] | distr_solelc_spv_CHN_069 | 0 | 0.30925 | 0.048711 | 0.0082117 | 0.47923 | 0.2757 | 0.019813 | 0.4052 | 0.28205 | 0.00042163 | 0.33808 | 0.10451 | distr_solelc_spv_CHN_069 | DEF_C | OUT | 0.47923
distr_solelc_spv_CHN_070 | DEF_E | 0 | 0.32946 | 0.79014 | 0.92172 | 0.20978 | 0.2306 | 0.81724 | 0.21033 | 0.20725 | 0.996 | 0.27767 | 0.56782 | [28 empty] | distr_solelc_spv_CHN_070 | 0 | 0.31686 | 0.05398 | 0.0073836 | 0.49907 | 0.30833 | 0.017544 | 0.40492 | 0.27591 | 0.0002695 | 0.34887 | 0.10107 | distr_solelc_spv_CHN_070 | DEF_C | OUT | 0.49907
distr_solelc_spv_CHN_071 | DEF_E | 0 | 0.30417 | 0.76018 | 0.93778 | 0.18551 | 0.19068 | 0.8441 | 0.20224 | 0.20807 | 0 | 0.24343 | 0.5487 | [28 empty] | distr_solelc_spv_CHN_071 | 0 | 0.37536 | 0.079668 | 0.0055951 | 0.52238 | 0.33643 | 0.012207 | 0.41691 | 0.27495 | 0 | 0.39299 | 0.12807 | distr_solelc_spv_CHN_071 | DEF_C | OUT | 0.52238
distr_solelc_spv_CHN_072 | DEF_E | 0 | 0.31698 | 0.71643 | 0.92846 | 0.19079 | 0.17336 | 0.83074 | 0.20285 | 0.18181 | 0.996 | 0.25534 | 0.52828 | [28 empty] | distr_solelc_spv_CHN_072 | 0 | 0.34316 | 0.084705 | 0.0071546 | 0.54689 | 0.3767 | 0.015756 | 0.41585 | 0.29793 | 0.00033777 | 0.3794 | 0.13019 | distr_solelc_spv_CHN_072 | DEF_C | OUT | 0.54689
distr_solelc_spv_CHN_073 | DEF_E | 0 | 0.3124 | 0.81651 | 0.93233 | 0.18217 | 0.21648 | 0.83945 | 0.20848 | 0.22007 | 0 | 0.25396 | 0.58926 | [28 empty] | distr_solelc_spv_CHN_073 | 0 | 0.35845 | 0.057852 | 0.0057148 | 0.51697 | 0.29217 | 0.013471 | 0.40192 | 0.25288 | 0 | 0.37999 | 0.11381 | distr_solelc_spv_CHN_073 | DEF_C | OUT | 0.51697
distr_solelc_spv_CHN_074 | DEF_E | 0 | 0.29831 | 0.80554 | 0.93423 | 0.17545 | 0.21585 | 0.85793 | 0.19945 | 0.19492 | 0 | 0.24478 | 0.58435 | [28 empty] | distr_solelc_spv_CHN_074 | 0 | 0.37333 | 0.060241 | 0.0046457 | 0.53449 | 0.29388 | 0.010936 | 0.41541 | 0.26576 | 0 | 0.3853 | 0.11241 | distr_solelc_spv_CHN_074 | DEF_C | OUT | 0.53449
distr_solelc_spv_CHN_075 | DEF_E | 0 | 0.33845 | 0.85356 | 0.92511 | 0.20266 | 0.2635 | 0.83152 | 0.22949 | 0.25009 | 0 | 0.25923 | 0.6445 | [28 empty] | distr_solelc_spv_CHN_075 | 0 | 0.32494 | 0.034865 | 0.0063628 | 0.48812 | 0.23776 | 0.016684 | 0.3862 | 0.2431 | 0 | 0.355 | 0.092069 | distr_solelc_spv_CHN_075 | DEF_C | OUT | 0.48812
distr_solelc_spv_CHN_076 | DEF_E | 0 | 0.31804 | 0.84317 | 0.91975 | 0.183 | 0.23035 | 0.82699 | 0.21208 | 0.22247 | 0 | 0.25543 | 0.60874 | [28 empty] | distr_solelc_spv_CHN_076 | 0 | 0.3438 | 0.043755 | 0.0059619 | 0.50765 | 0.26534 | 0.014451 | 0.38958 | 0.24592 | 0 | 0.36592 | 0.099742 | distr_solelc_spv_CHN_076 | DEF_C | OUT | 0.50765
distr_solelc_spv_CHN_077 | DEF_E | 0 | 0.35902 | 0.88672 | 0.92779 | 0.20368 | 0.29792 | 0.83328 | 0.23918 | 0.26765 | 0 | 0.27893 | 0.67163 | [28 empty] | distr_solelc_spv_CHN_077 | 0 | 0.31135 | 0.02537 | 0.0067814 | 0.47928 | 0.21657 | 0.016754 | 0.38467 | 0.23879 | 0 | 0.34307 | 0.072979 | distr_solelc_spv_CHN_077 | DEF_C | OUT | 0.47928
distr_solelc_spv_CHN_078 | DEF_E | 0 | 0.33636 | 0.87105 | 0.92813 | 0.18452 | 0.27606 | 0.84443 | 0.2201 | 0.25731 | 0 | 0.26872 | 0.6615 | [28 empty] | distr_solelc_spv_CHN_078 | 0 | 0.32795 | 0.029522 | 0.0060256 | 0.50085 | 0.22071 | 0.013661 | 0.38223 | 0.22558 | 0 | 0.34791 | 0.078175 | distr_solelc_spv_CHN_078 | DEF_C | OUT | 0.50085
distr_solelc_spv_CHN_079 | DEF_E | 0 | 0.36094 | 0.88364 | 0.91594 | 0.21276 | 0.27874 | 0.81112 | 0.2354 | 0.26052 | 0 | 0.28407 | 0.66471 | [28 empty] | distr_solelc_spv_CHN_079 | 0 | 0.28538 | 0.027754 | 0.0091376 | 0.48139 | 0.23728 | 0.023299 | 0.39485 | 0.2667 | 0 | 0.31996 | 0.076869 | distr_solelc_spv_CHN_079 | DEF_C | OUT | 0.48139
distr_solelc_spv_CHN_080 | DEF_E | 0 | 0.36014 | 0.89247 | 0.92178 | 0.20351 | 0.29037 | 0.80249 | 0.24152 | 0.25228 | 0 | 0.27824 | 0.68605 | [28 empty] | distr_solelc_spv_CHN_080 | 0 | 0.29685 | 0.023996 | 0.008331 | 0.4733 | 0.22264 | 0.021632 | 0.38965 | 0.25969 | 0 | 0.32966 | 0.070944 | distr_solelc_spv_CHN_080 | DEF_C | OUT | 0.4733
distr_solelc_spv_CHN_081 | DEF_E | 0 | 0.3482 | 0.84393 | 0.90853 | 0.22832 | 0.2514 | 0.80461 | 0.22427 | 0.21604 | 0.997 | 0.28184 | 0.62189 | [28 empty] | distr_solelc_spv_CHN_081 | 0 | 0.28902 | 0.036746 | 0.0084619 | 0.46925 | 0.24653 | 0.022914 | 0.40007 | 0.27701 | 0.00024129 | 0.32104 | 0.08694 | distr_solelc_spv_CHN_081 | DEF_C | OUT | 0.46925
distr_solelc_spv_CHN_082 | DEF_E | 0 | 0.33228 | 0.83834 | 0.91921 | 0.21427 | 0.24311 | 0.82089 | 0.23126 | 0.23064 | 0.999 | 0.26514 | 0.60926 | [28 empty] | distr_solelc_spv_CHN_082 | 0 | 0.30712 | 0.038017 | 0.007096 | 0.48455 | 0.24755 | 0.018502 | 0.38156 | 0.25293 | 1.1906e-05 | 0.34131 | 0.094186 | distr_solelc_spv_CHN_082 | DEF_C | OUT | 0.48455
distr_solelc_spv_CHN_083 | DEF_E | 0 | 0.23619 | 0.84771 | 0.94817 | 0.15564 | 0.31849 | 0.86703 | 0.15711 | 0.23309 | 0 | 0.19822 | 0.70074 | [28 empty] | distr_solelc_spv_CHN_083 | 0 | 0.4336 | 0.041546 | 0.0021655 | 0.54894 | 0.20363 | 0.0084372 | 0.48465 | 0.21912 | 0 | 0.44546 | 0.068212 | distr_solelc_spv_CHN_083 | DEF_C | OUT | 0.54894
distr_solelc_spv_CHN_084 | DEF_E | 0 | 0.23935 | 0.79025 | 0.94971 | 0.1603 | 0.27908 | 0.87295 | 0.16392 | 0.23256 | 0 | 0.19372 | 0.64222 | [28 empty] | distr_solelc_spv_CHN_084 | 0 | 0.43875 | 0.061442 | 0.0017705 | 0.54772 | 0.22984 | 0.0077866 | 0.48322 | 0.23185 | 0 | 0.4574 | 0.085649 | distr_solelc_spv_CHN_084 | DEF_C | OUT | 0.54772
distr_solelc_spv_CHN_085 | DEF_E | 0 | 0.29164 | 0.92222 | 0.93772 | 0.14433 | 0.3105 | 0.84471 | 0.18171 | 0.22635 | 0 | 0.24008 | 0.74779 | [28 empty] | distr_solelc_spv_CHN_085 | 0 | 0.36378 | 0.019625 | 0.0065133 | 0.55986 | 0.21742 | 0.01353 | 0.44912 | 0.23666 | 0 | 0.38193 | 0.051787 | distr_solelc_spv_CHN_085 | DEF_C | OUT | 0.55986
distr_solelc_spv_CHN_086 | DEF_E | 0 | 0.24826 | 0.82391 | 0.9375 | 0.14221 | 0.28629 | 0.85654 | 0.13486 | 0.18141 | 0 | 0.19234 | 0.65915 | [28 empty] | distr_solelc_spv_CHN_086 | 0 | 0.41339 | 0.04112 | 0.0030319 | 0.56491 | 0.23335 | 0.010023 | 0.50117 | 0.25285 | 0 | 0.43919 | 0.078318 | distr_solelc_spv_CHN_086 | DEF_C | OUT | 0.56491
distr_solelc_spv_CHN_087 | DEF_E | 0 | 0.23474 | 0.75023 | 0.94016 | 0.11831 | 0.16882 | 0.86693 | 0.12784 | 0.1574 | 0 | 0.16774 | 0.555 | [28 empty] | distr_solelc_spv_CHN_087 | 0 | 0.43442 | 0.076897 | 0.0038162 | 0.60887 | 0.35952 | 0.012089 | 0.55064 | 0.33579 | 0 | 0.49728 | 0.12883 | distr_solelc_spv_CHN_087 | DEF_C | OUT | 0.60887
distr_solelc_spv_CHN_088 | DEF_E | 0 | 0.22736 | 0.82233 | 0.94406 | 0.11572 | 0.2542 | 0.86727 | 0.12796 | 0.18731 | 0 | 0.15397 | 0.6649 | [28 empty] | distr_solelc_spv_CHN_088 | 0 | 0.43405 | 0.044121 | 0.0028734 | 0.59501 | 0.25932 | 0.010366 | 0.54078 | 0.28317 | 0 | 0.50205 | 0.084877 | distr_solelc_spv_CHN_088 | DEF_C | OUT | 0.59501
distr_solelc_spv_CHN_089 | DEF_E | 0 | 0.21236 | 0.80301 | 0.9486 | 0.12201 | 0.2736 | 0.87121 | 0.15432 | 0.20856 | 0 | 0.14929 | 0.66253 | [28 empty] | distr_solelc_spv_CHN_089 | 0 | 0.46302 | 0.04132 | 0.00261 | 0.6037 | 0.24938 | 0.010187 | 0.51922 | 0.26933 | 0 | 0.51352 | 0.077606 | distr_solelc_spv_CHN_089 | DEF_C | OUT | 0.6037
distr_solelc_spv_CHN_090 | DEF_E | 0 | 0.22722 | 0.65505 | 0.94179 | 0.13656 | 0.16401 | 0.87741 | 0.11887 | 0.11927 | 0 | 0.17023 | 0.48725 | [28 empty] | distr_solelc_spv_CHN_090 | 0 | 0.44494 | 0.099193 | 0.0033779 | 0.57666 | 0.35515 | 0.013207 | 0.55932 | 0.37663 | 0 | 0.4894 | 0.14211 | distr_solelc_spv_CHN_090 | DEF_C | OUT | 0.57666
distr_solelc_spv_CHN_091 | DEF_E | 0 | 0.22506 | 0.79801 | 0.94059 | 0.12056 | 0.22395 | 0.86088 | 0.11415 | 0.14557 | 0 | 0.16161 | 0.62212 | [28 empty] | distr_solelc_spv_CHN_091 | 0 | 0.43265 | 0.05524 | 0.0044706 | 0.59615 | 0.30668 | 0.013427 | 0.54863 | 0.31416 | 0 | 0.48142 | 0.085971 | distr_solelc_spv_CHN_091 | DEF_C | OUT | 0.59615
distr_solelc_spv_CHN_092 | DEF_E | 0 | 0.21824 | 0.8162 | 0.95865 | 0.11224 | 0.23975 | 0.87546 | 0.1097 | 0.15528 | 0 | 0.13731 | 0.67502 | [28 empty] | distr_solelc_spv_CHN_092 | 0 | 0.45357 | 0.050755 | 0.003635 | 0.61126 | 0.2874 | 0.012755 | 0.56889 | 0.32512 | 0 | 0.52874 | 0.084153 | distr_solelc_spv_CHN_092 | DEF_C | OUT | 0.61126
distr_solelc_spv_CHN_093 | DEF_E | 0 | 0.21473 | 0.7133 | 0.95112 | 0.12352 | 0.20639 | 0.87469 | 0.12024 | 0.15375 | 0 | 0.14892 | 0.56444 | [28 empty] | distr_solelc_spv_CHN_093 | 0 | 0.46707 | 0.079412 | 0.0024307 | 0.59722 | 0.31331 | 0.011765 | 0.55604 | 0.34005 | 0 | 0.5213 | 0.11994 | distr_solelc_spv_CHN_093 | DEF_C | OUT | 0.59722
distr_solelc_spv_CHN_094 | DEF_E | 0 | 0.30617 | 0.87762 | 0.93112 | 0.15127 | 0.25711 | 0.84622 | 0.12029 | 0.17492 | 0 | 0.21802 | 0.69493 | [28 empty] | distr_solelc_spv_CHN_094 | 0 | 0.32209 | 0.029091 | 0.0085902 | 0.54973 | 0.29409 | 0.017713 | 0.51657 | 0.28047 | 0 | 0.39301 | 0.071526 | distr_solelc_spv_CHN_094 | DEF_C | OUT | 0.54973
distr_solelc_spv_CHN_095 | DEF_E | 0 | 0.24642 | 0.81401 | 0.93424 | 0.15259 | 0.26507 | 0.85533 | 0.14523 | 0.17553 | 0 | 0.19474 | 0.62887 | [28 empty] | distr_solelc_spv_CHN_095 | 0 | 0.42077 | 0.045543 | 0.0052745 | 0.58702 | 0.29239 | 0.013236 | 0.51153 | 0.26235 | 0 | 0.45682 | 0.077173 | distr_solelc_spv_CHN_095 | DEF_C | OUT | 0.58702
distr_solelc_spv_CHN_096 | DEF_E | 0 | 0.26886 | 0.83759 | 0.93223 | 0.1575 | 0.25818 | 0.85219 | 0.1255 | 0.16721 | 0 | 0.19972 | 0.64735 | [28 empty] | distr_solelc_spv_CHN_096 | 0 | 0.33867 | 0.035594 | 0.0061004 | 0.53601 | 0.27452 | 0.014574 | 0.51571 | 0.26639 | 0 | 0.41522 | 0.074743 | distr_solelc_spv_CHN_096 | DEF_C | OUT | 0.53601
distr_solelc_spv_CHN_097 | DEF_E | 0 | 0.32822 | 0.69639 | 0.91274 | 0.17994 | 0.16389 | 0.81511 | 0.14442 | 0.13586 | 0.99169 | 0.256 | 0.48167 | [28 empty] | distr_solelc_spv_CHN_097 | 0 | 0.31165 | 0.084158 | 0.014509 | 0.5393 | 0.43534 | 0.025328 | 0.51835 | 0.39003 | 0.00103 | 0.37596 | 0.15385 | distr_solelc_spv_CHN_097 | DEF_C | OUT | 0.5393
distr_solelc_spv_CHN_098 | DEF_E | 0 | 0.31003 | 0.6312 | 0.91897 | 0.17153 | 0.16551 | 0.82353 | 0.13839 | 0.12832 | 0.99201 | 0.23288 | 0.44312 | [28 empty] | distr_solelc_spv_CHN_098 | 0 | 0.32884 | 0.10271 | 0.011717 | 0.53388 | 0.41055 | 0.020883 | 0.51528 | 0.38627 | 0.00076971 | 0.40368 | 0.1674 | distr_solelc_spv_CHN_098 | DEF_C | OUT | 0.53388
distr_solelc_spv_CHN_099 | DEF_E | 0 | 0.24114 | 0.64744 | 0.94814 | 0.12739 | 0.13274 | 0.88894 | 0.13206 | 0.13334 | 0 | 0.17258 | 0.44817 | [28 empty] | distr_solelc_spv_CHN_099 | 0 | 0.4385 | 0.12034 | 0.0051975 | 0.6072 | 0.42774 | 0.013649 | 0.5473 | 0.38329 | 0 | 0.49779 | 0.18124 | distr_solelc_spv_CHN_099 | DEF_C | OUT | 0.6072
distr_solelc_spv_CHN_100 | DEF_E | 0 | 0.26385 | 0.4348 | 0.93972 | 0.14605 | 0.12586 | 0.87331 | 0.14317 | 0.11511 | 0.99401 | 0.18194 | 0.32422 | [28 empty] | distr_solelc_spv_CHN_100 | 0 | 0.42284 | 0.20243 | 0.0093988 | 0.58902 | 0.45634 | 0.019681 | 0.53842 | 0.43071 | 0.00024672 | 0.49818 | 0.24257 | distr_solelc_spv_CHN_100 | DEF_C | OUT | 0.58902
distr_solelc_spv_CHN_101 | DEF_E | 0 | 0.26693 | 0.71438 | 0.93259 | 0.14333 | 0.14768 | 0.84314 | 0.12854 | 0.12356 | 0 | 0.18946 | 0.49704 | [28 empty] | distr_solelc_spv_CHN_101 | 0 | 0.39922 | 0.087994 | 0.0062915 | 0.57439 | 0.40078 | 0.014708 | 0.53612 | 0.35572 | 0 | 0.45649 | 0.15173 | distr_solelc_spv_CHN_101 | DEF_C | OUT | 0.57439
distr_solelc_spv_CHN_102 | DEF_E | 0 | 0.2759 | 0.51393 | 0.93443 | 0.15508 | 0.14223 | 0.86051 | 0.14146 | 0.12673 | 0.99301 | 0.19529 | 0.35917 | [28 empty] | distr_solelc_spv_CHN_102 | 0 | 0.4084 | 0.16415 | 0.0096891 | 0.56898 | 0.43093 | 0.017835 | 0.5173 | 0.3698 | 0.00042457 | 0.46152 | 0.19878 | distr_solelc_spv_CHN_102 | DEF_C | OUT | 0.56898
distr_solelc_spv_CHN_103 | DEF_E | 0 | 0.1667 | 0.51213 | 0.99407 | 0.15209 | 0.24025 | 0.97916 | 0.23332 | 0.26838 | 0 | 0.23508 | 0.54073 | [28 empty] | distr_solelc_spv_CHN_103 | 0 | 0.50947 | 0.1406 | 8.8118e-08 | 0.50369 | 0.21742 | 6.819e-07 | 0.29826 | 0.11697 | 0 | 0.38886 | 0.074336 | distr_solelc_spv_CHN_103 | DEF_C | OUT | 0.50947
distr_solelc_spv_CHN_104 | DEF_E | 0 | 0.23096 | 0.58522 | 0 | 0.13315 | 0.32219 | 0 | 0.23338 | 0.28782 | 0 | 0.24988 | 0.64469 | [28 empty] | distr_solelc_spv_CHN_104 | 0 | 0.40288 | 0.10333 | 0 | 0.51768 | 0.18333 | 0 | 0.33221 | 0.12767 | 0 | 0.35784 | 0.06321 | distr_solelc_spv_CHN_104 | DEF_C | OUT | 0.51768
distr_solelc_spv_CHN_105 | DEF_E | 0 | 0.1791 | 0.54974 | 0 | 0.13083 | 0.2665 | 0 | 0.22476 | 0.26148 | 0 | 0.22739 | 0.5672 | [28 empty] | distr_solelc_spv_CHN_105 | 0 | 0.47874 | 0.12788 | 0 | 0.525 | 0.20442 | 0 | 0.31768 | 0.12387 | 0 | 0.38185 | 0.068148 | distr_solelc_spv_CHN_105 | DEF_C | OUT | 0.525
distr_solelc_spv_CHN_106 | DEF_E | 0 | 0.28575 | 0.30977 | 0.95437 | 0.20193 | 0.15807 | 0.91385 | 0.23105 | 0.19256 | 0 | 0.29226 | 0.37558 | [28 empty] | distr_solelc_spv_CHN_106 | 0 | 0.40012 | 0.2755 | 0.0045456 | 0.49677 | 0.33236 | 0.0078901 | 0.38444 | 0.25693 | 0 | 0.35325 | 0.18043 | distr_solelc_spv_CHN_106 | DEF_C | OUT | 0.49677
distr_solelc_spv_CHN_107 | DEF_E | 0 | 0.29475 | 0.35936 | 0.95844 | 0.26753 | 0.23666 | 0.91474 | 0.23813 | 0.21909 | 0 | 0.36921 | 0.46765 | [28 empty] | distr_solelc_spv_CHN_107 | 0 | 0.36486 | 0.22179 | 0.0031906 | 0.3961 | 0.23668 | 0.0071639 | 0.38731 | 0.23133 | 0 | 0.26582 | 0.1282 | distr_solelc_spv_CHN_107 | DEF_C | OUT | 0.3961
distr_solelc_spv_CHN_108 | DEF_E | 0 | 0.37939 | 0.4469 | 0.97899 | 0.24365 | 0.20817 | 0.92877 | 0.23173 | 0.21677 | 0 | 0.36453 | 0.494 | [28 empty] | distr_solelc_spv_CHN_108 | 0 | 0.27361 | 0.16465 | 0.0016171 | 0.41683 | 0.2674 | 0.0065836 | 0.38165 | 0.23559 | 0 | 0.29364 | 0.1341 | distr_solelc_spv_CHN_108 | DEF_C | OUT | 0.41683
distr_solelc_spv_CHN_109 | DEF_E | 0 | 0.35238 | 0.3882 | 0.97306 | 0.23877 | 0.20571 | 0.92388 | 0.24147 | 0.24343 | 0 | 0.36506 | 0.47707 | [28 empty] | distr_solelc_spv_CHN_109 | 0 | 0.344 | 0.22192 | 0.0026427 | 0.45176 | 0.29021 | 0.0065441 | 0.38422 | 0.22708 | 0 | 0.30493 | 0.14304 | distr_solelc_spv_CHN_109 | DEF_C | OUT | 0.45176
distr_solelc_spv_CHN_110 | DEF_E | 0 | 0.30188 | 0.29523 | 0.96086 | 0.2015 | 0.13946 | 0.91782 | 0.25236 | 0.19406 | 0 | 0.29608 | 0.35187 | [28 empty] | distr_solelc_spv_CHN_110 | 0 | 0.34278 | 0.23247 | 0.0044991 | 0.46344 | 0.33798 | 0.0070125 | 0.33306 | 0.2331 | 0 | 0.33543 | 0.18276 | distr_solelc_spv_CHN_110 | DEF_C | OUT | 0.46344
distr_solelc_spv_CHN_111 | DEF_E | 0 | 0.35184 | 0.37622 | 0.97189 | 0.22931 | 0.16448 | 0.92185 | 0.23265 | 0.20626 | 0 | 0.33803 | 0.44223 | [28 empty] | distr_solelc_spv_CHN_111 | 0 | 0.30452 | 0.20411 | 0.0029894 | 0.44642 | 0.30841 | 0.0068031 | 0.3722 | 0.22516 | 0 | 0.31235 | 0.15174 | distr_solelc_spv_CHN_111 | DEF_C | OUT | 0.44642
distr_solelc_spv_CHN_112 | DEF_E | 0 | 0.29018 | 0.43678 | 0.94471 | 0.21991 | 0.18877 | 0.90019 | 0.23751 | 0.20189 | 0.995 | 0.25308 | 0.37759 | [28 empty] | distr_solelc_spv_CHN_112 | 0 | 0.36463 | 0.15035 | 0.0054747 | 0.48153 | 0.33864 | 0.01002 | 0.39398 | 0.28377 | 0.0002419 | 0.38818 | 0.16016 | distr_solelc_spv_CHN_112 | DEF_C | OUT | 0.48153
distr_solelc_spv_CHN_113 | DEF_E | 0 | 0.29579 | 0.46677 | 0.95013 | 0.25626 | 0.27214 | 0.91184 | 0.22659 | 0.18534 | 0.997 | 0.27263 | 0.39998 | [28 empty] | distr_solelc_spv_CHN_113 | 0 | 0.35873 | 0.12892 | 0.0043705 | 0.45633 | 0.29381 | 0.0084799 | 0.39071 | 0.26852 | 5.508e-05 | 0.37857 | 0.15267 | distr_solelc_spv_CHN_113 | DEF_C | OUT | 0.45633
distr_solelc_spv_CHN_114 | DEF_E | 0 | 0.28875 | 0.4665 | 0.94839 | 0.24645 | 0.23909 | 0.91154 | 0.23445 | 0.19272 | 0.996 | 0.26221 | 0.39863 | [28 empty] | distr_solelc_spv_CHN_114 | 0 | 0.37099 | 0.13735 | 0.0045116 | 0.47166 | 0.30975 | 0.0084244 | 0.38512 | 0.26784 | 3.7257e-05 | 0.38876 | 0.15097 | distr_solelc_spv_CHN_114 | DEF_C | OUT | 0.47166
distr_solelc_spv_CHN_115 | DEF_E | 0 | 0.2896 | 0.52206 | 0.96044 | 0.2288 | 0.21976 | 0.91533 | 0.23944 | 0.20011 | 0 | 0.2439 | 0.41771 | [28 empty] | distr_solelc_spv_CHN_115 | 0 | 0.35275 | 0.11044 | 0.0029707 | 0.4911 | 0.3108 | 0.0072203 | 0.38709 | 0.26433 | 0 | 0.38418 | 0.13467 | distr_solelc_spv_CHN_115 | DEF_C | OUT | 0.4911
distr_solelc_spv_CHN_116 | DEF_E | 0 | 0.2701 | 0.62447 | 0.94762 | 0.19494 | 0.19887 | 0.89473 | 0.20955 | 0.20735 | 0.999 | 0.24402 | 0.48199 | [28 empty] | distr_solelc_spv_CHN_116 | 0 | 0.3971 | 0.10976 | 0.0034944 | 0.50018 | 0.30602 | 0.0081977 | 0.41059 | 0.25763 | 3.401e-06 | 0.39391 | 0.13307 | distr_solelc_spv_CHN_116 | DEF_C | OUT | 0.50018
distr_solelc_spv_CHN_117 | DEF_E | 0 | 0.30189 | 0.45082 | 0.94231 | 0.20874 | 0.18159 | 0.88717 | 0.22946 | 0.23341 | 0.995 | 0.2562 | 0.38172 | [28 empty] | distr_solelc_spv_CHN_117 | 0 | 0.36195 | 0.15369 | 0.0050149 | 0.48111 | 0.3305 | 0.0098944 | 0.38573 | 0.2689 | 0.00019867 | 0.37966 | 0.16008 | distr_solelc_spv_CHN_117 | DEF_C | OUT | 0.48111
distr_solelc_spv_CHN_118 | DEF_E | 0 | 0.28684 | 0.45186 | 0.93832 | 0.20855 | 0.17411 | 0.87046 | 0.23743 | 0.2218 | 0.99401 | 0.24623 | 0.36711 | [28 empty] | distr_solelc_spv_CHN_118 | 0 | 0.38972 | 0.16906 | 0.0057477 | 0.48506 | 0.34552 | 0.011165 | 0.39059 | 0.26571 | 0.0005103 | 0.39066 | 0.17642 | distr_solelc_spv_CHN_118 | DEF_C | OUT | 0.48506
distr_solelc_spv_CHN_119 | DEF_E | 0 | 0.28663 | 0.69409 | 0.94032 | 0.19635 | 0.17839 | 0.8586 | 0.19999 | 0.18616 | 0.998 | 0.23508 | 0.50419 | [28 empty] | distr_solelc_spv_CHN_119 | 0 | 0.39021 | 0.097125 | 0.004553 | 0.51125 | 0.32907 | 0.010431 | 0.42843 | 0.27529 | 1.1234e-05 | 0.40133 | 0.13508 | distr_solelc_spv_CHN_119 | DEF_C | OUT | 0.51125
distr_solelc_spv_CHN_120 | DEF_E | 0 | 0.30832 | 0.6341 | 0.9267 | 0.18428 | 0.17688 | 0.84597 | 0.18791 | 0.15631 | 0.99201 | 0.24718 | 0.4567 | [28 empty] | distr_solelc_spv_CHN_120 | 0 | 0.36619 | 0.1085 | 0.0073385 | 0.53984 | 0.37099 | 0.015549 | 0.43699 | 0.30843 | 0.00061859 | 0.39035 | 0.1536 | distr_solelc_spv_CHN_120 | DEF_C | OUT | 0.53984
distr_solelc_spv_CHN_121 | DEF_E | 0 | 0.29449 | 0.54647 | 0.92759 | 0.19341 | 0.16402 | 0.85764 | 0.18725 | 0.16449 | 0.99201 | 0.24333 | 0.41385 | [28 empty] | distr_solelc_spv_CHN_121 | 0 | 0.39369 | 0.14054 | 0.0071292 | 0.52287 | 0.37864 | 0.014803 | 0.44824 | 0.31122 | 0.00072376 | 0.40283 | 0.16744 | distr_solelc_spv_CHN_121 | DEF_C | OUT | 0.52287
distr_solelc_spv_CHN_122 | DEF_E | 0 | 0.25099 | 0.44235 | 0.94658 | 0.18919 | 0.19023 | 0.91166 | 0.22265 | 0.22313 | 0.997 | 0.25571 | 0.41214 | [28 empty] | distr_solelc_spv_CHN_122 | 0 | 0.45207 | 0.20317 | 0.0033555 | 0.54273 | 0.34098 | 0.010334 | 0.45128 | 0.28715 | 3.4114e-06 | 0.40959 | 0.15518 | distr_solelc_spv_CHN_122 | DEF_C | OUT | 0.54273
distr_solelc_spv_CHN_123 | DEF_E | 0 | 0.24177 | 0.44409 | 0.94366 | 0.17049 | 0.17473 | 0.90518 | 0.19709 | 0.19755 | 0.996 | 0.22293 | 0.37274 | [28 empty] | distr_solelc_spv_CHN_123 | 0 | 0.45359 | 0.18465 | 0.0042973 | 0.55773 | 0.37101 | 0.012512 | 0.46947 | 0.32634 | 5.3291e-05 | 0.44434 | 0.1839 | distr_solelc_spv_CHN_123 | DEF_C | OUT | 0.55773
distr_solelc_spv_CHN_124 | DEF_E | 0 | 0.25506 | 0.48019 | 0.94108 | 0.16648 | 0.15711 | 0.87421 | 0.18964 | 0.14961 | 0.995 | 0.2006 | 0.35981 | [28 empty] | distr_solelc_spv_CHN_124 | 0 | 0.43475 | 0.16604 | 0.0051476 | 0.55197 | 0.37981 | 0.015876 | 0.48109 | 0.37657 | 0.00022293 | 0.46206 | 0.20443 | distr_solelc_spv_CHN_124 | DEF_C | OUT | 0.55197
distr_solelc_spv_CHN_125 | DEF_E | 0 | 0.23413 | 0.64775 | 0.94967 | 0.16322 | 0.19797 | 0.88704 | 0.18109 | 0.20449 | 0 | 0.20521 | 0.49843 | [28 empty] | distr_solelc_spv_CHN_125 | 0 | 0.44652 | 0.10758 | 0.0022998 | 0.55498 | 0.31375 | 0.010282 | 0.47168 | 0.30454 | 0 | 0.44832 | 0.13507 | distr_solelc_spv_CHN_125 | DEF_C | OUT | 0.55498
distr_solelc_spv_CHN_126 | DEF_E | 0 | 0.24043 | 0.71512 | 0.94069 | 0.15593 | 0.21529 | 0.87376 | 0.15606 | 0.18178 | 0 | 0.19624 | 0.53233 | [28 empty] | distr_solelc_spv_CHN_126 | 0 | 0.43326 | 0.081156 | 0.0023302 | 0.554 | 0.29157 | 0.01032 | 0.49746 | 0.30251 | 0 | 0.4584 | 0.12845 | distr_solelc_spv_CHN_126 | DEF_C | OUT | 0.554
distr_solelc_spv_CHN_127 | DEF_E | 0 | 0.24555 | 0.80203 | 0.96411 | 0.16158 | 0.32384 | 0.89791 | 0.2057 | 0.27204 | 0 | 0.21571 | 0.69961 | [28 empty] | distr_solelc_spv_CHN_127 | 0 | 0.39522 | 0.034331 | 0.001523 | 0.52256 | 0.18944 | 0.0045711 | 0.41632 | 0.17986 | 0 | 0.40606 | 0.046754 | distr_solelc_spv_CHN_127 | DEF_C | OUT | 0.52256
distr_solelc_spv_CHN_128 | DEF_E | 0 | 0.25134 | 0.77393 | 0.97301 | 0.18277 | 0.31542 | 0.90522 | 0.18572 | 0.23926 | 0 | 0.21876 | 0.6624 | [28 empty] | distr_solelc_spv_CHN_128 | 0 | 0.39239 | 0.037873 | 0.001045 | 0.49908 | 0.1917 | 0.0038328 | 0.43259 | 0.19109 | 0 | 0.40792 | 0.051406 | distr_solelc_spv_CHN_128 | DEF_C | OUT | 0.49908
distr_solelc_spv_CHN_129 | DEF_E | 0 | 0.23454 | 0.81838 | 0.95461 | 0.15617 | 0.30246 | 0.8807 | 0.19576 | 0.24071 | 0 | 0.19892 | 0.70199 | [28 empty] | distr_solelc_spv_CHN_129 | 0 | 0.4232 | 0.043714 | 0.0017123 | 0.5313 | 0.19688 | 0.0057606 | 0.43051 | 0.19167 | 0 | 0.42967 | 0.058874 | distr_solelc_spv_CHN_129 | DEF_C | OUT | 0.5313
distr_solelc_spv_CHN_130 | DEF_E | 0 | 0.23728 | 0.75134 | 0.95257 | 0.16338 | 0.24648 | 0.88576 | 0.1803 | 0.23147 | 0 | 0.20546 | 0.60888 | [28 empty] | distr_solelc_spv_CHN_130 | 0 | 0.43448 | 0.072989 | 0.0014454 | 0.54679 | 0.25077 | 0.0076607 | 0.46351 | 0.24642 | 0 | 0.44597 | 0.088862 | distr_solelc_spv_CHN_130 | DEF_C | OUT | 0.54679
distr_solelc_spv_CHN_131 | DEF_E | 0 | 0.27742 | 0.6107 | 0.97837 | 0.24625 | 0.25621 | 0.92861 | 0.20317 | 0.21186 | 0 | 0.27685 | 0.50953 | [28 empty] | distr_solelc_spv_CHN_131 | 0 | 0.37105 | 0.085458 | 0.0010257 | 0.44963 | 0.25444 | 0.0065008 | 0.42839 | 0.25512 | 0 | 0.35835 | 0.094926 | distr_solelc_spv_CHN_131 | DEF_C | OUT | 0.44963
distr_solelc_spv_CHN_132 | DEF_E | 0 | 0.28166 | 0.50219 | 0.96385 | 0.24077 | 0.22518 | 0.92108 | 0.24017 | 0.22077 | 0 | 0.30361 | 0.47054 | [28 empty] | distr_solelc_spv_CHN_132 | 0 | 0.37799 | 0.13399 | 0.00183 | 0.46368 | 0.27944 | 0.0085908 | 0.39772 | 0.27288 | 0 | 0.33108 | 0.1138 | distr_solelc_spv_CHN_132 | DEF_C | OUT | 0.46368
distr_solelc_spv_CHN_133 | DEF_E | 0 | 0.25201 | 0.60482 | 0.97048 | 0.21988 | 0.22465 | 0.9268 | 0.21884 | 0.24021 | 0 | 0.27324 | 0.51307 | [28 empty] | distr_solelc_spv_CHN_133 | 0 | 0.41699 | 0.10908 | 0.0016245 | 0.49685 | 0.29442 | 0.0074015 | 0.44046 | 0.26779 | 0 | 0.37992 | 0.10068 | distr_solelc_spv_CHN_133 | DEF_C | OUT | 0.49685
distr_solelc_spv_CHN_134 | DEF_E | 0 | 0.23804 | 0.66513 | 0.96018 | 0.18142 | 0.21762 | 0.8999 | 0.18922 | 0.22126 | 0 | 0.22602 | 0.55721 | [28 empty] | distr_solelc_spv_CHN_134 | 0 | 0.44615 | 0.10092 | 0.0016749 | 0.54417 | 0.29912 | 0.008329 | 0.47049 | 0.28127 | 0 | 0.43207 | 0.10874 | distr_solelc_spv_CHN_134 | DEF_C | OUT | 0.54417
distr_solelc_spv_CHN_135 | DEF_E | 0 | 0.25019 | 0.70726 | 0.97465 | 0.20841 | 0.2697 | 0.90496 | 0.19236 | 0.2206 | 0 | 0.24103 | 0.58188 | [28 empty] | distr_solelc_spv_CHN_135 | 0 | 0.40289 | 0.066977 | 0.00053246 | 0.48802 | 0.23778 | 0.0051782 | 0.44529 | 0.23425 | 0 | 0.39685 | 0.080537 | distr_solelc_spv_CHN_135 | DEF_C | OUT | 0.48802
distr_solelc_spv_CHN_136 | DEF_E | 0 | 0.23343 | 0.71766 | 0.96145 | 0.17906 | 0.25858 | 0.89689 | 0.21551 | 0.22733 | 0 | 0.22398 | 0.60921 | [28 empty] | distr_solelc_spv_CHN_136 | 0 | 0.42729 | 0.068466 | 0.00091839 | 0.52748 | 0.24589 | 0.0063764 | 0.4389 | 0.23953 | 0 | 0.41965 | 0.078716 | distr_solelc_spv_CHN_136 | DEF_C | OUT | 0.52748
distr_wofelc_wof_CHN_001 | DEF_E | 0.18617 | 0.18396 | 0.21587 | 0.46221 | 0.44185 | 0.49297 | 0.40486 | 0.37446 | 0.41492 | 0.36608 | 0.36339 | 0.37019 | [28 empty] | distr_wofelc_wof_CHN_001 | 0.64539 | 0.64942 | 0.58609 | 0.13406 | 0.13 | 0.10996 | 0.38462 | 0.42213 | 0.36347 | 0.3877 | 0.39577 | 0.36417 | distr_wonelc_won_CHN_001 | DEF_C | OUT | 0.29627
distr_wofelc_wof_CHN_002 | DEF_E | 0.1726 | 0.19139 | 0.225 | 0.59358 | 0.58683 | 0.62045 | 0.43322 | 0.40539 | 0.42313 | 0.38159 | 0.4049 | 0.39345 | [28 empty] | distr_wofelc_wof_CHN_002 | 0.66891 | 0.64059 | 0.58303 | 0.11894 | 0.11077 | 0.095253 | 0.29444 | 0.32273 | 0.30266 | 0.2756 | 0.29412 | 0.2724 | distr_wonelc_won_CHN_002 | DEF_C | OUT | 0.24326
distr_wofelc_wof_CHN_003 | DEF_E | 0.18065 | 0.17161 | 0.20065 | 0.53081 | 0.5329 | 0.564 | 0.41921 | 0.38818 | 0.42058 | 0.37571 | 0.37804 | 0.38784 | [28 empty] | distr_wofelc_wof_CHN_003 | 0.64772 | 0.63436 | 0.58772 | 0.12143 | 0.1096 | 0.094969 | 0.35738 | 0.39 | 0.34564 | 0.32867 | 0.34658 | 0.31692 | distr_wonelc_won_CHN_003 | DEF_C | OUT | 0.26557
distr_wofelc_wof_CHN_004 | DEF_E | 0.16155 | 0.16147 | 0.15865 | 0.29516 | 0.30652 | 0.27703 | 0.37812 | 0.4159 | 0.38307 | 0.1431 | 0.14517 | 0.12769 | [28 empty] | distr_wofelc_wof_CHN_004 | 0.78654 | 0.77761 | 0.79242 | 0.53456 | 0.52601 | 0.54608 | 0.39539 | 0.35469 | 0.39989 | 0.78143 | 0.77737 | 0.80192 | distr_wonelc_won_CHN_004 | DEF_C | OUT | 0.19132
distr_wofelc_wof_CHN_005 | DEF_E | 0.17335 | 0.15952 | 0.17017 | 0.35645 | 0.37773 | 0.35048 | 0.39059 | 0.43774 | 0.41436 | 0.15597 | 0.15626 | 0.16339 | [28 empty] | distr_wofelc_wof_CHN_005 | 0.79275 | 0.79393 | 0.78924 | 0.46128 | 0.45003 | 0.4794 | 0.31024 | 0.27693 | 0.28556 | 0.78968 | 0.78955 | 0.7854 | distr_wonelc_won_CHN_005 | DEF_C | OUT | 0.29843
distr_wofelc_wof_CHN_006 | DEF_E | 0.17731 | 0.1629 | 0.18674 | 0.40279 | 0.39821 | 0.43343 | 0.39717 | 0.41078 | 0.42905 | 0.21872 | 0.19942 | 0.22034 | [28 empty] | distr_wofelc_wof_CHN_006 | 0.71387 | 0.74065 | 0.66853 | 0.35664 | 0.37908 | 0.33932 | 0.34676 | 0.3216 | 0.2783 | 0.66013 | 0.69653 | 0.64778 | distr_wonelc_won_CHN_006 | DEF_C | OUT | 0.40386
distr_wofelc_wof_CHN_007 | DEF_E | 0.25112 | 0.23184 | 0.30198 | 0.42588 | 0.39899 | 0.44974 | 0.40714 | 0.44371 | 0.46333 | 0.29247 | 0.26791 | 0.33208 | [28 empty] | distr_wofelc_wof_CHN_007 | 0.5036 | 0.52109 | 0.35387 | 0.33497 | 0.36937 | 0.2983 | 0.32859 | 0.3115 | 0.25053 | 0.52768 | 0.56086 | 0.44954 | distr_wonelc_won_CHN_007 | DEF_C | OUT | 0.37574
distr_wofelc_wof_CHN_008 | DEF_E | 0.22012 | 0.19273 | 0.22152 | 0.39095 | 0.38423 | 0.44571 | 0.39707 | 0.42858 | 0.45552 | 0.25767 | 0.23068 | 0.25873 | [28 empty] | distr_wofelc_wof_CHN_008 | 0.60532 | 0.65547 | 0.54701 | 0.33537 | 0.32317 | 0.29388 | 0.36207 | 0.32987 | 0.27804 | 0.61055 | 0.65685 | 0.59393 | distr_wonelc_won_CHN_008 | DEF_C | OUT | 0.3078
distr_wofelc_wof_CHN_009 | DEF_E | 0.33035 | 0.33503 | 0.37494 | 0.364 | 0.39556 | 0.39941 | 0.39685 | 0.4203 | 0.4652 | 0.32239 | 0.31399 | 0.3359 | [28 empty] | distr_wofelc_wof_CHN_009 | 0.43339 | 0.42044 | 0.35876 | 0.37907 | 0.3573 | 0.33328 | 0.37258 | 0.35845 | 0.31118 | 0.47377 | 0.49181 | 0.40494 | distr_wonelc_won_CHN_009 | DEF_C | OUT | 0.26114
distr_wofelc_wof_CHN_010 | DEF_E | 0.35027 | 0.33609 | 0.38264 | 0.29967 | 0.31431 | 0.34846 | 0.3503 | 0.36354 | 0.431 | 0.34657 | 0.3473 | 0.35803 | [28 empty] | distr_wofelc_wof_CHN_010 | 0.44827 | 0.44056 | 0.3804 | 0.5406 | 0.47291 | 0.42939 | 0.46664 | 0.3883 | 0.30901 | 0.4573 | 0.46758 | 0.40317 | distr_wonelc_won_CHN_010 | DEF_C | OUT | 0.34278
distr_wofelc_wof_CHN_011 | DEF_E | 0.34 | 0.34767 | 0.36807 | 0.27479 | 0.31546 | 0.35219 | 0.31929 | 0.35899 | 0.41107 | 0.41432 | 0.41187 | 0.4212 | [28 empty] | distr_wofelc_wof_CHN_011 | 0.37396 | 0.36994 | 0.32202 | 0.50138 | 0.36984 | 0.40073 | 0.45104 | 0.34792 | 0.29146 | 0.35814 | 0.33919 | 0.30984 | distr_wonelc_won_CHN_011 | DEF_C | OUT | 0.38346
distr_wofelc_wof_CHN_012 | DEF_E | 0.29955 | 0.29595 | 0.34966 | 0.28068 | 0.34586 | 0.35104 | 0.33728 | 0.44691 | 0.40212 | 0.35406 | 0.36831 | 0.3944 | [28 empty] | distr_wofelc_wof_CHN_012 | 0.31019 | 0.29294 | 0.25603 | 0.3775 | 0.25932 | 0.29171 | 0.33429 | 0.27761 | 0.23325 | 0.31948 | 0.29055 | 0.27895 | distr_wonelc_won_CHN_012 | DEF_C | OUT | 0.35711
distr_wofelc_wof_CHN_013 | DEF_E | 0.29002 | 0.26493 | 0.30535 | 0.3078 | 0.32671 | 0.32917 | 0.36812 | 0.41388 | 0.40152 | 0.3101 | 0.28846 | 0.3326 | [28 empty] | distr_wofelc_wof_CHN_013 | 0.4364 | 0.45726 | 0.34267 | 0.37528 | 0.366 | 0.34169 | 0.35301 | 0.31073 | 0.28592 | 0.49404 | 0.53414 | 0.43578 | distr_wonelc_won_CHN_013 | DEF_C | OUT | 0.24472
distr_wofelc_wof_CHN_014 | DEF_E | 0.26154 | 0.24149 | 0.28111 | 0.34556 | 0.34979 | 0.3864 | 0.36396 | 0.4295 | 0.42323 | 0.28979 | 0.24557 | 0.29183 | [28 empty] | distr_wofelc_wof_CHN_014 | 0.50372 | 0.54824 | 0.41296 | 0.35383 | 0.33754 | 0.3007 | 0.36132 | 0.31892 | 0.28507 | 0.54025 | 0.60206 | 0.5094 | distr_wonelc_won_CHN_014 | DEF_C | OUT | 0.46429
distr_wofelc_wof_CHN_015 | DEF_E | 0.24701 | 0.23392 | 0.26574 | 0.38497 | 0.39908 | 0.42785 | 0.37838 | 0.42142 | 0.42987 | 0.26731 | 0.2569 | 0.28245 | [28 empty] | distr_wofelc_wof_CHN_015 | 0.55655 | 0.59035 | 0.50429 | 0.31867 | 0.28786 | 0.25853 | 0.37776 | 0.34152 | 0.3026 | 0.5954 | 0.60645 | 0.54923 | distr_wonelc_won_CHN_015 | DEF_C | OUT | 0.22241
distr_wofelc_wof_CHN_016 | DEF_E | 0.28497 | 0.26608 | 0.29196 | 0.38464 | 0.40216 | 0.4208 | 0.38014 | 0.40456 | 0.43203 | 0.28127 | 0.28286 | 0.29481 | [28 empty] | distr_wofelc_wof_CHN_016 | 0.48053 | 0.51038 | 0.41894 | 0.28563 | 0.25308 | 0.22388 | 0.35172 | 0.324 | 0.29465 | 0.50739 | 0.54152 | 0.4677 | distr_wonelc_won_CHN_016 | DEF_C | OUT | 0.41774
distr_wofelc_wof_CHN_017 | DEF_E | 0.23738 | 0.25056 | 0.24478 | 0.48159 | 0.48875 | 0.51166 | 0.42674 | 0.42689 | 0.47494 | 0.38323 | 0.34555 | 0.37778 | [28 empty] | distr_wofelc_wof_CHN_017 | 0.67702 | 0.68291 | 0.66018 | 0.22965 | 0.23837 | 0.19931 | 0.37261 | 0.39375 | 0.31319 | 0.43919 | 0.45839 | 0.41367 | distr_wonelc_won_CHN_017 | DEF_C | OUT | 0.4845
distr_wofelc_wof_CHN_018 | DEF_E | 0.23304 | 0.23727 | 0.24692 | 0.425 | 0.44991 | 0.46576 | 0.40553 | 0.41973 | 0.45243 | 0.32688 | 0.3096 | 0.3334 | [28 empty] | distr_wofelc_wof_CHN_018 | 0.62034 | 0.65802 | 0.59902 | 0.28156 | 0.27444 | 0.2129 | 0.34657 | 0.33969 | 0.25811 | 0.47808 | 0.50788 | 0.45619 | distr_wonelc_won_CHN_018 | DEF_C | OUT | 0.49959
distr_wofelc_wof_CHN_019 | DEF_E | 0.26807 | 0.28242 | 0.30028 | 0.30221 | 0.35353 | 0.35197 | 0.37202 | 0.47759 | 0.46258 | 0.35086 | 0.34084 | 0.36735 | [28 empty] | distr_wofelc_wof_CHN_019 | 0.37773 | 0.3822 | 0.29501 | 0.33465 | 0.25099 | 0.23195 | 0.23354 | 0.18968 | 0.16167 | 0.38826 | 0.38371 | 0.36879 | distr_wonelc_won_CHN_019 | DEF_C | OUT | 0.41054
distr_wofelc_wof_CHN_020 | DEF_E | 0.27001 | 0.27628 | 0.28307 | 0.34202 | 0.37399 | 0.40627 | 0.38689 | 0.44209 | 0.47325 | 0.31298 | 0.31683 | 0.32863 | [28 empty] | distr_wofelc_wof_CHN_020 | 0.49506 | 0.51319 | 0.43517 | 0.27844 | 0.23 | 0.19667 | 0.25001 | 0.21079 | 0.17988 | 0.45417 | 0.46833 | 0.4326 | distr_wonelc_won_CHN_020 | DEF_C | OUT | 0.41952
distr_wofelc_wof_CHN_021 | DEF_E | 0.26803 | 0.27363 | 0.27513 | 0.35581 | 0.34408 | 0.34363 | 0.25058 | 0.26695 | 0.26416 | 0.31362 | 0.31434 | 0.29652 | [28 empty] | distr_wofelc_wof_CHN_021 | 0.58737 | 0.5799 | 0.59407 | 0.39559 | 0.40071 | 0.38688 | 0.54997 | 0.48866 | 0.50474 | 0.55997 | 0.55584 | 0.57934 | distr_wonelc_won_CHN_021 | DEF_C | OUT | 0.42149
distr_wofelc_wof_CHN_022 | DEF_E | 0.22953 | 0.25 | 0.24198 | 0.31678 | 0.31123 | 0.31452 | 0.27262 | 0.32288 | 0.29919 | 0.23662 | 0.23709 | 0.23188 | [28 empty] | distr_wofelc_wof_CHN_022 | 0.66048 | 0.63843 | 0.65986 | 0.42749 | 0.42213 | 0.44308 | 0.50056 | 0.44363 | 0.48232 | 0.62838 | 0.62516 | 0.63537 | distr_wonelc_won_CHN_022 | DEF_C | OUT | 0.28509
distr_wofelc_wof_CHN_023 | DEF_E | 0.30978 | 0.29805 | 0.29834 | 0.3667 | 0.34908 | 0.34745 | 0.25498 | 0.27673 | 0.26322 | 0.33797 | 0.33355 | 0.33327 | [28 empty] | distr_wofelc_wof_CHN_023 | 0.48774 | 0.49819 | 0.50681 | 0.40209 | 0.41531 | 0.39925 | 0.58934 | 0.53872 | 0.54917 | 0.5099 | 0.53068 | 0.53165 | distr_wonelc_won_CHN_023 | DEF_C | OUT | 0.42589
distr_wofelc_wof_CHN_024 | DEF_E | 0.36623 | 0.35594 | 0.35986 | 0.35507 | 0.33669 | 0.40061 | 0.27881 | 0.30378 | 0.29228 | 0.34646 | 0.34364 | 0.34155 | [28 empty] | distr_wofelc_wof_CHN_024 | 0.4272 | 0.42783 | 0.45141 | 0.46499 | 0.48413 | 0.42605 | 0.58845 | 0.50964 | 0.53083 | 0.44935 | 0.48428 | 0.47304 | distr_wonelc_won_CHN_024 | DEF_C | OUT | 0.34406
distr_wofelc_wof_CHN_025 | DEF_E | 0.3443 | 0.32719 | 0.32572 | 0.37064 | 0.34195 | 0.37164 | 0.28548 | 0.29489 | 0.29628 | 0.34344 | 0.34549 | 0.34359 | [28 empty] | distr_wofelc_wof_CHN_025 | 0.45996 | 0.46073 | 0.4739 | 0.42693 | 0.46548 | 0.42538 | 0.55336 | 0.50015 | 0.49494 | 0.47488 | 0.50806 | 0.49457 | distr_wonelc_won_CHN_025 | DEF_C | OUT | 0.2685
distr_wofelc_wof_CHN_026 | DEF_E | 0.38577 | 0.3936 | 0.40761 | 0.33747 | 0.33593 | 0.34103 | 0.34898 | 0.33394 | 0.35441 | 0.41383 | 0.41939 | 0.41846 | [28 empty] | distr_wofelc_wof_CHN_026 | 0.3853 | 0.4037 | 0.39962 | 0.47179 | 0.48575 | 0.4391 | 0.40682 | 0.35827 | 0.34833 | 0.36824 | 0.35317 | 0.33554 | distr_wonelc_won_CHN_026 | DEF_C | OUT | 0.21238
distr_wofelc_wof_CHN_027 | DEF_E | 0.35571 | 0.38783 | 0.38283 | 0.34185 | 0.33417 | 0.32903 | 0.40341 | 0.39065 | 0.3941 | 0.44153 | 0.45735 | 0.45638 | [28 empty] | distr_wofelc_wof_CHN_027 | 0.41699 | 0.4141 | 0.42561 | 0.46469 | 0.47954 | 0.47747 | 0.32527 | 0.30541 | 0.31179 | 0.34199 | 0.32488 | 0.32001 | distr_wonelc_won_CHN_027 | DEF_C | OUT | 0.2633
distr_wofelc_wof_CHN_028 | DEF_E | 0.37502 | 0.40888 | 0.39909 | 0.34256 | 0.33965 | 0.32761 | 0.3857 | 0.37196 | 0.38808 | 0.45898 | 0.4661 | 0.4548 | [28 empty] | distr_wofelc_wof_CHN_028 | 0.37879 | 0.38752 | 0.3878 | 0.46712 | 0.4805 | 0.45384 | 0.35546 | 0.32249 | 0.31068 | 0.32671 | 0.3126 | 0.3109 | distr_wonelc_won_CHN_028 | DEF_C | OUT | 0.20002
distr_wofelc_wof_CHN_029 | DEF_E | 0.38984 | 0.44389 | 0.40616 | 0.38241 | 0.4008 | 0.35931 | 0.40338 | 0.42895 | 0.37339 | 0.4587 | 0.5012 | 0.43848 | [28 empty] | distr_wofelc_wof_CHN_029 | 0.18121 | 0.1814 | 0.19081 | 0.31105 | 0.29607 | 0.32976 | 0.17901 | 0.16246 | 0.17573 | 0.18417 | 0.15731 | 0.21014 | distr_wonelc_won_CHN_029 | DEF_C | OUT | 0.17812
distr_wofelc_wof_CHN_030 | DEF_E | 0.35159 | 0.357 | 0.35505 | 0.27734 | 0.30601 | 0.30467 | 0.37678 | 0.41902 | 0.40781 | 0.42148 | 0.43108 | 0.43766 | [28 empty] | distr_wofelc_wof_CHN_030 | 0.41917 | 0.41322 | 0.42913 | 0.53575 | 0.49541 | 0.49971 | 0.33046 | 0.29564 | 0.32572 | 0.35878 | 0.32369 | 0.33883 | distr_wonelc_won_CHN_030 | DEF_C | OUT | 0.25087
distr_wofelc_wof_CHN_031 | DEF_E | 0.46179 | 0.44092 | 0.41562 | 0.36626 | 0.37919 | 0.35056 | 0.43308 | 0.4788 | 0.42133 | 0.42522 | 0.44935 | 0.41348 | [28 empty] | distr_wofelc_wof_CHN_031 | 0.24867 | 0.22957 | 0.26881 | 0.29559 | 0.29154 | 0.322 | 0.17417 | 0.15689 | 0.16088 | 0.25534 | 0.2259 | 0.24571 | distr_wonelc_won_CHN_031 | DEF_C | OUT | 0.29036
distr_wofelc_wof_CHN_032 | DEF_E | 0.36715 | 0.35254 | 0.35804 | 0.28275 | 0.30842 | 0.31723 | 0.35627 | 0.41386 | 0.41285 | 0.40534 | 0.42463 | 0.43626 | [28 empty] | distr_wofelc_wof_CHN_032 | 0.39615 | 0.39626 | 0.40772 | 0.54507 | 0.47997 | 0.48701 | 0.33638 | 0.27456 | 0.30465 | 0.37176 | 0.31584 | 0.34383 | distr_wonelc_won_CHN_032 | DEF_C | OUT | 0.31286
distr_wofelc_wof_CHN_033 | DEF_E | 0.36414 | 0.44243 | 0.45465 | 0.31685 | 0.38643 | 0.35138 | 0.37714 | 0.42002 | 0.39459 | 0.3921 | 0.45909 | 0.45792 | [28 empty] | distr_wofelc_wof_CHN_033 | 0.30035 | 0.25971 | 0.26262 | 0.43607 | 0.38484 | 0.42071 | 0.27846 | 0.26131 | 0.30537 | 0.3106 | 0.27273 | 0.31142 | distr_wonelc_won_CHN_033 | DEF_C | OUT | 0.33649
distr_wofelc_wof_CHN_034 | DEF_E | 0.39172 | 0.36142 | 0.42518 | 0.28636 | 0.31962 | 0.348 | 0.38758 | 0.38783 | 0.42026 | 0.40825 | 0.42001 | 0.42188 | [28 empty] | distr_wofelc_wof_CHN_034 | 0.36792 | 0.40343 | 0.36216 | 0.55035 | 0.48152 | 0.41205 | 0.33963 | 0.2591 | 0.25695 | 0.36328 | 0.30243 | 0.31444 | distr_wonelc_won_CHN_034 | DEF_C | OUT | 0.39215
distr_wonelc_won_CHN_001 | DEF_E | 0.6062 | 0.69534 | 0.64332 | 0.36837 | 0.48482 | 0.51027 | 0.33327 | 0.44953 | 0.42614 | 0.40718 | 0.57356 | 0.48342 | [28 empty] | distr_wonelc_won_CHN_001 | 0.078316 | 0.034383 | 0.052426 | 0.23816 | 0.11973 | 0.09529 | 0.29662 | 0.12402 | 0.083708 | 0.14344 | 0.066704 | 0.071409 | distr_wonelc_won_CHN_035 | DEF_C | OUT | 0.42205
distr_wonelc_won_CHN_002 | DEF_E | 0.58578 | 0.6751 | 0.60082 | 0.41149 | 0.48593 | 0.51905 | 0.36247 | 0.43129 | 0.43054 | 0.49278 | 0.59121 | 0.51003 | [28 empty] | distr_wonelc_won_CHN_002 | 0.055595 | 0.022565 | 0.040553 | 0.17996 | 0.083499 | 0.094513 | 0.24367 | 0.087908 | 0.10225 | 0.091005 | 0.045351 | 0.056438 | distr_wonelc_won_CHN_036 | DEF_C | OUT | 0.23279
distr_wonelc_won_CHN_003 | DEF_E | 0.59302 | 0.63692 | 0.57464 | 0.37362 | 0.50332 | 0.4275 | 0.3597 | 0.47552 | 0.47058 | 0.44308 | 0.56448 | 0.44185 | [28 empty] | distr_wonelc_won_CHN_003 | 0.056736 | 0.027005 | 0.038616 | 0.23234 | 0.11183 | 0.095048 | 0.26569 | 0.13683 | 0.091472 | 0.12796 | 0.06841 | 0.088269 | distr_wonelc_won_CHN_037 | DEF_C | OUT | 0.38872
distr_wonelc_won_CHN_004 | DEF_E | 0.58003 | 0.59055 | 0.49912 | 0.44548 | 0.49073 | 0.42994 | 0.41935 | 0.53154 | 0.47288 | 0.52147 | 0.59162 | 0.41414 | [28 empty] | distr_wonelc_won_CHN_004 | 0.046296 | 0.042963 | 0.079123 | 0.19132 | 0.13544 | 0.16163 | 0.17521 | 0.14531 | 0.13273 | 0.090683 | 0.080284 | 0.11649 | distr_wonelc_won_CHN_038 | DEF_C | OUT | 0.41228
distr_wonelc_won_CHN_005 | DEF_E | 0.55412 | 0.55388 | 0.46152 | 0.33646 | 0.44043 | 0.37291 | 0.33014 | 0.43565 | 0.38765 | 0.4151 | 0.50157 | 0.3375 | [28 empty] | distr_wonelc_won_CHN_005 | 0.080626 | 0.069031 | 0.12855 | 0.25601 | 0.17811 | 0.29844 | 0.2621 | 0.15492 | 0.26431 | 0.15193 | 0.12744 | 0.25914 | distr_wonelc_won_CHN_039 | DEF_C | OUT | 0.43152
distr_wonelc_won_CHN_006 | DEF_E | 0.50844 | 0.58268 | 0.46989 | 0.28398 | 0.41068 | 0.37718 | 0.26973 | 0.38889 | 0.40574 | 0.34262 | 0.48884 | 0.38731 | [28 empty] | distr_wonelc_won_CHN_006 | 0.10338 | 0.056032 | 0.11009 | 0.37472 | 0.20112 | 0.25453 | 0.41618 | 0.1998 | 0.21268 | 0.23212 | 0.12693 | 0.20209 | distr_wonelc_won_CHN_040 | DEF_C | OUT | 0.24923
distr_wonelc_won_CHN_007 | DEF_E | 0.53648 | 0.61305 | 0.52713 | 0.28683 | 0.43014 | 0.3981 | 0.29325 | 0.39853 | 0.41142 | 0.35905 | 0.50563 | 0.4144 | [28 empty] | distr_wonelc_won_CHN_007 | 0.08171 | 0.036785 | 0.065222 | 0.33651 | 0.1548 | 0.14612 | 0.38015 | 0.18033 | 0.13825 | 0.21346 | 0.084636 | 0.13118 | distr_wonelc_won_CHN_041 | DEF_C | OUT | 0.30396
distr_wonelc_won_CHN_008 | DEF_E | 0.59037 | 0.64106 | 0.59358 | 0.3613 | 0.48137 | 0.50832 | 0.31204 | 0.48278 | 0.43835 | 0.42481 | 0.59888 | 0.50765 | [28 empty] | distr_wonelc_won_CHN_008 | 0.063744 | 0.034189 | 0.052897 | 0.27986 | 0.14635 | 0.13928 | 0.30875 | 0.15085 | 0.12724 | 0.15145 | 0.084148 | 0.088029 | distr_wonelc_won_CHN_042 | DEF_C | OUT | 0.33981
distr_wonelc_won_CHN_009 | DEF_E | 0.57376 | 0.64743 | 0.52797 | 0.41873 | 0.52567 | 0.54555 | 0.35544 | 0.54562 | 0.45022 | 0.46782 | 0.60784 | 0.51878 | [28 empty] | distr_wonelc_won_CHN_009 | 0.049054 | 0.023268 | 0.030526 | 0.24289 | 0.12915 | 0.12838 | 0.26167 | 0.1226 | 0.10709 | 0.13008 | 0.074934 | 0.08316 | distr_wonelc_won_CHN_043 | DEF_C | OUT | 0.3801
distr_wonelc_won_CHN_010 | DEF_E | 0.5684 | 0.6131 | 0.64204 | 0.42638 | 0.49094 | 0.5147 | 0.32965 | 0.44503 | 0.42038 | 0.50622 | 0.57109 | 0.55891 | [28 empty] | distr_wonelc_won_CHN_010 | 0.087133 | 0.058242 | 0.055137 | 0.30114 | 0.23827 | 0.17161 | 0.34343 | 0.2323 | 0.15006 | 0.17987 | 0.14137 | 0.10487 | distr_wonelc_won_CHN_044 | DEF_C | OUT | 0.21781
distr_wonelc_won_CHN_011 | DEF_E | 0.52684 | 0.58771 | 0.57297 | 0.38122 | 0.44835 | 0.46725 | 0.3219 | 0.40296 | 0.40353 | 0.48999 | 0.52734 | 0.5137 | [28 empty] | distr_wonelc_won_CHN_011 | 0.15451 | 0.10545 | 0.10354 | 0.34319 | 0.29716 | 0.25927 | 0.38399 | 0.31005 | 0.27189 | 0.24311 | 0.19946 | 0.17716 | distr_wonelc_won_CHN_045 | DEF_C | OUT | 0.23141
distr_wonelc_won_CHN_012 | DEF_E | 0.55338 | 0.58613 | 0.51141 | 0.34302 | 0.43078 | 0.39059 | 0.28434 | 0.40343 | 0.35243 | 0.41727 | 0.516 | 0.43789 | [28 empty] | distr_wonelc_won_CHN_012 | 0.11383 | 0.068505 | 0.11635 | 0.32113 | 0.2266 | 0.26721 | 0.36201 | 0.20543 | 0.24188 | 0.19542 | 0.14377 | 0.18834 | distr_wonelc_won_CHN_046 | DEF_C | OUT | 0.18898
distr_wonelc_won_CHN_013 | DEF_E | 0.51752 | 0.56872 | 0.54591 | 0.40281 | 0.46732 | 0.43446 | 0.32596 | 0.46509 | 0.39686 | 0.43428 | 0.52394 | 0.42648 | [28 empty] | distr_wonelc_won_CHN_013 | 0.058534 | 0.031873 | 0.03941 | 0.23827 | 0.12611 | 0.15836 | 0.24477 | 0.11241 | 0.1465 | 0.13134 | 0.081378 | 0.1132 | distr_wonelc_won_CHN_047 | DEF_C | OUT | 0.16883
distr_wonelc_won_CHN_014 | DEF_E | 0.5146 | 0.5484 | 0.51584 | 0.33689 | 0.42621 | 0.43204 | 0.2744 | 0.39859 | 0.38576 | 0.39709 | 0.48944 | 0.41913 | [28 empty] | distr_wonelc_won_CHN_014 | 0.17436 | 0.12874 | 0.13943 | 0.44621 | 0.31008 | 0.29473 | 0.48068 | 0.30795 | 0.27959 | 0.32723 | 0.22395 | 0.23344 | distr_wonelc_won_CHN_048 | DEF_C | OUT | 0.18307
distr_wonelc_won_CHN_015 | DEF_E | 0.59471 | 0.62254 | 0.5495 | 0.38537 | 0.47467 | 0.42936 | 0.34856 | 0.47071 | 0.39588 | 0.49611 | 0.56741 | 0.45346 | [28 empty] | distr_wonelc_won_CHN_015 | 0.045195 | 0.032944 | 0.049745 | 0.21502 | 0.14174 | 0.17988 | 0.22276 | 0.12705 | 0.19979 | 0.11282 | 0.088706 | 0.12067 | distr_wonelc_won_CHN_049 | DEF_C | OUT | 0.192
distr_wonelc_won_CHN_016 | DEF_E | 0.33604 | 0.399 | 0.37525 | 0.22888 | 0.33778 | 0.28315 | 0.25416 | 0.35096 | 0.30451 | 0.25838 | 0.33216 | 0.29167 | [28 empty] | distr_wonelc_won_CHN_016 | 0.29505 | 0.2318 | 0.26483 | 0.43409 | 0.35802 | 0.42502 | 0.31477 | 0.23587 | 0.28698 | 0.34343 | 0.29895 | 0.32981 | distr_wonelc_won_CHN_050 | DEF_C | OUT | 0.34063
distr_wonelc_won_CHN_017 | DEF_E | 0.41074 | 0.43209 | 0.41341 | 0.26877 | 0.35747 | 0.34721 | 0.25797 | 0.37813 | 0.41593 | 0.34238 | 0.43671 | 0.42872 | [28 empty] | distr_wonelc_won_CHN_017 | 0.29847 | 0.27011 | 0.30559 | 0.48506 | 0.38829 | 0.48503 | 0.37645 | 0.31661 | 0.36225 | 0.36212 | 0.28995 | 0.34603 | distr_wonelc_won_CHN_051 | DEF_C | OUT | 0.32544
distr_wonelc_won_CHN_018 | DEF_E | 0.3824 | 0.44167 | 0.41554 | 0.25666 | 0.3574 | 0.33478 | 0.2674 | 0.3864 | 0.33872 | 0.30103 | 0.38173 | 0.36451 | [28 empty] | distr_wonelc_won_CHN_018 | 0.33248 | 0.27401 | 0.28041 | 0.50987 | 0.43225 | 0.47793 | 0.37854 | 0.30398 | 0.35523 | 0.39065 | 0.34505 | 0.35786 | distr_wonelc_won_CHN_052 | DEF_C | OUT | 0.49669
distr_wonelc_won_CHN_019 | DEF_E | 0.36852 | 0.40486 | 0.39155 | 0.29208 | 0.34094 | 0.32637 | 0.25501 | 0.35371 | 0.37887 | 0.33505 | 0.42104 | 0.40327 | [28 empty] | distr_wonelc_won_CHN_019 | 0.29121 | 0.24198 | 0.24646 | 0.40253 | 0.37853 | 0.4158 | 0.31311 | 0.26097 | 0.2608 | 0.30226 | 0.25335 | 0.27214 | distr_wonelc_won_CHN_053 | DEF_C | OUT | 0.1789
distr_wonelc_won_CHN_020 | DEF_E | 0.36015 | 0.4135 | 0.38174 | 0.28079 | 0.34634 | 0.32841 | 0.25476 | 0.36702 | 0.34554 | 0.31672 | 0.41446 | 0.39943 | [28 empty] | distr_wonelc_won_CHN_020 | 0.29844 | 0.23951 | 0.27951 | 0.39886 | 0.37465 | 0.42321 | 0.31495 | 0.23927 | 0.23191 | 0.32565 | 0.25148 | 0.28621 | distr_wonelc_won_CHN_054 | DEF_C | OUT | 0.14177
distr_wonelc_won_CHN_021 | DEF_E | 0.37277 | 0.43047 | 0.40336 | 0.26469 | 0.32788 | 0.34275 | 0.26163 | 0.32203 | 0.35948 | 0.31387 | 0.39521 | 0.37132 | [28 empty] | distr_wonelc_won_CHN_021 | 0.25705 | 0.23026 | 0.20017 | 0.42488 | 0.38971 | 0.40301 | 0.34798 | 0.2776 | 0.27233 | 0.30375 | 0.27025 | 0.26146 | distr_wonelc_won_CHN_055 | DEF_C | OUT | 0.16371
distr_wonelc_won_CHN_022 | DEF_E | 0.56166 | 0.53686 | 0.45616 | 0.42243 | 0.43534 | 0.37717 | 0.43012 | 0.47305 | 0.43361 | 0.45783 | 0.5188 | 0.39213 | [28 empty] | distr_wonelc_won_CHN_022 | 0.073689 | 0.079856 | 0.10215 | 0.18135 | 0.1917 | 0.28933 | 0.1387 | 0.14789 | 0.18707 | 0.071421 | 0.10555 | 0.14004 | distr_wonelc_won_CHN_056 | DEF_C | OUT | 0.25506
distr_wonelc_won_CHN_023 | DEF_E | 0.37403 | 0.41641 | 0.41078 | 0.25911 | 0.36592 | 0.35937 | 0.28981 | 0.39953 | 0.32841 | 0.32648 | 0.40247 | 0.39097 | [28 empty] | distr_wonelc_won_CHN_023 | 0.27242 | 0.18821 | 0.23365 | 0.42988 | 0.36821 | 0.36372 | 0.39114 | 0.26687 | 0.27771 | 0.30967 | 0.19711 | 0.24313 | distr_wonelc_won_CHN_057 | DEF_C | OUT | 0.32089
distr_wonelc_won_CHN_024 | DEF_E | 0.42764 | 0.46156 | 0.42454 | 0.32399 | 0.39764 | 0.37269 | 0.3593 | 0.39329 | 0.34646 | 0.34817 | 0.43028 | 0.38901 | [28 empty] | distr_wonelc_won_CHN_024 | 0.15797 | 0.14989 | 0.15877 | 0.29248 | 0.28296 | 0.34442 | 0.2821 | 0.2171 | 0.23913 | 0.17707 | 0.16116 | 0.19573 | distr_wonelc_won_CHN_058 | DEF_C | OUT | 0.25833
distr_wonelc_won_CHN_025 | DEF_E | 0.55264 | 0.58338 | 0.54029 | 0.34804 | 0.43892 | 0.49473 | 0.2744 | 0.40313 | 0.44181 | 0.44193 | 0.49812 | 0.5221 | [28 empty] | distr_wonelc_won_CHN_025 | 0.07608 | 0.047299 | 0.05204 | 0.26246 | 0.16296 | 0.18027 | 0.27011 | 0.15357 | 0.17839 | 0.18169 | 0.11565 | 0.1273 | distr_wonelc_won_CHN_059 | DEF_C | OUT | 0.12831
distr_wonelc_won_CHN_026 | DEF_E | 0.61726 | 0.58705 | 0.54215 | 0.40904 | 0.52191 | 0.47886 | 0.36273 | 0.49267 | 0.41851 | 0.49577 | 0.54151 | 0.53822 | [28 empty] | distr_wonelc_won_CHN_026 | 0.049485 | 0.031636 | 0.049902 | 0.21242 | 0.11021 | 0.1564 | 0.20887 | 0.10244 | 0.17356 | 0.13128 | 0.065795 | 0.12228 | distr_wonelc_won_CHN_060 | DEF_C | OUT | 0.1461
distr_wonelc_won_CHN_027 | DEF_E | 0.62568 | 0.61114 | 0.64083 | 0.4331 | 0.54558 | 0.46664 | 0.34869 | 0.48799 | 0.39077 | 0.52941 | 0.56323 | 0.59729 | [28 empty] | distr_wonelc_won_CHN_027 | 0.06638 | 0.035956 | 0.054524 | 0.24174 | 0.17528 | 0.25335 | 0.26412 | 0.14254 | 0.26668 | 0.15399 | 0.10415 | 0.16824 | distr_wonelc_won_CHN_061 | DEF_C | OUT | 0.27096
distr_wonelc_won_CHN_028 | DEF_E | 0.47779 | 0.51428 | 0.51893 | 0.46147 | 0.47026 | 0.40699 | 0.50646 | 0.49775 | 0.4015 | 0.49628 | 0.49263 | 0.45172 | [28 empty] | distr_wonelc_won_CHN_028 | 0.17627 | 0.16181 | 0.18154 | 0.15245 | 0.18702 | 0.20005 | 0.066694 | 0.11379 | 0.14029 | 0.14538 | 0.15819 | 0.17021 | distr_wonelc_won_CHN_062 | DEF_C | OUT | 0.31881
distr_wonelc_won_CHN_029 | DEF_E | 0.38068 | 0.37291 | 0.40996 | 0.37836 | 0.42312 | 0.41522 | 0.34299 | 0.41246 | 0.33424 | 0.42348 | 0.46872 | 0.46079 | [28 empty] | distr_wonelc_won_CHN_029 | 0.088988 | 0.076534 | 0.09034 | 0.12973 | 0.1657 | 0.17971 | 0.099118 | 0.12704 | 0.16595 | 0.096058 | 0.11317 | 0.12956 | distr_wonelc_won_CHN_063 | DEF_C | OUT | 0.15909
distr_wonelc_won_CHN_030 | DEF_E | 0.52327 | 0.50074 | 0.50748 | 0.4726 | 0.49987 | 0.48596 | 0.39666 | 0.47867 | 0.39088 | 0.48543 | 0.52392 | 0.56439 | [28 empty] | distr_wonelc_won_CHN_030 | 0.084171 | 0.061587 | 0.04599 | 0.25092 | 0.19905 | 0.24975 | 0.24208 | 0.14997 | 0.2244 | 0.16881 | 0.12705 | 0.16145 | distr_wonelc_won_CHN_064 | DEF_C | OUT | 0.164
distr_wonelc_won_CHN_031 | DEF_E | 0.40492 | 0.39062 | 0.38675 | 0.42836 | 0.41268 | 0.41182 | 0.43866 | 0.46807 | 0.41392 | 0.4381 | 0.41928 | 0.40286 | [28 empty] | distr_wonelc_won_CHN_031 | 0.2464 | 0.24767 | 0.23901 | 0.25443 | 0.27045 | 0.29039 | 0.19029 | 0.16587 | 0.21013 | 0.20589 | 0.22158 | 0.22847 | distr_wonelc_won_CHN_065 | DEF_C | OUT | 0.16286
distr_wonelc_won_CHN_032 | DEF_E | 0.50381 | 0.50624 | 0.49582 | 0.37626 | 0.43752 | 0.38548 | 0.31397 | 0.40988 | 0.3183 | 0.4208 | 0.48527 | 0.45186 | [28 empty] | distr_wonelc_won_CHN_032 | 0.13999 | 0.11481 | 0.12227 | 0.24693 | 0.20864 | 0.31517 | 0.23442 | 0.16846 | 0.29572 | 0.17374 | 0.14018 | 0.16116 | distr_wonelc_won_CHN_066 | DEF_C | OUT | 0.24541
distr_wonelc_won_CHN_033 | DEF_E | 0.48785 | 0.52461 | 0.52867 | 0.38884 | 0.46006 | 0.39036 | 0.33754 | 0.42039 | 0.38273 | 0.44229 | 0.51002 | 0.43688 | [28 empty] | distr_wonelc_won_CHN_033 | 0.13915 | 0.12502 | 0.16118 | 0.26347 | 0.25661 | 0.33685 | 0.2782 | 0.25147 | 0.29116 | 0.1549 | 0.16646 | 0.2005 | distr_wonelc_won_CHN_067 | DEF_C | OUT | 0.27774
distr_wonelc_won_CHN_034 | DEF_E | 0.461 | 0.5496 | 0.55618 | 0.37992 | 0.45406 | 0.42428 | 0.31528 | 0.43388 | 0.37441 | 0.45658 | 0.54202 | 0.44867 | [28 empty] | distr_wonelc_won_CHN_034 | 0.18083 | 0.10963 | 0.13637 | 0.31184 | 0.19671 | 0.25602 | 0.39235 | 0.22632 | 0.27324 | 0.20647 | 0.1263 | 0.14751 | distr_wonelc_won_CHN_068 | DEF_C | OUT | 0.32688
distr_wonelc_won_CHN_035 | DEF_E | 0.50108 | 0.59361 | 0.54201 | 0.39772 | 0.46835 | 0.3621 | 0.32224 | 0.42895 | 0.25089 | 0.46859 | 0.55193 | 0.45157 | [28 empty] | distr_wonelc_won_CHN_035 | 0.089848 | 0.054143 | 0.089945 | 0.24385 | 0.13462 | 0.32259 | 0.32685 | 0.17185 | 0.4366 | 0.14971 | 0.07524 | 0.18029 | distr_wonelc_won_CHN_069 | DEF_C | OUT | 0.28022
distr_wonelc_won_CHN_036 | DEF_E | 0.61434 | 0.64342 | 0.58463 | 0.5002 | 0.51401 | 0.47505 | 0.40608 | 0.46412 | 0.33301 | 0.61897 | 0.60409 | 0.55576 | [28 empty] | distr_wonelc_won_CHN_036 | 0.024633 | 0.022123 | 0.02315 | 0.23279 | 0.12381 | 0.2039 | 0.23102 | 0.11415 | 0.23611 | 0.081023 | 0.058219 | 0.07613 | distr_wonelc_won_CHN_070 | DEF_C | OUT | 0.30863
distr_wonelc_won_CHN_037 | DEF_E | 0.48919 | 0.58636 | 0.54956 | 0.36208 | 0.42318 | 0.39469 | 0.29436 | 0.40887 | 0.31312 | 0.45124 | 0.49808 | 0.4806 | [28 empty] | distr_wonelc_won_CHN_037 | 0.088279 | 0.080514 | 0.084591 | 0.36714 | 0.2534 | 0.32061 | 0.38895 | 0.25068 | 0.34471 | 0.19282 | 0.14418 | 0.1692 | distr_wonelc_won_CHN_071 | DEF_C | OUT | 0.33621
distr_wonelc_won_CHN_038 | DEF_E | 0.43843 | 0.52074 | 0.50327 | 0.33658 | 0.37383 | 0.33313 | 0.29368 | 0.32991 | 0.29569 | 0.39542 | 0.42509 | 0.44877 | [28 empty] | distr_wonelc_won_CHN_038 | 0.13378 | 0.13561 | 0.13685 | 0.33903 | 0.34224 | 0.42192 | 0.32072 | 0.31013 | 0.38989 | 0.21176 | 0.22619 | 0.23169 | distr_wonelc_won_CHN_072 | DEF_C | OUT | 0.31159
distr_wonelc_won_CHN_039 | DEF_E | 0.41081 | 0.43212 | 0.39648 | 0.33104 | 0.35877 | 0.30281 | 0.28284 | 0.35964 | 0.25933 | 0.37628 | 0.40171 | 0.36161 | [28 empty] | distr_wonelc_won_CHN_039 | 0.17676 | 0.16334 | 0.17586 | 0.31486 | 0.30989 | 0.43201 | 0.31493 | 0.26975 | 0.43361 | 0.20958 | 0.2129 | 0.25346 | distr_wonelc_won_CHN_073 | DEF_C | OUT | 0.3771
distr_wonelc_won_CHN_040 | DEF_E | 0.49546 | 0.48422 | 0.49918 | 0.42309 | 0.3719 | 0.3023 | 0.36861 | 0.36329 | 0.26715 | 0.45951 | 0.44296 | 0.43001 | [28 empty] | distr_wonelc_won_CHN_040 | 0.056432 | 0.053407 | 0.044158 | 0.10524 | 0.16321 | 0.21814 | 0.10659 | 0.15618 | 0.26442 | 0.06699 | 0.091898 | 0.1028 | distr_wonelc_won_CHN_074 | DEF_C | OUT | 0.29718
distr_wonelc_won_CHN_041 | DEF_E | 0.50449 | 0.5165 | 0.52094 | 0.3611 | 0.3915 | 0.40135 | 0.26643 | 0.36301 | 0.34846 | 0.41934 | 0.44908 | 0.43155 | [28 empty] | distr_wonelc_won_CHN_041 | 0.12728 | 0.089677 | 0.10276 | 0.28431 | 0.206 | 0.23439 | 0.3053 | 0.17929 | 0.2532 | 0.21193 | 0.15258 | 0.16558 | distr_wonelc_won_CHN_075 | DEF_C | OUT | 0.31657
distr_wonelc_won_CHN_042 | DEF_E | 0.52341 | 0.566 | 0.51876 | 0.35451 | 0.42458 | 0.37311 | 0.29893 | 0.41469 | 0.30041 | 0.39162 | 0.4569 | 0.40788 | [28 empty] | distr_wonelc_won_CHN_042 | 0.096302 | 0.073914 | 0.092335 | 0.32615 | 0.22904 | 0.31469 | 0.34006 | 0.18708 | 0.33998 | 0.21159 | 0.16198 | 0.20567 | distr_wonelc_won_CHN_076 | DEF_C | OUT | 0.23477
distr_wonelc_won_CHN_043 | DEF_E | 0.43561 | 0.45206 | 0.39144 | 0.31513 | 0.3547 | 0.29121 | 0.30167 | 0.40351 | 0.32243 | 0.37771 | 0.40162 | 0.3367 | [28 empty] | distr_wonelc_won_CHN_043 | 0.18006 | 0.14585 | 0.17519 | 0.33439 | 0.329 | 0.38936 | 0.27869 | 0.23828 | 0.30857 | 0.2755 | 0.26506 | 0.27402 | distr_wonelc_won_CHN_077 | DEF_C | OUT | 0.36052
distr_wonelc_won_CHN_044 | DEF_E | 0.48159 | 0.54819 | 0.46204 | 0.51195 | 0.52427 | 0.50313 | 0.39619 | 0.42453 | 0.37836 | 0.50994 | 0.55804 | 0.44191 | [28 empty] | distr_wonelc_won_CHN_044 | 0.079252 | 0.068559 | 0.081704 | 0.094445 | 0.1006 | 0.093978 | 0.18395 | 0.21781 | 0.13533 | 0.086162 | 0.080646 | 0.088915 | distr_wonelc_won_CHN_078 | DEF_C | OUT | 0.3445
distr_wonelc_won_CHN_045 | DEF_E | 0.45136 | 0.54966 | 0.46213 | 0.48806 | 0.5526 | 0.52963 | 0.3416 | 0.38926 | 0.35161 | 0.45666 | 0.59193 | 0.47013 | [28 empty] | distr_wonelc_won_CHN_045 | 0.11951 | 0.08971 | 0.1002 | 0.11211 | 0.11793 | 0.10133 | 0.23142 | 0.20472 | 0.14751 | 0.13365 | 0.11001 | 0.13656 | distr_wonelc_won_CHN_079 | DEF_C | OUT | 0.36376
distr_wonelc_won_CHN_046 | DEF_E | 0.45389 | 0.50237 | 0.41801 | 0.47857 | 0.50599 | 0.44505 | 0.35327 | 0.39777 | 0.33473 | 0.49299 | 0.5323 | 0.41751 | [28 empty] | distr_wonelc_won_CHN_046 | 0.10137 | 0.097169 | 0.10313 | 0.08899 | 0.11578 | 0.096234 | 0.1594 | 0.18898 | 0.12079 | 0.081865 | 0.091286 | 0.096444 | distr_wonelc_won_CHN_080 | DEF_C | OUT | 0.45361
distr_wonelc_won_CHN_047 | DEF_E | 0.43561 | 0.51011 | 0.3986 | 0.5035 | 0.51634 | 0.49377 | 0.37537 | 0.39885 | 0.37255 | 0.41194 | 0.53093 | 0.35833 | [28 empty] | distr_wonelc_won_CHN_047 | 0.087157 | 0.076522 | 0.094928 | 0.10213 | 0.094697 | 0.084056 | 0.16884 | 0.15752 | 0.11115 | 0.090977 | 0.09392 | 0.1154 | distr_wonelc_won_CHN_081 | DEF_C | OUT | 0.31932
distr_wonelc_won_CHN_048 | DEF_E | 0.40438 | 0.51162 | 0.42718 | 0.41209 | 0.49348 | 0.45548 | 0.40307 | 0.41608 | 0.42604 | 0.39983 | 0.50181 | 0.39755 | [28 empty] | distr_wonelc_won_CHN_048 | 0.12207 | 0.10342 | 0.11741 | 0.17859 | 0.16312 | 0.15953 | 0.16987 | 0.18307 | 0.14602 | 0.14565 | 0.12503 | 0.14472 | distr_wonelc_won_CHN_082 | DEF_C | OUT | 0.28894
distr_wonelc_won_CHN_049 | DEF_E | 0.43579 | 0.53557 | 0.47523 | 0.47479 | 0.5314 | 0.56161 | 0.39181 | 0.39882 | 0.429 | 0.4187 | 0.53885 | 0.44386 | [28 empty] | distr_wonelc_won_CHN_049 | 0.12999 | 0.092685 | 0.10294 | 0.11928 | 0.11235 | 0.10556 | 0.192 | 0.16869 | 0.12061 | 0.16543 | 0.12339 | 0.14919 | distr_wonelc_won_CHN_083 | DEF_C | OUT | 0.20935
distr_wonelc_won_CHN_050 | DEF_E | 0.31586 | 0.48079 | 0.43298 | 0.26979 | 0.38858 | 0.33303 | 0.27326 | 0.36535 | 0.34339 | 0.35797 | 0.45729 | 0.4141 | [28 empty] | distr_wonelc_won_CHN_050 | 0.18556 | 0.12173 | 0.10694 | 0.35352 | 0.25141 | 0.23122 | 0.25155 | 0.1938 | 0.17697 | 0.20695 | 0.14432 | 0.14235 | distr_wonelc_won_CHN_084 | DEF_C | OUT | 0.20158
distr_wonelc_won_CHN_051 | DEF_E | 0.34279 | 0.43354 | 0.41462 | 0.25706 | 0.36067 | 0.31973 | 0.3186 | 0.39484 | 0.38743 | 0.3322 | 0.42246 | 0.384 | [28 empty] | distr_wonelc_won_CHN_051 | 0.19332 | 0.15632 | 0.16281 | 0.32841 | 0.24356 | 0.25271 | 0.24598 | 0.19359 | 0.19332 | 0.21802 | 0.18781 | 0.20554 | distr_wonelc_won_CHN_085 | DEF_C | OUT | 0.33806
distr_wonelc_won_CHN_052 | DEF_E | 0.32661 | 0.32714 | 0.31158 | 0.2766 | 0.31743 | 0.30423 | 0.26027 | 0.29484 | 0.25651 | 0.31343 | 0.33985 | 0.29792 | [28 empty] | distr_wonelc_won_CHN_052 | 0.3603 | 0.35708 | 0.38148 | 0.47805 | 0.41204 | 0.43718 | 0.49998 | 0.38873 | 0.47474 | 0.3803 | 0.39335 | 0.40304 | distr_wonelc_won_CHN_086 | DEF_C | OUT | 0.17709
distr_wonelc_won_CHN_053 | DEF_E | 0.43433 | 0.44627 | 0.3615 | 0.38988 | 0.44304 | 0.3822 | 0.37674 | 0.46977 | 0.37507 | 0.43595 | 0.45154 | 0.35311 | [28 empty] | distr_wonelc_won_CHN_053 | 0.10827 | 0.11407 | 0.13782 | 0.12516 | 0.12876 | 0.14668 | 0.1612 | 0.15146 | 0.18051 | 0.12611 | 0.15976 | 0.16712 | distr_wonelc_won_CHN_087 | DEF_C | OUT | 0.26808
distr_wonelc_won_CHN_054 | DEF_E | 0.61072 | 0.70673 | 0.61782 | 0.50736 | 0.58518 | 0.37971 | 0.54703 | 0.56151 | 0.57963 | 0.59305 | 0.66315 | 0.62135 | [28 empty] | distr_wonelc_won_CHN_054 | 0.088416 | 0.064214 | 0.093266 | 0.14075 | 0.12308 | 0.14215 | 0.11289 | 0.088757 | 0.10808 | 0.09667 | 0.088015 | 0.090945 | distr_wonelc_won_CHN_088 | DEF_C | OUT | 0.22947
distr_wonelc_won_CHN_055 | DEF_E | 0.56145 | 0.58541 | 0.49826 | 0.49319 | 0.56542 | 0.48464 | 0.41403 | 0.42906 | 0.39855 | 0.56672 | 0.60228 | 0.50244 | [28 empty] | distr_wonelc_won_CHN_055 | 0.091403 | 0.083332 | 0.089096 | 0.12503 | 0.11855 | 0.12505 | 0.13314 | 0.16371 | 0.10876 | 0.10868 | 0.10616 | 0.10512 | distr_wonelc_won_CHN_089 | DEF_C | OUT | 0.24252
distr_wonelc_won_CHN_056 | DEF_E | 0.42251 | 0.53349 | 0.45708 | 0.38855 | 0.48639 | 0.46438 | 0.35168 | 0.40358 | 0.39324 | 0.43016 | 0.56474 | 0.46734 | [28 empty] | distr_wonelc_won_CHN_056 | 0.1313 | 0.091953 | 0.10233 | 0.1991 | 0.15837 | 0.1496 | 0.2557 | 0.22403 | 0.15211 | 0.15398 | 0.11465 | 0.12777 | distr_wonelc_won_CHN_090 | DEF_C | OUT | 0.22109
distr_wonelc_won_CHN_057 | DEF_E | 0.37935 | 0.53683 | 0.39948 | 0.31906 | 0.41752 | 0.38972 | 0.32517 | 0.41112 | 0.36238 | 0.3841 | 0.4768 | 0.40521 | [28 empty] | distr_wonelc_won_CHN_057 | 0.14408 | 0.092821 | 0.11038 | 0.32146 | 0.22907 | 0.23664 | 0.22094 | 0.20113 | 0.1807 | 0.16223 | 0.10914 | 0.12908 | distr_wonelc_won_CHN_091 | DEF_C | OUT | 0.21663
distr_wonelc_won_CHN_058 | DEF_E | 0.43247 | 0.54204 | 0.44363 | 0.36785 | 0.46625 | 0.43544 | 0.36491 | 0.41219 | 0.40108 | 0.46348 | 0.52855 | 0.43101 | [28 empty] | distr_wonelc_won_CHN_058 | 0.13178 | 0.10635 | 0.11556 | 0.24573 | 0.19591 | 0.21612 | 0.25871 | 0.24725 | 0.21335 | 0.13958 | 0.11056 | 0.12146 | distr_wonelc_won_CHN_092 | DEF_C | OUT | 0.26886
distr_wonelc_won_CHN_059 | DEF_E | 0.38041 | 0.45161 | 0.39165 | 0.45387 | 0.45624 | 0.42814 | 0.37705 | 0.42939 | 0.36843 | 0.43366 | 0.47912 | 0.41247 | [28 empty] | distr_wonelc_won_CHN_059 | 0.11865 | 0.10432 | 0.11034 | 0.078422 | 0.079801 | 0.06875 | 0.08859 | 0.10806 | 0.076868 | 0.12832 | 0.11506 | 0.11915 | distr_wonelc_won_CHN_093 | DEF_C | OUT | 0.33848
distr_wonelc_won_CHN_060 | DEF_E | 0.35924 | 0.37461 | 0.38565 | 0.36989 | 0.39477 | 0.37663 | 0.39783 | 0.44599 | 0.39832 | 0.41151 | 0.38599 | 0.40158 | [28 empty] | distr_wonelc_won_CHN_060 | 0.13157 | 0.11805 | 0.10492 | 0.10571 | 0.12845 | 0.10217 | 0.12484 | 0.1461 | 0.11709 | 0.13591 | 0.13682 | 0.10824 | distr_wonelc_won_CHN_094 | DEF_C | OUT | 0.37516
distr_wonelc_won_CHN_061 | DEF_E | 0.22223 | 0.24374 | 0.22463 | 0.24803 | 0.27659 | 0.25805 | 0.31386 | 0.37496 | 0.36083 | 0.29538 | 0.28175 | 0.28068 | [28 empty] | distr_wonelc_won_CHN_061 | 0.25789 | 0.23162 | 0.20624 | 0.2257 | 0.21189 | 0.18637 | 0.22415 | 0.21749 | 0.17891 | 0.27091 | 0.28226 | 0.23505 | distr_wonelc_won_CHN_095 | DEF_C | OUT | 0.27312
distr_wonelc_won_CHN_062 | DEF_E | 0.22227 | 0.23712 | 0.20304 | 0.30878 | 0.30507 | 0.23048 | 0.31636 | 0.34668 | 0.28501 | 0.21717 | 0.21443 | 0.19585 | [28 empty] | distr_wonelc_won_CHN_062 | 0.31232 | 0.28445 | 0.32237 | 0.18741 | 0.19589 | 0.23379 | 0.20746 | 0.20618 | 0.24518 | 0.32793 | 0.33141 | 0.34935 | distr_wonelc_won_CHN_096 | DEF_C | OUT | 0.39812
distr_wonelc_won_CHN_063 | DEF_E | 0.43442 | 0.50454 | 0.48478 | 0.41326 | 0.46518 | 0.35739 | 0.39291 | 0.4187 | 0.36061 | 0.45871 | 0.50548 | 0.41588 | [28 empty] | distr_wonelc_won_CHN_063 | 0.12163 | 0.11825 | 0.1261 | 0.1464 | 0.14618 | 0.16136 | 0.12633 | 0.14196 | 0.11602 | 0.080904 | 0.08829 | 0.085983 | distr_wonelc_won_CHN_097 | DEF_C | OUT | 0.39908
distr_wonelc_won_CHN_064 | DEF_E | 0.35177 | 0.4155 | 0.42566 | 0.35523 | 0.44026 | 0.37971 | 0.39049 | 0.4477 | 0.4243 | 0.41345 | 0.43949 | 0.41979 | [28 empty] | distr_wonelc_won_CHN_064 | 0.14817 | 0.15024 | 0.13087 | 0.15829 | 0.16401 | 0.15697 | 0.12743 | 0.12786 | 0.11156 | 0.14399 | 0.13625 | 0.11769 | distr_wonelc_won_CHN_098 | DEF_C | OUT | 0.37549
distr_wonelc_won_CHN_065 | DEF_E | 0.34658 | 0.42338 | 0.43497 | 0.39639 | 0.43806 | 0.39007 | 0.36369 | 0.41379 | 0.37396 | 0.41634 | 0.4642 | 0.4208 | [28 empty] | distr_wonelc_won_CHN_065 | 0.16056 | 0.15912 | 0.13708 | 0.16293 | 0.15537 | 0.1516 | 0.1223 | 0.12285 | 0.10629 | 0.13246 | 0.12604 | 0.11506 | distr_wonelc_won_CHN_099 | DEF_C | OUT | 0.30869
distr_wonelc_won_CHN_066 | DEF_E | 0.45151 | 0.49486 | 0.44107 | 0.39359 | 0.44868 | 0.37572 | 0.36296 | 0.38734 | 0.33529 | 0.43631 | 0.48607 | 0.4006 | [28 empty] | distr_wonelc_won_CHN_066 | 0.14311 | 0.13111 | 0.14518 | 0.16441 | 0.17226 | 0.16109 | 0.21174 | 0.24541 | 0.14556 | 0.11273 | 0.1193 | 0.11527 | distr_wonelc_won_CHN_100 | DEF_C | OUT | 0.37905
distr_wonelc_won_CHN_067 | DEF_E | 0.50691 | 0.5521 | 0.43406 | 0.43985 | 0.45588 | 0.37617 | 0.40414 | 0.39855 | 0.3675 | 0.49903 | 0.50307 | 0.40548 | [28 empty] | distr_wonelc_won_CHN_067 | 0.085971 | 0.085798 | 0.11083 | 0.13559 | 0.1389 | 0.14452 | 0.23679 | 0.27775 | 0.1737 | 0.085246 | 0.093152 | 0.09705 | distr_wonelc_won_CHN_101 | DEF_C | OUT | 0.33278
distr_wonelc_won_CHN_068 | DEF_E | 0.33117 | 0.44982 | 0.30212 | 0.32475 | 0.42022 | 0.27946 | 0.44656 | 0.44713 | 0.39671 | 0.38484 | 0.45394 | 0.37615 | [28 empty] | distr_wonelc_won_CHN_068 | 0.10746 | 0.19351 | 0.25716 | 0.13747 | 0.24306 | 0.3271 | 0.041274 | 0.056095 | 0.050713 | 0.038123 | 0.054714 | 0.077401 | distr_wonelc_won_CHN_102 | DEF_C | OUT | 0.34396
distr_wonelc_won_CHN_069 | DEF_E | 0.38746 | 0.42929 | 0.326 | 0.35836 | 0.43377 | 0.30998 | 0.40965 | 0.41912 | 0.34772 | 0.42238 | 0.44964 | 0.33758 | [28 empty] | distr_wonelc_won_CHN_069 | 0.17344 | 0.22148 | 0.27012 | 0.18427 | 0.24726 | 0.28352 | 0.10418 | 0.12905 | 0.10391 | 0.077225 | 0.097663 | 0.12012 | distr_wonelc_won_CHN_103 | DEF_C | OUT | 0.48672
distr_wonelc_won_CHN_070 | DEF_E | 0.34946 | 0.38755 | 0.36389 | 0.36836 | 0.38061 | 0.34317 | 0.43905 | 0.45675 | 0.40295 | 0.43371 | 0.47398 | 0.42169 | [28 empty] | distr_wonelc_won_CHN_070 | 0.2501 | 0.25487 | 0.28075 | 0.24203 | 0.30878 | 0.28699 | 0.092601 | 0.10366 | 0.10237 | 0.20077 | 0.21524 | 0.224 | distr_wonelc_won_CHN_104 | DEF_C | OUT | 0.46597
distr_wonelc_won_CHN_071 | DEF_E | 0.32807 | 0.3618 | 0.33705 | 0.29008 | 0.34169 | 0.29937 | 0.36161 | 0.40993 | 0.36517 | 0.35604 | 0.41368 | 0.39457 | [28 empty] | distr_wonelc_won_CHN_071 | 0.33699 | 0.28224 | 0.32221 | 0.32986 | 0.32435 | 0.33289 | 0.15561 | 0.13142 | 0.13815 | 0.29301 | 0.27317 | 0.28986 | distr_wonelc_won_CHN_105 | DEF_C | OUT | 0.5208
distr_wonelc_won_CHN_072 | DEF_E | 0.37985 | 0.42915 | 0.38861 | 0.33858 | 0.35119 | 0.31224 | 0.38415 | 0.43372 | 0.40775 | 0.37372 | 0.42445 | 0.38159 | [28 empty] | distr_wonelc_won_CHN_072 | 0.20106 | 0.18796 | 0.24319 | 0.27364 | 0.31188 | 0.3049 | 0.14089 | 0.12826 | 0.12125 | 0.24326 | 0.24048 | 0.25553 | distr_wonelc_won_CHN_106 | DEF_C | OUT | 0.53017
distr_wonelc_won_CHN_073 | DEF_E | 0.31182 | 0.36136 | 0.32836 | 0.28396 | 0.35272 | 0.32917 | 0.33833 | 0.39508 | 0.3877 | 0.31555 | 0.38993 | 0.35589 | [28 empty] | distr_wonelc_won_CHN_073 | 0.27092 | 0.19337 | 0.22121 | 0.38743 | 0.31253 | 0.30321 | 0.22211 | 0.17097 | 0.16555 | 0.36026 | 0.31946 | 0.32492 | distr_wonelc_won_CHN_107 | DEF_C | OUT | 0.47887
distr_wonelc_won_CHN_074 | DEF_E | 0.3026 | 0.35354 | 0.31287 | 0.30041 | 0.33626 | 0.27779 | 0.38491 | 0.45257 | 0.42636 | 0.34247 | 0.41371 | 0.33812 | [28 empty] | distr_wonelc_won_CHN_074 | 0.22792 | 0.17306 | 0.25101 | 0.27715 | 0.2972 | 0.28808 | 0.14615 | 0.13538 | 0.12706 | 0.26477 | 0.26989 | 0.29725 | distr_wonelc_won_CHN_108 | DEF_C | OUT | 0.52401
distr_wonelc_won_CHN_075 | DEF_E | 0.28134 | 0.38476 | 0.27599 | 0.27719 | 0.32313 | 0.29743 | 0.34482 | 0.43653 | 0.41824 | 0.31694 | 0.38611 | 0.31182 | [28 empty] | distr_wonelc_won_CHN_075 | 0.16933 | 0.11269 | 0.18223 | 0.29129 | 0.30295 | 0.26427 | 0.191 | 0.16639 | 0.1533 | 0.2952 | 0.27045 | 0.31743 | distr_wonelc_won_CHN_109 | DEF_C | OUT | 0.46433
distr_wonelc_won_CHN_076 | DEF_E | 0.43561 | 0.46228 | 0.35536 | 0.36109 | 0.42551 | 0.32866 | 0.40782 | 0.46804 | 0.41852 | 0.37405 | 0.43548 | 0.35484 | [28 empty] | distr_wonelc_won_CHN_076 | 0.10976 | 0.077086 | 0.11329 | 0.22978 | 0.23005 | 0.23536 | 0.10256 | 0.10497 | 0.10487 | 0.19175 | 0.199 | 0.21884 | distr_wonelc_won_CHN_110 | DEF_C | OUT | 0.3003
distr_wonelc_won_CHN_077 | DEF_E | 0.38709 | 0.40874 | 0.35323 | 0.30515 | 0.34383 | 0.30118 | 0.36859 | 0.44653 | 0.41277 | 0.35515 | 0.40451 | 0.32629 | [28 empty] | distr_wonelc_won_CHN_077 | 0.23081 | 0.18839 | 0.24758 | 0.36118 | 0.34286 | 0.35551 | 0.17355 | 0.16929 | 0.16636 | 0.33204 | 0.31901 | 0.34468 | distr_wonelc_won_CHN_111 | DEF_C | OUT | 0.41564
distr_wonelc_won_CHN_078 | DEF_E | 0.32759 | 0.38972 | 0.33787 | 0.28405 | 0.34523 | 0.30539 | 0.38241 | 0.4286 | 0.42347 | 0.3411 | 0.38928 | 0.33196 | [28 empty] | distr_wonelc_won_CHN_078 | 0.32007 | 0.26626 | 0.30681 | 0.33877 | 0.34392 | 0.31533 | 0.14372 | 0.15353 | 0.14927 | 0.32294 | 0.32567 | 0.34815 | distr_wonelc_won_CHN_112 | DEF_C | OUT | 0.47717
distr_wonelc_won_CHN_079 | DEF_E | 0.3036 | 0.40921 | 0.30212 | 0.25082 | 0.33989 | 0.34304 | 0.31472 | 0.41991 | 0.37506 | 0.31276 | 0.39735 | 0.35783 | [28 empty] | distr_wonelc_won_CHN_079 | 0.2134 | 0.13382 | 0.18308 | 0.38312 | 0.35892 | 0.30365 | 0.22999 | 0.18947 | 0.15943 | 0.35125 | 0.30361 | 0.33598 | distr_wonelc_won_CHN_113 | DEF_C | OUT | 0.44007
distr_wonelc_won_CHN_080 | DEF_E | 0.31156 | 0.41477 | 0.36882 | 0.2265 | 0.31926 | 0.33718 | 0.32103 | 0.40156 | 0.40134 | 0.28648 | 0.39654 | 0.36346 | [28 empty] | distr_wonelc_won_CHN_080 | 0.30231 | 0.21159 | 0.21072 | 0.4699 | 0.38768 | 0.33017 | 0.24175 | 0.19338 | 0.1804 | 0.37301 | 0.31231 | 0.32454 | distr_wonelc_won_CHN_114 | DEF_C | OUT | 0.3431
distr_wonelc_won_CHN_081 | DEF_E | 0.27937 | 0.42076 | 0.32667 | 0.26731 | 0.36239 | 0.3599 | 0.31309 | 0.40353 | 0.39053 | 0.28986 | 0.40319 | 0.34476 | [28 empty] | distr_wonelc_won_CHN_081 | 0.20407 | 0.13972 | 0.15668 | 0.3206 | 0.31077 | 0.22751 | 0.18912 | 0.15057 | 0.14129 | 0.31825 | 0.2832 | 0.32046 | distr_wofelc_wof_CHN_001 | DEF_C | OUT | 0.64508
distr_wonelc_won_CHN_082 | DEF_E | 0.30344 | 0.40004 | 0.32983 | 0.29935 | 0.38411 | 0.33095 | 0.37533 | 0.41955 | 0.42343 | 0.3371 | 0.42875 | 0.3623 | [28 empty] | distr_wonelc_won_CHN_082 | 0.21261 | 0.16162 | 0.19885 | 0.27216 | 0.28899 | 0.22196 | 0.14839 | 0.13257 | 0.13259 | 0.25453 | 0.25893 | 0.27157 | distr_wofelc_wof_CHN_002 | DEF_C | OUT | 0.66641
distr_wonelc_won_CHN_083 | DEF_E | 0.42789 | 0.50185 | 0.41592 | 0.33754 | 0.43005 | 0.3139 | 0.38171 | 0.45584 | 0.37958 | 0.45198 | 0.50613 | 0.38958 | [28 empty] | distr_wonelc_won_CHN_083 | 0.1093 | 0.098229 | 0.11459 | 0.15048 | 0.1708 | 0.21432 | 0.060482 | 0.063379 | 0.07821 | 0.091545 | 0.10942 | 0.12302 | distr_wofelc_wof_CHN_003 | DEF_C | OUT | 0.62607
distr_wonelc_won_CHN_084 | DEF_E | 0.53577 | 0.51989 | 0.54986 | 0.49496 | 0.50798 | 0.38092 | 0.5427 | 0.54963 | 0.50842 | 0.59631 | 0.58124 | 0.55244 | [28 empty] | distr_wonelc_won_CHN_084 | 0.10777 | 0.15025 | 0.10838 | 0.098873 | 0.20158 | 0.15906 | 0.024346 | 0.057077 | 0.040206 | 0.085706 | 0.13369 | 0.096976 | distr_wofelc_wof_CHN_004 | DEF_C | OUT | 0.79286
distr_wonelc_won_CHN_085 | DEF_E | 0.3664 | 0.37025 | 0.35674 | 0.34768 | 0.39282 | 0.29395 | 0.36907 | 0.45342 | 0.37147 | 0.43218 | 0.43246 | 0.36032 | [28 empty] | distr_wonelc_won_CHN_085 | 0.26601 | 0.30377 | 0.27809 | 0.237 | 0.31245 | 0.34124 | 0.093092 | 0.12353 | 0.10983 | 0.18689 | 0.24114 | 0.23272 | distr_wofelc_wof_CHN_005 | DEF_C | OUT | 0.79298
distr_wonelc_won_CHN_086 | DEF_E | 0.5407 | 0.56847 | 0.46749 | 0.36994 | 0.42627 | 0.30879 | 0.38565 | 0.47778 | 0.3447 | 0.53044 | 0.5809 | 0.40174 | [28 empty] | distr_wonelc_won_CHN_086 | 0.090893 | 0.086795 | 0.11915 | 0.13297 | 0.17186 | 0.17712 | 0.075305 | 0.073702 | 0.10245 | 0.08707 | 0.099064 | 0.11872 | distr_wofelc_wof_CHN_006 | DEF_C | OUT | 0.73271
distr_wonelc_won_CHN_087 | DEF_E | 0.445 | 0.48568 | 0.44018 | 0.38341 | 0.45791 | 0.35916 | 0.41169 | 0.48127 | 0.45904 | 0.4997 | 0.51703 | 0.45792 | [28 empty] | distr_wonelc_won_CHN_087 | 0.1207 | 0.15394 | 0.13641 | 0.13928 | 0.26809 | 0.23594 | 0.042492 | 0.076573 | 0.068199 | 0.093686 | 0.15022 | 0.12637 | distr_wofelc_wof_CHN_007 | DEF_C | OUT | 0.56047
distr_wonelc_won_CHN_088 | DEF_E | 0.48516 | 0.50761 | 0.44595 | 0.39485 | 0.45077 | 0.33822 | 0.40671 | 0.4585 | 0.41168 | 0.51767 | 0.54559 | 0.42721 | [28 empty] | distr_wonelc_won_CHN_088 | 0.1062 | 0.11014 | 0.11143 | 0.14228 | 0.22957 | 0.19021 | 0.055735 | 0.066506 | 0.076438 | 0.089479 | 0.10966 | 0.10056 | distr_wofelc_wof_CHN_008 | DEF_C | OUT | 0.6492
distr_wonelc_won_CHN_089 | DEF_E | 0.44424 | 0.51788 | 0.41495 | 0.32763 | 0.43509 | 0.35399 | 0.34563 | 0.43608 | 0.39047 | 0.39702 | 0.44628 | 0.3998 | [28 empty] | distr_wonelc_won_CHN_089 | 0.16266 | 0.12699 | 0.17689 | 0.24253 | 0.22844 | 0.22659 | 0.20683 | 0.19057 | 0.19971 | 0.17154 | 0.12603 | 0.1636 | distr_wofelc_wof_CHN_009 | DEF_C | OUT | 0.49181
distr_wonelc_won_CHN_090 | DEF_E | 0.44778 | 0.52852 | 0.46172 | 0.40905 | 0.44602 | 0.36652 | 0.40522 | 0.44863 | 0.37289 | 0.46564 | 0.50238 | 0.44405 | [28 empty] | distr_wonelc_won_CHN_090 | 0.098164 | 0.087887 | 0.12431 | 0.18211 | 0.15827 | 0.20404 | 0.20399 | 0.20617 | 0.22116 | 0.1114 | 0.10307 | 0.13965 | distr_wofelc_wof_CHN_010 | DEF_C | OUT | 0.5406
distr_wonelc_won_CHN_091 | DEF_E | 0.48566 | 0.54565 | 0.45995 | 0.34657 | 0.43702 | 0.35176 | 0.37431 | 0.44622 | 0.38838 | 0.43948 | 0.48107 | 0.39141 | [28 empty] | distr_wonelc_won_CHN_091 | 0.12292 | 0.083255 | 0.10761 | 0.21699 | 0.192 | 0.18593 | 0.1365 | 0.11263 | 0.10982 | 0.12875 | 0.10106 | 0.094147 | distr_wofelc_wof_CHN_011 | DEF_C | OUT | 0.50138
distr_wonelc_won_CHN_092 | DEF_E | 0.45312 | 0.5177 | 0.46529 | 0.35012 | 0.43343 | 0.36351 | 0.39126 | 0.44552 | 0.43225 | 0.4431 | 0.50893 | 0.40005 | [28 empty] | distr_wonelc_won_CHN_092 | 0.13782 | 0.10455 | 0.12532 | 0.23742 | 0.24488 | 0.26888 | 0.15671 | 0.13569 | 0.14516 | 0.14933 | 0.1274 | 0.12889 | distr_wofelc_wof_CHN_012 | DEF_C | OUT | 0.3775
distr_wonelc_won_CHN_093 | DEF_E | 0.41563 | 0.44497 | 0.3983 | 0.35256 | 0.3893 | 0.31443 | 0.35614 | 0.41357 | 0.37461 | 0.42746 | 0.42767 | 0.37486 | [28 empty] | distr_wonelc_won_CHN_093 | 0.18043 | 0.18031 | 0.19951 | 0.22492 | 0.32158 | 0.3395 | 0.11491 | 0.14914 | 0.13975 | 0.16772 | 0.20311 | 0.21164 | distr_wofelc_wof_CHN_013 | DEF_C | OUT | 0.53323
distr_wonelc_won_CHN_094 | DEF_E | 0.36029 | 0.4133 | 0.36125 | 0.26467 | 0.35202 | 0.30234 | 0.30086 | 0.37706 | 0.34801 | 0.35573 | 0.39842 | 0.36038 | [28 empty] | distr_wonelc_won_CHN_094 | 0.25264 | 0.1791 | 0.21929 | 0.37524 | 0.35601 | 0.37988 | 0.29779 | 0.22236 | 0.22254 | 0.26929 | 0.19492 | 0.2256 | distr_wofelc_wof_CHN_014 | DEF_C | OUT | 0.59061
distr_wonelc_won_CHN_095 | DEF_E | 0.43498 | 0.42058 | 0.40271 | 0.35578 | 0.37842 | 0.32658 | 0.41217 | 0.46477 | 0.37327 | 0.40327 | 0.43637 | 0.37831 | [28 empty] | distr_wonelc_won_CHN_095 | 0.1886 | 0.17953 | 0.21951 | 0.21972 | 0.27326 | 0.26805 | 0.13354 | 0.15192 | 0.13684 | 0.19677 | 0.18593 | 0.20055 | distr_wofelc_wof_CHN_015 | DEF_C | OUT | 0.60645
distr_wonelc_won_CHN_096 | DEF_E | 0.33398 | 0.41087 | 0.33596 | 0.28355 | 0.33964 | 0.28459 | 0.32701 | 0.37266 | 0.33589 | 0.39974 | 0.4417 | 0.36633 | [28 empty] | distr_wonelc_won_CHN_096 | 0.24278 | 0.24241 | 0.23719 | 0.40221 | 0.36214 | 0.37565 | 0.23411 | 0.20335 | 0.21873 | 0.24961 | 0.21313 | 0.2629 | distr_wofelc_wof_CHN_016 | DEF_C | OUT | 0.54138
distr_wonelc_won_CHN_097 | DEF_E | 0.29102 | 0.34412 | 0.32701 | 0.21841 | 0.28469 | 0.23975 | 0.30384 | 0.33492 | 0.32041 | 0.34209 | 0.38195 | 0.35573 | [28 empty] | distr_wonelc_won_CHN_097 | 0.27335 | 0.25752 | 0.23586 | 0.45473 | 0.37464 | 0.35365 | 0.26628 | 0.19251 | 0.20888 | 0.29897 | 0.23938 | 0.27674 | distr_wofelc_wof_CHN_017 | DEF_C | OUT | 0.68291
distr_wonelc_won_CHN_098 | DEF_E | 0.36581 | 0.4695 | 0.43056 | 0.27301 | 0.37255 | 0.36691 | 0.36673 | 0.44105 | 0.44022 | 0.32757 | 0.44134 | 0.39526 | [28 empty] | distr_wonelc_won_CHN_098 | 0.18215 | 0.11519 | 0.12427 | 0.376 | 0.26557 | 0.2808 | 0.20732 | 0.12125 | 0.13204 | 0.22183 | 0.14482 | 0.16695 | distr_wofelc_wof_CHN_018 | DEF_C | OUT | 0.65799
distr_wonelc_won_CHN_099 | DEF_E | 0.38202 | 0.45833 | 0.39485 | 0.25524 | 0.33844 | 0.2889 | 0.34552 | 0.41004 | 0.34263 | 0.32851 | 0.43381 | 0.3508 | [28 empty] | distr_wonelc_won_CHN_099 | 0.16879 | 0.11559 | 0.12247 | 0.31476 | 0.22202 | 0.2691 | 0.15569 | 0.093265 | 0.11954 | 0.17992 | 0.13104 | 0.15242 | distr_wofelc_wof_CHN_019 | DEF_C | OUT | 0.38826
distr_wonelc_won_CHN_100 | DEF_E | 0.36304 | 0.46439 | 0.39674 | 0.30449 | 0.39013 | 0.37673 | 0.33368 | 0.39607 | 0.37924 | 0.35352 | 0.45079 | 0.39145 | [28 empty] | distr_wonelc_won_CHN_100 | 0.19445 | 0.11639 | 0.14226 | 0.38172 | 0.27496 | 0.27173 | 0.22954 | 0.13772 | 0.14416 | 0.21463 | 0.1365 | 0.17022 | distr_wofelc_wof_CHN_020 | DEF_C | OUT | 0.5029
distr_wonelc_won_CHN_101 | DEF_E | 0.34084 | 0.43518 | 0.38581 | 0.29191 | 0.37686 | 0.35001 | 0.2783 | 0.35828 | 0.33078 | 0.35931 | 0.43579 | 0.39991 | [28 empty] | distr_wonelc_won_CHN_101 | 0.17157 | 0.11974 | 0.11223 | 0.34147 | 0.26289 | 0.26395 | 0.19778 | 0.14465 | 0.14613 | 0.18338 | 0.12414 | 0.15129 | distr_wofelc_wof_CHN_021 | DEF_C | OUT | 0.58933
distr_wonelc_won_CHN_102 | DEF_E | 0.35182 | 0.46647 | 0.37227 | 0.30244 | 0.39322 | 0.35763 | 0.29102 | 0.39076 | 0.33407 | 0.33683 | 0.45379 | 0.36606 | [28 empty] | distr_wonelc_won_CHN_102 | 0.18336 | 0.10185 | 0.13861 | 0.34881 | 0.23108 | 0.24299 | 0.21335 | 0.14567 | 0.15526 | 0.19535 | 0.11763 | 0.16276 | distr_wofelc_wof_CHN_022 | DEF_C | OUT | 0.66006
distr_wonelc_won_CHN_103 | DEF_E | 0.2328 | 0.25631 | 0.25392 | 0.24327 | 0.26918 | 0.2468 | 0.28008 | 0.31318 | 0.28835 | 0.25218 | 0.3045 | 0.259 | [28 empty] | distr_wonelc_won_CHN_103 | 0.48587 | 0.45008 | 0.44929 | 0.48352 | 0.49233 | 0.50406 | 0.31551 | 0.28688 | 0.27933 | 0.43268 | 0.43187 | 0.40831 | distr_wofelc_wof_CHN_023 | DEF_C | OUT | 0.58359
distr_wonelc_won_CHN_104 | DEF_E | 0.3104 | 0.35976 | 0.33799 | 0.26421 | 0.30789 | 0.28854 | 0.27816 | 0.36651 | 0.31657 | 0.28788 | 0.35073 | 0.30724 | [28 empty] | distr_wonelc_won_CHN_104 | 0.3698 | 0.30235 | 0.33352 | 0.47614 | 0.4482 | 0.48284 | 0.36446 | 0.26323 | 0.31207 | 0.4494 | 0.3892 | 0.40523 | distr_wofelc_wof_CHN_024 | DEF_C | OUT | 0.5884
distr_wonelc_won_CHN_105 | DEF_E | 0.27468 | 0.30277 | 0.31512 | 0.2417 | 0.2593 | 0.23642 | 0.25232 | 0.32585 | 0.31766 | 0.2793 | 0.32497 | 0.32727 | [28 empty] | distr_wonelc_won_CHN_105 | 0.50979 | 0.43794 | 0.43661 | 0.52548 | 0.49795 | 0.52784 | 0.43437 | 0.32597 | 0.32236 | 0.51058 | 0.44656 | 0.43626 | distr_wofelc_wof_CHN_025 | DEF_C | OUT | 0.55138
distr_wonelc_won_CHN_106 | DEF_E | 0.29272 | 0.29983 | 0.30761 | 0.28378 | 0.28897 | 0.29333 | 0.33296 | 0.35537 | 0.323 | 0.26876 | 0.31483 | 0.31825 | [28 empty] | distr_wonelc_won_CHN_106 | 0.45834 | 0.43547 | 0.44924 | 0.50553 | 0.53227 | 0.50896 | 0.31875 | 0.32318 | 0.32642 | 0.45745 | 0.44145 | 0.42054 | distr_wofelc_wof_CHN_026 | DEF_C | OUT | 0.48575
distr_wonelc_won_CHN_107 | DEF_E | 0.35691 | 0.37226 | 0.35367 | 0.25483 | 0.29957 | 0.29005 | 0.33701 | 0.38976 | 0.36799 | 0.31928 | 0.34881 | 0.3098 | [28 empty] | distr_wonelc_won_CHN_107 | 0.32437 | 0.2817 | 0.31364 | 0.48696 | 0.46101 | 0.44253 | 0.25269 | 0.24048 | 0.23017 | 0.39598 | 0.36174 | 0.36648 | distr_wofelc_wof_CHN_027 | DEF_C | OUT | 0.47954
distr_wonelc_won_CHN_108 | DEF_E | 0.29794 | 0.38326 | 0.34681 | 0.24265 | 0.31704 | 0.32805 | 0.28623 | 0.37821 | 0.37332 | 0.29504 | 0.36261 | 0.35784 | [28 empty] | distr_wonelc_won_CHN_108 | 0.36949 | 0.29631 | 0.29899 | 0.53361 | 0.4588 | 0.44262 | 0.35995 | 0.26622 | 0.29687 | 0.43562 | 0.35082 | 0.36555 | distr_wofelc_wof_CHN_028 | DEF_C | OUT | 0.4805
distr_wonelc_won_CHN_109 | DEF_E | 0.3084 | 0.34392 | 0.29486 | 0.27252 | 0.28224 | 0.27655 | 0.3311 | 0.38619 | 0.32234 | 0.31645 | 0.35606 | 0.32318 | [28 empty] | distr_wonelc_won_CHN_109 | 0.43037 | 0.38658 | 0.41981 | 0.43019 | 0.46585 | 0.45451 | 0.19146 | 0.23053 | 0.20122 | 0.36059 | 0.36446 | 0.36199 | distr_wofelc_wof_CHN_029 | DEF_C | OUT | 0.32976
distr_wonelc_won_CHN_110 | DEF_E | 0.38691 | 0.40413 | 0.34599 | 0.37961 | 0.35926 | 0.32731 | 0.40534 | 0.44118 | 0.43855 | 0.39981 | 0.4179 | 0.38689 | [28 empty] | distr_wonelc_won_CHN_110 | 0.15661 | 0.15771 | 0.1707 | 0.2675 | 0.30072 | 0.27042 | 0.15369 | 0.15601 | 0.13787 | 0.21197 | 0.19513 | 0.1957 | distr_wofelc_wof_CHN_030 | DEF_C | OUT | 0.53549
distr_wonelc_won_CHN_111 | DEF_E | 0.36304 | 0.42706 | 0.35519 | 0.2937 | 0.31291 | 0.2893 | 0.35984 | 0.45708 | 0.40456 | 0.34078 | 0.39163 | 0.34558 | [28 empty] | distr_wonelc_won_CHN_111 | 0.26239 | 0.20781 | 0.27009 | 0.4157 | 0.39699 | 0.38028 | 0.23752 | 0.22337 | 0.18524 | 0.35413 | 0.32335 | 0.34177 | distr_wofelc_wof_CHN_031 | DEF_C | OUT | 0.322
distr_wonelc_won_CHN_112 | DEF_E | 0.33703 | 0.38303 | 0.35941 | 0.27061 | 0.29516 | 0.34956 | 0.32649 | 0.37853 | 0.37245 | 0.31418 | 0.37746 | 0.36749 | [28 empty] | distr_wonelc_won_CHN_112 | 0.33579 | 0.25955 | 0.2497 | 0.49316 | 0.44631 | 0.39915 | 0.33816 | 0.28341 | 0.26907 | 0.42194 | 0.34757 | 0.3566 | distr_wofelc_wof_CHN_032 | DEF_C | OUT | 0.54455
distr_wonelc_won_CHN_113 | DEF_E | 0.34833 | 0.42261 | 0.41732 | 0.28815 | 0.35871 | 0.3498 | 0.36045 | 0.40865 | 0.42895 | 0.36937 | 0.44321 | 0.43683 | [28 empty] | distr_wonelc_won_CHN_113 | 0.26315 | 0.23398 | 0.22084 | 0.4433 | 0.40496 | 0.38227 | 0.30204 | 0.26831 | 0.2626 | 0.3534 | 0.28443 | 0.29768 | distr_wofelc_wof_CHN_033 | DEF_C | OUT | 0.43562
distr_wonelc_won_CHN_114 | DEF_E | 0.32814 | 0.39362 | 0.34256 | 0.30055 | 0.34674 | 0.30753 | 0.33186 | 0.39063 | 0.36542 | 0.38515 | 0.40458 | 0.37241 | [28 empty] | distr_wonelc_won_CHN_114 | 0.21529 | 0.21078 | 0.2033 | 0.33503 | 0.34579 | 0.34873 | 0.17992 | 0.18055 | 0.19843 | 0.2367 | 0.24122 | 0.26577 | distr_wofelc_wof_CHN_034 | DEF_C | OUT | 0.55035

## load_shapes
~TFM_DINS-AT
g_yrfr | com_fr | timeslice | commodity
0.11427 | 0.16087 | FaD | elc_roadtransport
0.11427 | 0.052548 | FaN | elc_roadtransport
0.020776 | 0.035897 | FaP | elc_roadtransport
0.11553 | 0.16264 | RaD | elc_roadtransport
0.11553 | 0.053125 | RaN | elc_roadtransport
0.021005 | 0.036291 | RaP | elc_roadtransport
0.11553 | 0.16264 | SaD | elc_roadtransport
0.11553 | 0.053125 | SaN | elc_roadtransport
0.021005 | 0.036291 | SaP | elc_roadtransport
0.11301 | 0.1591 | WaD | elc_roadtransport
0.11301 | 0.05197 | WaN | elc_roadtransport
0.020548 | 0.035502 | WaP | elc_roadtransport

## demand
~TFM_DINS-AT
commodity | timeslice | com_fr
elc_buildings | FaD | 0.077515
elc_buildings | FaN | 0.054013
elc_buildings | FaP | 0.019823
elc_buildings | RaD | 0.089258
elc_buildings | RaN | 0.064694
elc_buildings | RaP | 0.022104
elc_buildings | SaD | 0.17488
elc_buildings | SaN | 0.13022
elc_buildings | SaP | 0.035451
elc_buildings | WaD | 0.16157
elc_buildings | WaN | 0.13115
elc_buildings | WaP | 0.03933
elc_industry | FaD | 0.1144
elc_industry | FaN | 0.11363
elc_industry | FaP | 0.020988
elc_industry | RaD | 0.1157
elc_industry | RaN | 0.11489
elc_industry | RaP | 0.021229
elc_industry | SaD | 0.11627
elc_industry | SaN | 0.1148
elc_industry | SaP | 0.02126
elc_industry | WaD | 0.11344
elc_industry | WaN | 0.11244
elc_industry | WaP | 0.020953

## peak_factors
~TFM_DINS-AT
commodity | timeslice | com_pkflx
ELC | FaD | 0.31109
ELC | FaN | 0.48061
ELC | FaP | 0.24591
ELC | RaD | 0.30033
ELC | RaN | 0.49757
ELC | RaP | 0.25981
ELC | SaD | 0.35258
ELC | SaN | 0.42634
ELC | SaP | 0.27593
ELC | WaD | 0.15436
ELC | WaN | 0.2935
ELC | WaP | 0.047845

## hydro_af
~TFM_INS-AT
Year | timeslice | ncap_afs | pset_ci
2020 | F | 0.49797 | hydro
2020 | R | 0.3156 | hydro
2020 | S | 0.5521 | hydro
2020 | W | 0.26447 | hydro
2021 | F | 0.45587 | hydro
2021 | R | 0.3084 | hydro
2021 | S | 0.5046 | hydro
2021 | W | 0.2634 | hydro
2022 | F | 0.3475 | hydro
2022 | R | 0.36363 | hydro
2022 | S | 0.51673 | hydro
2022 | W | 0.27377 | hydro
2025 | F | 0.418 | hydro
2025 | R | 0.2912 | hydro
2025 | S | 0.46053 | hydro
2025 | W | 0.28143 | hydro
2026 | F | 0.37867 | hydro
2026 | R | 0.31337 | hydro
2026 | S | 0.47243 | hydro
2026 | W | 0.23507 | hydro
2027 | F | 0.4182 | hydro
2027 | R | 0.34253 | hydro
2027 | S | 0.50043 | hydro
2027 | W | 0.28593 | hydro
2028 | F | 0.48313 | hydro
2028 | R | 0.3811 | hydro
2028 | S | 0.5581 | hydro
2028 | W | 0.30017 | hydro
2029 | F | 0.4661 | hydro
2029 | R | 0.36607 | hydro
2029 | S | 0.5299 | hydro
2029 | W | 0.33717 | hydro
2030 | F | 0.46797 | hydro
2030 | R | 0.3686 | hydro
2030 | S | 0.56033 | hydro
2030 | W | 0.2822 | hydro
2031 | F | 0.45477 | hydro
2031 | R | 0.35143 | hydro
2031 | S | 0.56027 | hydro
2031 | W | 0.27773 | hydro
2032 | F | 0.48217 | hydro
2032 | R | 0.33053 | hydro
2032 | S | 0.5221 | hydro
2032 | W | 0.28773 | hydro
2033 | F | 0.454 | hydro
2033 | R | 0.36413 | hydro
2033 | S | 0.5536 | hydro
2033 | W | 0.30797 | hydro
2034 | F | 0.46433 | hydro
2034 | R | 0.37767 | hydro
2034 | S | 0.5656 | hydro
2034 | W | 0.32913 | hydro
2035 | F | 0.45987 | hydro
2035 | R | 0.34687 | hydro
2035 | S | 0.51817 | hydro
2035 | W | 0.31393 | hydro
2036 | F | 0.4567 | hydro
2036 | R | 0.3418 | hydro
2036 | S | 0.524 | hydro
2036 | W | 0.29213 | hydro
2037 | F | 0.46093 | hydro
2037 | R | 0.35863 | hydro
2037 | S | 0.51313 | hydro
2037 | W | 0.30197 | hydro
2038 | F | 0.43537 | hydro
2038 | R | 0.33977 | hydro
2038 | S | 0.5127 | hydro
2038 | W | 0.2801 | hydro
2039 | F | 0.39473 | hydro
2039 | R | 0.31283 | hydro
2039 | S | 0.47297 | hydro
2039 | W | 0.2487 | hydro
2040 | F | 0.37323 | hydro
2040 | R | 0.312 | hydro
2040 | S | 0.50557 | hydro
2040 | W | 0.24207 | hydro
2041 | F | 0.41503 | hydro
2041 | R | 0.3086 | hydro
2041 | S | 0.48557 | hydro
2041 | W | 0.23377 | hydro
2042 | F | 0.44133 | hydro
2042 | R | 0.33543 | hydro
2042 | S | 0.54147 | hydro
2042 | W | 0.29897 | hydro
2043 | F | 0.4418 | hydro
2043 | R | 0.36803 | hydro
2043 | S | 0.54067 | hydro
2043 | W | 0.29073 | hydro
2044 | F | 0.4458 | hydro
2044 | R | 0.33907 | hydro
2044 | S | 0.55853 | hydro
2044 | W | 0.2812 | hydro
2045 | F | 0.47153 | hydro
2045 | R | 0.35403 | hydro
2045 | S | 0.51247 | hydro
2045 | W | 0.30667 | hydro
2046 | F | 0.40867 | hydro
2046 | R | 0.3244 | hydro
2046 | S | 0.5163 | hydro
2046 | W | 0.33243 | hydro
2047 | F | 0.4475 | hydro
2047 | R | 0.35593 | hydro
2047 | S | 0.52733 | hydro
2047 | W | 0.31537 | hydro
2048 | F | 0.5148 | hydro
2048 | R | 0.44643 | hydro
2048 | S | 0.61347 | hydro
2048 | W | 0.40403 | hydro
2049 | F | 0.4458 | hydro
2049 | R | 0.32087 | hydro
2049 | S | 0.49673 | hydro
2049 | W | 0.28757 | hydro
2050 | F | 0.4248 | hydro
2050 | R | 0.34113 | hydro
2050 | S | 0.52997 | hydro
2050 | W | 0.28443 | hydro