## ev_charging_uc
ts_12t | day_night | ts_12t
| D | SaD,WaP,FaP,SaP,FaD,RaP,RaD,WaD
| N | FaP,SaP,FaN,RaN,SaN,WaN,RaP,WaP
[7 empty] | 0.75 |  | share of charging at night
~UC_Sets: R_E: AllRegions
~UC_T: LO
| UC_N | Pset_CI | Pset_CO | pset_pn | Cset_CN | TimeSlice | UC_FLO | UC_RHSRT | UC_RHSRT~0
| UC_bev night chg limit | ELC | AuxStoIN | *EV* | AuxStoIN | FaP,SaP,FaN,RaN,SaN,WaN,RaP,WaP | 0.25 | 0 | 3 |  | night
|  | ELC | AuxStoIN | *EV* | AuxStoIN | SaD,WaP,FaP,SaP,FaD,RaP,RaD,WaD | -0.75 |  |  |  | day
~UC_T: LO
| UC_N | PSET_SET | PSET_PN | Pset_CI | PSET_CO | Cset_CN | TimeSlice | UC_ACT | UC_COMPRD | UC_RHSRTS | UC_RHSRTS~0 | UC_Desc
| UCE_Min-DispatchablePrd | ELE,CHP |  | *,-solar,-wind*,-ELC,-ELCSPV,-elc[_]???[_]*,-e[_]* |  |  | DAYNITE | 1 |  | 0 | 5 | Min dispatchable electricity generation in each grid in each TS
[6 empty] | DEF_E | DAYNITE |  | -1

## timeslice_def
~TimeSlices
ts_12t | season | weekly | daynite | wparent | dparent
| F | a | D | W,R,S,F | a
| R |  | N |  | a
| S |  | P |  | a
W

## resource_profiles
~TFM_DINS-AT |  |  |  | ~TFM_DINS-AT |  |  |  | ~TFM_DINS-AT
commodity | timeslice | com_fr | process | commodity | timeslice | com_fr | process | commodity | timeslice | com_fr | process
elc_spv_GBR_001 | FaD | 0.16119 | IMPNRGZ | elc_won_GBR_001 | FaD | 0.12888 | IMPNRGZ | elc_wof_GBR_001 | FaD | 0.12004 | IMPNRGZ
elc_spv_GBR_001 | FaN | 0.00021199 | IMPNRGZ | elc_won_GBR_001 | FaN | 0.12864 | IMPNRGZ | elc_wof_GBR_001 | FaN | 0.12382 | IMPNRGZ
elc_spv_GBR_001 | FaP | 0.010905 | IMPNRGZ | elc_won_GBR_001 | FaP | 0.023816 | IMPNRGZ | elc_wof_GBR_001 | FaP | 0.022921 | IMPNRGZ
elc_spv_GBR_001 | RaD | 0.27289 | IMPNRGZ | elc_won_GBR_001 | RaD | 0.13239 | IMPNRGZ | elc_wof_GBR_001 | RaD | 0.1181 | IMPNRGZ
elc_spv_GBR_001 | RaN | 0.0092088 | IMPNRGZ | elc_won_GBR_001 | RaN | 0.1113 | IMPNRGZ | elc_wof_GBR_001 | RaN | 0.1195 | IMPNRGZ
elc_spv_GBR_001 | RaP | 0.034978 | IMPNRGZ | elc_won_GBR_001 | RaP | 0.022584 | IMPNRGZ | elc_wof_GBR_001 | RaP | 0.022264 | IMPNRGZ
elc_spv_GBR_001 | SaD | 0.33571 | IMPNRGZ | elc_won_GBR_001 | SaD | 0.071237 | IMPNRGZ | elc_wof_GBR_001 | SaD | 0.081253 | IMPNRGZ
elc_spv_GBR_001 | SaN | 0.024644 | IMPNRGZ | elc_won_GBR_001 | SaN | 0.057223 | IMPNRGZ | elc_wof_GBR_001 | SaN | 0.090006 | IMPNRGZ
elc_spv_GBR_001 | SaP | 0.051322 | IMPNRGZ | elc_won_GBR_001 | SaP | 0.013276 | IMPNRGZ | elc_wof_GBR_001 | SaP | 0.016329 | IMPNRGZ
elc_spv_GBR_001 | WaD | 0.096033 | IMPNRGZ | elc_won_GBR_001 | WaD | 0.14052 | IMPNRGZ | elc_wof_GBR_001 | WaD | 0.12818 | IMPNRGZ
elc_spv_GBR_001 | WaN | 0 | IMPNRGZ | elc_won_GBR_001 | WaN | 0.14423 | IMPNRGZ | elc_wof_GBR_001 | WaN | 0.13352 | IMPNRGZ
elc_spv_GBR_001 | WaP | 0.0028999 | IMPNRGZ | elc_won_GBR_001 | WaP | 0.025906 | IMPNRGZ | elc_wof_GBR_001 | WaP | 0.024061 | IMPNRGZ
elc_spv_GBR_002 | FaD | 0.15818 | IMPNRGZ | elc_won_GBR_002 | FaD | 0.12181 | IMPNRGZ | elc_wof_GBR_002 | FaD | 0.1173 | IMPNRGZ
elc_spv_GBR_002 | FaN | 0.00041011 | IMPNRGZ | elc_won_GBR_002 | FaN | 0.12578 | IMPNRGZ | elc_wof_GBR_002 | FaN | 0.11909 | IMPNRGZ
elc_spv_GBR_002 | FaP | 0.011413 | IMPNRGZ | elc_won_GBR_002 | FaP | 0.022705 | IMPNRGZ | elc_wof_GBR_002 | FaP | 0.0231 | IMPNRGZ
elc_spv_GBR_002 | RaD | 0.27177 | IMPNRGZ | elc_won_GBR_002 | RaD | 0.12777 | IMPNRGZ | elc_wof_GBR_002 | RaD | 0.10764 | IMPNRGZ
elc_spv_GBR_002 | RaN | 0.010055 | IMPNRGZ | elc_won_GBR_002 | RaN | 0.11922 | IMPNRGZ | elc_wof_GBR_002 | RaN | 0.12035 | IMPNRGZ
elc_spv_GBR_002 | RaP | 0.033967 | IMPNRGZ | elc_won_GBR_002 | RaP | 0.02305 | IMPNRGZ | elc_wof_GBR_002 | RaP | 0.021007 | IMPNRGZ
elc_spv_GBR_002 | SaD | 0.33663 | IMPNRGZ | elc_won_GBR_002 | SaD | 0.073851 | IMPNRGZ | elc_wof_GBR_002 | SaD | 0.090477 | IMPNRGZ
elc_spv_GBR_002 | SaN | 0.025372 | IMPNRGZ | elc_won_GBR_002 | SaN | 0.072653 | IMPNRGZ | elc_wof_GBR_002 | SaN | 0.10413 | IMPNRGZ
elc_spv_GBR_002 | SaP | 0.050346 | IMPNRGZ | elc_won_GBR_002 | SaP | 0.013638 | IMPNRGZ | elc_wof_GBR_002 | SaP | 0.019459 | IMPNRGZ
elc_spv_GBR_002 | WaD | 0.09873 | IMPNRGZ | elc_won_GBR_002 | WaD | 0.13365 | IMPNRGZ | elc_wof_GBR_002 | WaD | 0.1257 | IMPNRGZ
elc_spv_GBR_002 | WaN | 0 | IMPNRGZ | elc_won_GBR_002 | WaN | 0.14123 | IMPNRGZ | elc_wof_GBR_002 | WaN | 0.12869 | IMPNRGZ
elc_spv_GBR_002 | WaP | 0.0031325 | IMPNRGZ | elc_won_GBR_002 | WaP | 0.024661 | IMPNRGZ | elc_wof_GBR_002 | WaP | 0.023047 | IMPNRGZ
elc_spv_GBR_003 | FaD | 0.15687 | IMPNRGZ | elc_won_GBR_003 | FaD | 0.11887 | IMPNRGZ | elc_wof_GBR_003 | FaD | 0.11665 | IMPNRGZ
elc_spv_GBR_003 | FaN | 0.0004607 | IMPNRGZ | elc_won_GBR_003 | FaN | 0.11186 | IMPNRGZ | elc_wof_GBR_003 | FaN | 0.1187 | IMPNRGZ
elc_spv_GBR_003 | FaP | 0.011172 | IMPNRGZ | elc_won_GBR_003 | FaP | 0.022143 | IMPNRGZ | elc_wof_GBR_003 | FaP | 0.022899 | IMPNRGZ
elc_spv_GBR_003 | RaD | 0.27932 | IMPNRGZ | elc_won_GBR_003 | RaD | 0.13423 | IMPNRGZ | elc_wof_GBR_003 | RaD | 0.11628 | IMPNRGZ
elc_spv_GBR_003 | RaN | 0.011859 | IMPNRGZ | elc_won_GBR_003 | RaN | 0.11764 | IMPNRGZ | elc_wof_GBR_003 | RaN | 0.1248 | IMPNRGZ
elc_spv_GBR_003 | RaP | 0.037028 | IMPNRGZ | elc_won_GBR_003 | RaP | 0.02336 | IMPNRGZ | elc_wof_GBR_003 | RaP | 0.022588 | IMPNRGZ
elc_spv_GBR_003 | SaD | 0.32708 | IMPNRGZ | elc_won_GBR_003 | SaD | 0.074975 | IMPNRGZ | elc_wof_GBR_003 | SaD | 0.086662 | IMPNRGZ
elc_spv_GBR_003 | SaN | 0.027308 | IMPNRGZ | elc_won_GBR_003 | SaN | 0.070123 | IMPNRGZ | elc_wof_GBR_003 | SaN | 0.094461 | IMPNRGZ
elc_spv_GBR_003 | SaP | 0.048679 | IMPNRGZ | elc_won_GBR_003 | SaP | 0.015517 | IMPNRGZ | elc_wof_GBR_003 | SaP | 0.017357 | IMPNRGZ
elc_spv_GBR_003 | WaD | 0.096708 | IMPNRGZ | elc_won_GBR_003 | WaD | 0.14033 | IMPNRGZ | elc_wof_GBR_003 | WaD | 0.12813 | IMPNRGZ
elc_spv_GBR_003 | WaN | 0 | IMPNRGZ | elc_won_GBR_003 | WaN | 0.14542 | IMPNRGZ | elc_wof_GBR_003 | WaN | 0.1282 | IMPNRGZ
elc_spv_GBR_003 | WaP | 0.0035126 | IMPNRGZ | elc_won_GBR_003 | WaP | 0.025528 | IMPNRGZ | elc_wof_GBR_003 | WaP | 0.023276 | IMPNRGZ
elc_spv_GBR_004 | FaD | 0.15668 | IMPNRGZ | elc_won_GBR_004 | FaD | 0.12113 | IMPNRGZ | elc_wof_GBR_004 | FaD | 0.11753 | IMPNRGZ
elc_spv_GBR_004 | FaN | 0.00056906 | IMPNRGZ | elc_won_GBR_004 | FaN | 0.12765 | IMPNRGZ | elc_wof_GBR_004 | FaN | 0.11541 | IMPNRGZ
elc_spv_GBR_004 | FaP | 0.01098 | IMPNRGZ | elc_won_GBR_004 | FaP | 0.022879 | IMPNRGZ | elc_wof_GBR_004 | FaP | 0.021442 | IMPNRGZ
elc_spv_GBR_004 | RaD | 0.28389 | IMPNRGZ | elc_won_GBR_004 | RaD | 0.12587 | IMPNRGZ | elc_wof_GBR_004 | RaD | 0.12252 | IMPNRGZ
elc_spv_GBR_004 | RaN | 0.011483 | IMPNRGZ | elc_won_GBR_004 | RaN | 0.11547 | IMPNRGZ | elc_wof_GBR_004 | RaN | 0.12475 | IMPNRGZ
elc_spv_GBR_004 | RaP | 0.036451 | IMPNRGZ | elc_won_GBR_004 | RaP | 0.022554 | IMPNRGZ | elc_wof_GBR_004 | RaP | 0.021281 | IMPNRGZ
elc_spv_GBR_004 | SaD | 0.32103 | IMPNRGZ | elc_won_GBR_004 | SaD | 0.075302 | IMPNRGZ | elc_wof_GBR_004 | SaD | 0.076783 | IMPNRGZ
elc_spv_GBR_004 | SaN | 0.025755 | IMPNRGZ | elc_won_GBR_004 | SaN | 0.074527 | IMPNRGZ | elc_wof_GBR_004 | SaN | 0.080662 | IMPNRGZ
elc_spv_GBR_004 | SaP | 0.047532 | IMPNRGZ | elc_won_GBR_004 | SaP | 0.014522 | IMPNRGZ | elc_wof_GBR_004 | SaP | 0.017611 | IMPNRGZ
elc_spv_GBR_004 | WaD | 0.10178 | IMPNRGZ | elc_won_GBR_004 | WaD | 0.13323 | IMPNRGZ | elc_wof_GBR_004 | WaD | 0.1361 | IMPNRGZ
elc_spv_GBR_004 | WaN | 0 | IMPNRGZ | elc_won_GBR_004 | WaN | 0.14196 | IMPNRGZ | elc_wof_GBR_004 | WaN | 0.14029 | IMPNRGZ
elc_spv_GBR_004 | WaP | 0.003857 | IMPNRGZ | elc_won_GBR_004 | WaP | 0.024899 | IMPNRGZ | elc_wof_GBR_004 | WaP | 0.025611 | IMPNRGZ
elc_spv_GBR_005 | FaD | 0.14981 | IMPNRGZ | elc_won_GBR_005 | FaD | 0.11562 | IMPNRGZ | elc_wof_GBR_005 | FaD | 0.12054 | IMPNRGZ
elc_spv_GBR_005 | FaN | 0 | IMPNRGZ | elc_won_GBR_005 | FaN | 0.12014 | IMPNRGZ | elc_wof_GBR_005 | FaN | 0.12212 | IMPNRGZ
elc_spv_GBR_005 | FaP | 0.0047559 | IMPNRGZ | elc_won_GBR_005 | FaP | 0.022774 | IMPNRGZ | elc_wof_GBR_005 | FaP | 0.022047 | IMPNRGZ
elc_spv_GBR_005 | RaD | 0.30499 | IMPNRGZ | elc_won_GBR_005 | RaD | 0.1144 | IMPNRGZ | elc_wof_GBR_005 | RaD | 0.12401 | IMPNRGZ
elc_spv_GBR_005 | RaN | 0.0088773 | IMPNRGZ | elc_won_GBR_005 | RaN | 0.12146 | IMPNRGZ | elc_wof_GBR_005 | RaN | 0.12702 | IMPNRGZ
elc_spv_GBR_005 | RaP | 0.03102 | IMPNRGZ | elc_won_GBR_005 | RaP | 0.021323 | IMPNRGZ | elc_wof_GBR_005 | RaP | 0.021916 | IMPNRGZ
elc_spv_GBR_005 | SaD | 0.34221 | IMPNRGZ | elc_won_GBR_005 | SaD | 0.088143 | IMPNRGZ | elc_wof_GBR_005 | SaD | 0.066637 | IMPNRGZ
elc_spv_GBR_005 | SaN | 0.022723 | IMPNRGZ | elc_won_GBR_005 | SaN | 0.096962 | IMPNRGZ | elc_wof_GBR_005 | SaN | 0.069184 | IMPNRGZ
elc_spv_GBR_005 | SaP | 0.040926 | IMPNRGZ | elc_won_GBR_005 | SaP | 0.017721 | IMPNRGZ | elc_wof_GBR_005 | SaP | 0.013331 | IMPNRGZ
elc_spv_GBR_005 | WaD | 0.094005 | IMPNRGZ | elc_won_GBR_005 | WaD | 0.12596 | IMPNRGZ | elc_wof_GBR_005 | WaD | 0.14053 | IMPNRGZ
elc_spv_GBR_005 | WaN | 0 | IMPNRGZ | elc_won_GBR_005 | WaN | 0.13216 | IMPNRGZ | elc_wof_GBR_005 | WaN | 0.14647 | IMPNRGZ
elc_spv_GBR_005 | WaP | 0.00068741 | IMPNRGZ | elc_won_GBR_005 | WaP | 0.02333 | IMPNRGZ | elc_wof_GBR_005 | WaP | 0.026199 | IMPNRGZ
elc_spv_GBR_006 | FaD | 0.15867 | IMPNRGZ | elc_won_GBR_006 | FaD | 0.11572 | IMPNRGZ | elc_wof_GBR_006 | FaD | 0.115 | IMPNRGZ
elc_spv_GBR_006 | FaN | 0 | IMPNRGZ | elc_won_GBR_006 | FaN | 0.12436 | IMPNRGZ | elc_wof_GBR_006 | FaN | 0.11211 | IMPNRGZ
elc_spv_GBR_006 | FaP | 0.005049 | IMPNRGZ | elc_won_GBR_006 | FaP | 0.022009 | IMPNRGZ | elc_wof_GBR_006 | FaP | 0.021813 | IMPNRGZ
elc_spv_GBR_006 | RaD | 0.29323 | IMPNRGZ | elc_won_GBR_006 | RaD | 0.11929 | IMPNRGZ | elc_wof_GBR_006 | RaD | 0.12692 | IMPNRGZ
elc_spv_GBR_006 | RaN | 0.0089974 | IMPNRGZ | elc_won_GBR_006 | RaN | 0.12129 | IMPNRGZ | elc_wof_GBR_006 | RaN | 0.12516 | IMPNRGZ
elc_spv_GBR_006 | RaP | 0.02877 | IMPNRGZ | elc_won_GBR_006 | RaP | 0.021697 | IMPNRGZ | elc_wof_GBR_006 | RaP | 0.022866 | IMPNRGZ
elc_spv_GBR_006 | SaD | 0.34586 | IMPNRGZ | elc_won_GBR_006 | SaD | 0.079202 | IMPNRGZ | elc_wof_GBR_006 | SaD | 0.08085 | IMPNRGZ
elc_spv_GBR_006 | SaN | 0.020176 | IMPNRGZ | elc_won_GBR_006 | SaN | 0.087999 | IMPNRGZ | elc_wof_GBR_006 | SaN | 0.087005 | IMPNRGZ
elc_spv_GBR_006 | SaP | 0.040749 | IMPNRGZ | elc_won_GBR_006 | SaP | 0.015647 | IMPNRGZ | elc_wof_GBR_006 | SaP | 0.017032 | IMPNRGZ
elc_spv_GBR_006 | WaD | 0.098008 | IMPNRGZ | elc_won_GBR_006 | WaD | 0.12953 | IMPNRGZ | elc_wof_GBR_006 | WaD | 0.13255 | IMPNRGZ
elc_spv_GBR_006 | WaN | 0 | IMPNRGZ | elc_won_GBR_006 | WaN | 0.13869 | IMPNRGZ | elc_wof_GBR_006 | WaN | 0.13429 | IMPNRGZ
elc_spv_GBR_006 | WaP | 0.00049175 | IMPNRGZ | elc_won_GBR_006 | WaP | 0.024566 | IMPNRGZ | elc_wof_GBR_006 | WaP | 0.024402 | IMPNRGZ
elc_spv_GBR_007 | FaD | 0.15408 | IMPNRGZ | elc_won_GBR_007 | FaD | 0.12 | IMPNRGZ | elc_wof_GBR_007 | FaD | 0.11081 | IMPNRGZ
elc_spv_GBR_007 | FaN | 0.0010048 | IMPNRGZ | elc_won_GBR_007 | FaN | 0.11504 | IMPNRGZ | elc_wof_GBR_007 | FaN | 0.10668 | IMPNRGZ
elc_spv_GBR_007 | FaP | 0.013419 | IMPNRGZ | elc_won_GBR_007 | FaP | 0.021595 | IMPNRGZ | elc_wof_GBR_007 | FaP | 0.0205 | IMPNRGZ
elc_spv_GBR_007 | RaD | 0.26839 | IMPNRGZ | elc_won_GBR_007 | RaD | 0.12801 | IMPNRGZ | elc_wof_GBR_007 | RaD | 0.12672 | IMPNRGZ
elc_spv_GBR_007 | RaN | 0.01183 | IMPNRGZ | elc_won_GBR_007 | RaN | 0.11991 | IMPNRGZ | elc_wof_GBR_007 | RaN | 0.13234 | IMPNRGZ
elc_spv_GBR_007 | RaP | 0.036473 | IMPNRGZ | elc_won_GBR_007 | RaP | 0.021776 | IMPNRGZ | elc_wof_GBR_007 | RaP | 0.022823 | IMPNRGZ
elc_spv_GBR_007 | SaD | 0.33341 | IMPNRGZ | elc_won_GBR_007 | SaD | 0.076643 | IMPNRGZ | elc_wof_GBR_007 | SaD | 0.08198 | IMPNRGZ
elc_spv_GBR_007 | SaN | 0.027448 | IMPNRGZ | elc_won_GBR_007 | SaN | 0.078003 | IMPNRGZ | elc_wof_GBR_007 | SaN | 0.087598 | IMPNRGZ
elc_spv_GBR_007 | SaP | 0.05208 | IMPNRGZ | elc_won_GBR_007 | SaP | 0.015479 | IMPNRGZ | elc_wof_GBR_007 | SaP | 0.016888 | IMPNRGZ
elc_spv_GBR_007 | WaD | 0.098037 | IMPNRGZ | elc_won_GBR_007 | WaD | 0.1363 | IMPNRGZ | elc_wof_GBR_007 | WaD | 0.13569 | IMPNRGZ
elc_spv_GBR_007 | WaN | 0 | IMPNRGZ | elc_won_GBR_007 | WaN | 0.14184 | IMPNRGZ | elc_wof_GBR_007 | WaN | 0.13306 | IMPNRGZ
elc_spv_GBR_007 | WaP | 0.0038279 | IMPNRGZ | elc_won_GBR_007 | WaP | 0.025402 | IMPNRGZ | elc_wof_GBR_007 | WaP | 0.024919 | IMPNRGZ
elc_spv_GBR_008 | FaD | 0.14829 | IMPNRGZ | elc_won_GBR_008 | FaD | 0.11641 | IMPNRGZ | elc_wof_GBR_008 | FaD | 0.10583 | IMPNRGZ
elc_spv_GBR_008 | FaN | 0.00074192 | IMPNRGZ | elc_won_GBR_008 | FaN | 0.11188 | IMPNRGZ | elc_wof_GBR_008 | FaN | 0.1045 | IMPNRGZ
elc_spv_GBR_008 | FaP | 0.012394 | IMPNRGZ | elc_won_GBR_008 | FaP | 0.021966 | IMPNRGZ | elc_wof_GBR_008 | FaP | 0.01936 | IMPNRGZ
elc_spv_GBR_008 | RaD | 0.28429 | IMPNRGZ | elc_won_GBR_008 | RaD | 0.13007 | IMPNRGZ | elc_wof_GBR_008 | RaD | 0.12959 | IMPNRGZ
elc_spv_GBR_008 | RaN | 0.013723 | IMPNRGZ | elc_won_GBR_008 | RaN | 0.12283 | IMPNRGZ | elc_wof_GBR_008 | RaN | 0.13374 | IMPNRGZ
elc_spv_GBR_008 | RaP | 0.041308 | IMPNRGZ | elc_won_GBR_008 | RaP | 0.023873 | IMPNRGZ | elc_wof_GBR_008 | RaP | 0.024409 | IMPNRGZ
elc_spv_GBR_008 | SaD | 0.32192 | IMPNRGZ | elc_won_GBR_008 | SaD | 0.082967 | IMPNRGZ | elc_wof_GBR_008 | SaD | 0.083912 | IMPNRGZ
elc_spv_GBR_008 | SaN | 0.027998 | IMPNRGZ | elc_won_GBR_008 | SaN | 0.083238 | IMPNRGZ | elc_wof_GBR_008 | SaN | 0.087536 | IMPNRGZ
elc_spv_GBR_008 | SaP | 0.050134 | IMPNRGZ | elc_won_GBR_008 | SaP | 0.016293 | IMPNRGZ | elc_wof_GBR_008 | SaP | 0.016295 | IMPNRGZ
elc_spv_GBR_008 | WaD | 0.094555 | IMPNRGZ | elc_won_GBR_008 | WaD | 0.13094 | IMPNRGZ | elc_wof_GBR_008 | WaD | 0.13604 | IMPNRGZ
elc_spv_GBR_008 | WaN | 0 | IMPNRGZ | elc_won_GBR_008 | WaN | 0.13531 | IMPNRGZ | elc_wof_GBR_008 | WaN | 0.13407 | IMPNRGZ
elc_spv_GBR_008 | WaP | 0.0046434 | IMPNRGZ | elc_won_GBR_008 | WaP | 0.024221 | IMPNRGZ | elc_wof_GBR_008 | WaP | 0.024717 | IMPNRGZ
elc_spv_GBR_009 | FaD | 0.14745 | IMPNRGZ | elc_won_GBR_009 | FaD | 0.11441 | IMPNRGZ | elc_wof_GBR_009 | FaD | 0.10714 | IMPNRGZ
elc_spv_GBR_009 | FaN | 0.001056 | IMPNRGZ | elc_won_GBR_009 | FaN | 0.11239 | IMPNRGZ | elc_wof_GBR_009 | FaN | 0.10965 | IMPNRGZ
elc_spv_GBR_009 | FaP | 0.012561 | IMPNRGZ | elc_won_GBR_009 | FaP | 0.022087 | IMPNRGZ | elc_wof_GBR_009 | FaP | 0.02076 | IMPNRGZ
elc_spv_GBR_009 | RaD | 0.28032 | IMPNRGZ | elc_won_GBR_009 | RaD | 0.12606 | IMPNRGZ | elc_wof_GBR_009 | RaD | 0.1255 | IMPNRGZ
elc_spv_GBR_009 | RaN | 0.014062 | IMPNRGZ | elc_won_GBR_009 | RaN | 0.12284 | IMPNRGZ | elc_wof_GBR_009 | RaN | 0.12915 | IMPNRGZ
elc_spv_GBR_009 | RaP | 0.042142 | IMPNRGZ | elc_won_GBR_009 | RaP | 0.02386 | IMPNRGZ | elc_wof_GBR_009 | RaP | 0.024339 | IMPNRGZ
elc_spv_GBR_009 | SaD | 0.32259 | IMPNRGZ | elc_won_GBR_009 | SaD | 0.080479 | IMPNRGZ | elc_wof_GBR_009 | SaD | 0.08782 | IMPNRGZ
elc_spv_GBR_009 | SaN | 0.028251 | IMPNRGZ | elc_won_GBR_009 | SaN | 0.085959 | IMPNRGZ | elc_wof_GBR_009 | SaN | 0.090943 | IMPNRGZ
elc_spv_GBR_009 | SaP | 0.051436 | IMPNRGZ | elc_won_GBR_009 | SaP | 0.017055 | IMPNRGZ | elc_wof_GBR_009 | SaP | 0.017664 | IMPNRGZ
elc_spv_GBR_009 | WaD | 0.095698 | IMPNRGZ | elc_won_GBR_009 | WaD | 0.13228 | IMPNRGZ | elc_wof_GBR_009 | WaD | 0.13196 | IMPNRGZ
elc_spv_GBR_009 | WaN | 0 | IMPNRGZ | elc_won_GBR_009 | WaN | 0.13811 | IMPNRGZ | elc_wof_GBR_009 | WaN | 0.13112 | IMPNRGZ
elc_spv_GBR_009 | WaP | 0.0044278 | IMPNRGZ | elc_won_GBR_009 | WaP | 0.024465 | IMPNRGZ | elc_wof_GBR_009 | WaP | 0.02396 | IMPNRGZ
elc_spv_GBR_010 | FaD | 0.14461 | IMPNRGZ | elc_won_GBR_010 | FaD | 0.12765 | IMPNRGZ | elc_wof_GBR_010 | FaD | 0.11995 | IMPNRGZ
elc_spv_GBR_010 | FaN | 0.00087778 | IMPNRGZ | elc_won_GBR_010 | FaN | 0.13028 | IMPNRGZ | elc_wof_GBR_010 | FaN | 0.11578 | IMPNRGZ
elc_spv_GBR_010 | FaP | 0.011835 | IMPNRGZ | elc_won_GBR_010 | FaP | 0.023522 | IMPNRGZ | elc_wof_GBR_010 | FaP | 0.021613 | IMPNRGZ
elc_spv_GBR_010 | RaD | 0.28749 | IMPNRGZ | elc_won_GBR_010 | RaD | 0.10533 | IMPNRGZ | elc_wof_GBR_010 | RaD | 0.11752 | IMPNRGZ
elc_spv_GBR_010 | RaN | 0.015861 | IMPNRGZ | elc_won_GBR_010 | RaN | 0.1063 | IMPNRGZ | elc_wof_GBR_010 | RaN | 0.11332 | IMPNRGZ
elc_spv_GBR_010 | RaP | 0.046011 | IMPNRGZ | elc_won_GBR_010 | RaP | 0.02121 | IMPNRGZ | elc_wof_GBR_010 | RaP | 0.021485 | IMPNRGZ
elc_spv_GBR_010 | SaD | 0.31596 | IMPNRGZ | elc_won_GBR_010 | SaD | 0.089455 | IMPNRGZ | elc_wof_GBR_010 | SaD | 0.082184 | IMPNRGZ
elc_spv_GBR_010 | SaN | 0.031759 | IMPNRGZ | elc_won_GBR_010 | SaN | 0.081329 | IMPNRGZ | elc_wof_GBR_010 | SaN | 0.085687 | IMPNRGZ
elc_spv_GBR_010 | SaP | 0.050286 | IMPNRGZ | elc_won_GBR_010 | SaP | 0.01526 | IMPNRGZ | elc_wof_GBR_010 | SaP | 0.015126 | IMPNRGZ
elc_spv_GBR_010 | WaD | 0.090501 | IMPNRGZ | elc_won_GBR_010 | WaD | 0.13555 | IMPNRGZ | elc_wof_GBR_010 | WaD | 0.1394 | IMPNRGZ
elc_spv_GBR_010 | WaN | 0 | IMPNRGZ | elc_won_GBR_010 | WaN | 0.13924 | IMPNRGZ | elc_wof_GBR_010 | WaN | 0.14176 | IMPNRGZ
elc_spv_GBR_010 | WaP | 0.0048089 | IMPNRGZ | elc_won_GBR_010 | WaP | 0.024881 | IMPNRGZ | elc_wof_GBR_010 | WaP | 0.02618 | IMPNRGZ
elc_spv_GBR_011 | FaD | 0.14948 | IMPNRGZ | elc_won_GBR_011 | FaD | 0.12495 | IMPNRGZ | elc_wof_GBR_011 | FaD | 0.12307 | IMPNRGZ
elc_spv_GBR_011 | FaN | 0.00093257 | IMPNRGZ | elc_won_GBR_011 | FaN | 0.12912 | IMPNRGZ | elc_wof_GBR_011 | FaN | 0.12033 | IMPNRGZ
elc_spv_GBR_011 | FaP | 0.011589 | IMPNRGZ | elc_won_GBR_011 | FaP | 0.022837 | IMPNRGZ | elc_wof_GBR_011 | FaP | 0.02242 | IMPNRGZ
elc_spv_GBR_011 | RaD | 0.28638 | IMPNRGZ | elc_won_GBR_011 | RaD | 0.10226 | IMPNRGZ | elc_wof_GBR_011 | RaD | 0.11786 | IMPNRGZ
elc_spv_GBR_011 | RaN | 0.015162 | IMPNRGZ | elc_won_GBR_011 | RaN | 0.11159 | IMPNRGZ | elc_wof_GBR_011 | RaN | 0.11914 | IMPNRGZ
elc_spv_GBR_011 | RaP | 0.042989 | IMPNRGZ | elc_won_GBR_011 | RaP | 0.020681 | IMPNRGZ | elc_wof_GBR_011 | RaP | 0.022268 | IMPNRGZ
elc_spv_GBR_011 | SaD | 0.3179 | IMPNRGZ | elc_won_GBR_011 | SaD | 0.094011 | IMPNRGZ | elc_wof_GBR_011 | SaD | 0.072523 | IMPNRGZ
elc_spv_GBR_011 | SaN | 0.032007 | IMPNRGZ | elc_won_GBR_011 | SaN | 0.090909 | IMPNRGZ | elc_wof_GBR_011 | SaN | 0.071861 | IMPNRGZ
elc_spv_GBR_011 | SaP | 0.048937 | IMPNRGZ | elc_won_GBR_011 | SaP | 0.016479 | IMPNRGZ | elc_wof_GBR_011 | SaP | 0.013103 | IMPNRGZ
elc_spv_GBR_011 | WaD | 0.09084 | IMPNRGZ | elc_won_GBR_011 | WaD | 0.13102 | IMPNRGZ | elc_wof_GBR_011 | WaD | 0.14312 | IMPNRGZ
elc_spv_GBR_011 | WaN | 0 | IMPNRGZ | elc_won_GBR_011 | WaN | 0.1322 | IMPNRGZ | elc_wof_GBR_011 | WaN | 0.14755 | IMPNRGZ
elc_spv_GBR_011 | WaP | 0.0037823 | IMPNRGZ | elc_won_GBR_011 | WaP | 0.023939 | IMPNRGZ | elc_wof_GBR_011 | WaP | 0.026749 | IMPNRGZ
elc_spv_GBR_012 | FaD | 0.14232 | IMPNRGZ | elc_won_GBR_012 | FaD | 0.12074 | IMPNRGZ | elc_wof_GBR_012 | FaD | 0.12349 | IMPNRGZ
elc_spv_GBR_012 | FaN | 0.00095687 | IMPNRGZ | elc_won_GBR_012 | FaN | 0.11843 | IMPNRGZ | elc_wof_GBR_012 | FaN | 0.12084 | IMPNRGZ
elc_spv_GBR_012 | FaP | 0.011451 | IMPNRGZ | elc_won_GBR_012 | FaP | 0.022108 | IMPNRGZ | elc_wof_GBR_012 | FaP | 0.022321 | IMPNRGZ
elc_spv_GBR_012 | RaD | 0.29346 | IMPNRGZ | elc_won_GBR_012 | RaD | 0.10886 | IMPNRGZ | elc_wof_GBR_012 | RaD | 0.1059 | IMPNRGZ
elc_spv_GBR_012 | RaN | 0.015623 | IMPNRGZ | elc_won_GBR_012 | RaN | 0.10795 | IMPNRGZ | elc_wof_GBR_012 | RaN | 0.10703 | IMPNRGZ
elc_spv_GBR_012 | RaP | 0.043234 | IMPNRGZ | elc_won_GBR_012 | RaP | 0.020756 | IMPNRGZ | elc_wof_GBR_012 | RaP | 0.020913 | IMPNRGZ
elc_spv_GBR_012 | SaD | 0.32174 | IMPNRGZ | elc_won_GBR_012 | SaD | 0.092946 | IMPNRGZ | elc_wof_GBR_012 | SaD | 0.088338 | IMPNRGZ
elc_spv_GBR_012 | SaN | 0.034382 | IMPNRGZ | elc_won_GBR_012 | SaN | 0.08995 | IMPNRGZ | elc_wof_GBR_012 | SaN | 0.085639 | IMPNRGZ
elc_spv_GBR_012 | SaP | 0.050545 | IMPNRGZ | elc_won_GBR_012 | SaP | 0.016922 | IMPNRGZ | elc_wof_GBR_012 | SaP | 0.016039 | IMPNRGZ
elc_spv_GBR_012 | WaD | 0.08267 | IMPNRGZ | elc_won_GBR_012 | WaD | 0.13475 | IMPNRGZ | elc_wof_GBR_012 | WaD | 0.13828 | IMPNRGZ
elc_spv_GBR_012 | WaN | 0 | IMPNRGZ | elc_won_GBR_012 | WaN | 0.14098 | IMPNRGZ | elc_wof_GBR_012 | WaN | 0.14509 | IMPNRGZ
elc_spv_GBR_012 | WaP | 0.0036162 | IMPNRGZ | elc_won_GBR_012 | WaP | 0.025607 | IMPNRGZ | elc_wof_GBR_012 | WaP | 0.026126 | IMPNRGZ
elc_spv_GBR_013 | FaD | 0.12932 | IMPNRGZ | elc_won_GBR_013 | FaD | 0.12473 | IMPNRGZ | elc_wof_GBR_013 | FaD | 0.12896 | IMPNRGZ
elc_spv_GBR_013 | FaN | 0.0010129 | IMPNRGZ | elc_won_GBR_013 | FaN | 0.11676 | IMPNRGZ | elc_wof_GBR_013 | FaN | 0.13451 | IMPNRGZ
elc_spv_GBR_013 | FaP | 0.011185 | IMPNRGZ | elc_won_GBR_013 | FaP | 0.022406 | IMPNRGZ | elc_wof_GBR_013 | FaP | 0.024714 | IMPNRGZ
elc_spv_GBR_013 | RaD | 0.31765 | IMPNRGZ | elc_won_GBR_013 | RaD | 0.1105 | IMPNRGZ | elc_wof_GBR_013 | RaD | 0.11764 | IMPNRGZ
elc_spv_GBR_013 | RaN | 0.018923 | IMPNRGZ | elc_won_GBR_013 | RaN | 0.10847 | IMPNRGZ | elc_wof_GBR_013 | RaN | 0.11628 | IMPNRGZ
elc_spv_GBR_013 | RaP | 0.047897 | IMPNRGZ | elc_won_GBR_013 | RaP | 0.020786 | IMPNRGZ | elc_wof_GBR_013 | RaP | 0.021347 | IMPNRGZ
elc_spv_GBR_013 | SaD | 0.31045 | IMPNRGZ | elc_won_GBR_013 | SaD | 0.087964 | IMPNRGZ | elc_wof_GBR_013 | SaD | 0.058443 | IMPNRGZ
elc_spv_GBR_013 | SaN | 0.033531 | IMPNRGZ | elc_won_GBR_013 | SaN | 0.084612 | IMPNRGZ | elc_wof_GBR_013 | SaN | 0.064728 | IMPNRGZ
elc_spv_GBR_013 | SaP | 0.050441 | IMPNRGZ | elc_won_GBR_013 | SaP | 0.01558 | IMPNRGZ | elc_wof_GBR_013 | SaP | 0.013839 | IMPNRGZ
elc_spv_GBR_013 | WaD | 0.076222 | IMPNRGZ | elc_won_GBR_013 | WaD | 0.1377 | IMPNRGZ | elc_wof_GBR_013 | WaD | 0.14567 | IMPNRGZ
elc_spv_GBR_013 | WaN | 0 | IMPNRGZ | elc_won_GBR_013 | WaN | 0.14434 | IMPNRGZ | elc_wof_GBR_013 | WaN | 0.14745 | IMPNRGZ
elc_spv_GBR_013 | WaP | 0.0033678 | IMPNRGZ | elc_won_GBR_013 | WaP | 0.026141 | IMPNRGZ | elc_wof_GBR_013 | WaP | 0.026407 | IMPNRGZ
elc_spv_GBR_014 | FaD | 0.14127 | IMPNRGZ | elc_won_GBR_014 | FaD | 0.11802 | IMPNRGZ | elc_wof_GBR_014 | FaD | 0.12637 | IMPNRGZ
elc_spv_GBR_014 | FaN | 0 | IMPNRGZ | elc_won_GBR_014 | FaN | 0.1087 | IMPNRGZ | elc_wof_GBR_014 | FaN | 0.10429 | IMPNRGZ
elc_spv_GBR_014 | FaP | 0.0049381 | IMPNRGZ | elc_won_GBR_014 | FaP | 0.019497 | IMPNRGZ | elc_wof_GBR_014 | FaP | 0.020095 | IMPNRGZ
elc_spv_GBR_014 | RaD | 0.33052 | IMPNRGZ | elc_won_GBR_014 | RaD | 0.13591 | IMPNRGZ | elc_wof_GBR_014 | RaD | 0.13261 | IMPNRGZ
elc_spv_GBR_014 | RaN | 0.012644 | IMPNRGZ | elc_won_GBR_014 | RaN | 0.12406 | IMPNRGZ | elc_wof_GBR_014 | RaN | 0.11101 | IMPNRGZ
elc_spv_GBR_014 | RaP | 0.032543 | IMPNRGZ | elc_won_GBR_014 | RaP | 0.022915 | IMPNRGZ | elc_wof_GBR_014 | RaP | 0.023982 | IMPNRGZ
elc_spv_GBR_014 | SaD | 0.32971 | IMPNRGZ | elc_won_GBR_014 | SaD | 0.070958 | IMPNRGZ | elc_wof_GBR_014 | SaD | 0.071156 | IMPNRGZ
elc_spv_GBR_014 | SaN | 0.027621 | IMPNRGZ | elc_won_GBR_014 | SaN | 0.060395 | IMPNRGZ | elc_wof_GBR_014 | SaN | 0.046057 | IMPNRGZ
elc_spv_GBR_014 | SaP | 0.040251 | IMPNRGZ | elc_won_GBR_014 | SaP | 0.01145 | IMPNRGZ | elc_wof_GBR_014 | SaP | 0.011775 | IMPNRGZ
elc_spv_GBR_014 | WaD | 0.080294 | IMPNRGZ | elc_won_GBR_014 | WaD | 0.14832 | IMPNRGZ | elc_wof_GBR_014 | WaD | 0.15775 | IMPNRGZ
elc_spv_GBR_014 | WaN | 0 | IMPNRGZ | elc_won_GBR_014 | WaN | 0.15193 | IMPNRGZ | elc_wof_GBR_014 | WaN | 0.16511 | IMPNRGZ
elc_spv_GBR_014 | WaP | 0.00021694 | IMPNRGZ | elc_won_GBR_014 | WaP | 0.027848 | IMPNRGZ | elc_wof_GBR_014 | WaP | 0.0298 | IMPNRGZ
elc_spv_GBR_015 | FaD | 0.14606 | IMPNRGZ | elc_won_GBR_015 | FaD | 0.12092 | IMPNRGZ | elc_wof_GBR_015 | FaD | 0.1305 | IMPNRGZ
elc_spv_GBR_015 | FaN | 0 | IMPNRGZ | elc_won_GBR_015 | FaN | 0.11987 | IMPNRGZ | elc_wof_GBR_015 | FaN | 0.13237 | IMPNRGZ
elc_spv_GBR_015 | FaP | 0.0047134 | IMPNRGZ | elc_won_GBR_015 | FaP | 0.021868 | IMPNRGZ | elc_wof_GBR_015 | FaP | 0.024331 | IMPNRGZ
elc_spv_GBR_015 | RaD | 0.34005 | IMPNRGZ | elc_won_GBR_015 | RaD | 0.12412 | IMPNRGZ | elc_wof_GBR_015 | RaD | 0.10784 | IMPNRGZ
elc_spv_GBR_015 | RaN | 0.012592 | IMPNRGZ | elc_won_GBR_015 | RaN | 0.12339 | IMPNRGZ | elc_wof_GBR_015 | RaN | 0.10776 | IMPNRGZ
elc_spv_GBR_015 | RaP | 0.033132 | IMPNRGZ | elc_won_GBR_015 | RaP | 0.022408 | IMPNRGZ | elc_wof_GBR_015 | RaP | 0.020665 | IMPNRGZ
elc_spv_GBR_015 | SaD | 0.3157 | IMPNRGZ | elc_won_GBR_015 | SaD | 0.071243 | IMPNRGZ | elc_wof_GBR_015 | SaD | 0.068665 | IMPNRGZ
elc_spv_GBR_015 | SaN | 0.028055 | IMPNRGZ | elc_won_GBR_015 | SaN | 0.069793 | IMPNRGZ | elc_wof_GBR_015 | SaN | 0.059865 | IMPNRGZ
elc_spv_GBR_015 | SaP | 0.041494 | IMPNRGZ | elc_won_GBR_015 | SaP | 0.013033 | IMPNRGZ | elc_wof_GBR_015 | SaP | 0.013255 | IMPNRGZ
elc_spv_GBR_015 | WaD | 0.077369 | IMPNRGZ | elc_won_GBR_015 | WaD | 0.14147 | IMPNRGZ | elc_wof_GBR_015 | WaD | 0.14916 | IMPNRGZ
elc_spv_GBR_015 | WaN | 0 | IMPNRGZ | elc_won_GBR_015 | WaN | 0.14556 | IMPNRGZ | elc_wof_GBR_015 | WaN | 0.15893 | IMPNRGZ
elc_spv_GBR_015 | WaP | 0.00083734 | IMPNRGZ | elc_won_GBR_015 | WaP | 0.026313 | IMPNRGZ | elc_wof_GBR_015 | WaP | 0.02666 | IMPNRGZ
elc_spv_GBR_016 | FaD | 0.14158 | IMPNRGZ | elc_won_GBR_016 | FaD | 0.13136 | IMPNRGZ | elc_wof_GBR_016 | FaD | 0.10986 | IMPNRGZ
elc_spv_GBR_016 | FaN | 0 | IMPNRGZ | elc_won_GBR_016 | FaN | 0.12314 | IMPNRGZ | elc_wof_GBR_016 | FaN | 0.10814 | IMPNRGZ
elc_spv_GBR_016 | FaP | 0.005941 | IMPNRGZ | elc_won_GBR_016 | FaP | 0.023627 | IMPNRGZ | elc_wof_GBR_016 | FaP | 0.020522 | IMPNRGZ
elc_spv_GBR_016 | RaD | 0.33887 | IMPNRGZ | elc_won_GBR_016 | RaD | 0.11612 | IMPNRGZ | elc_wof_GBR_016 | RaD | 0.11297 | IMPNRGZ
elc_spv_GBR_016 | RaN | 0.012802 | IMPNRGZ | elc_won_GBR_016 | RaN | 0.10115 | IMPNRGZ | elc_wof_GBR_016 | RaN | 0.11313 | IMPNRGZ
elc_spv_GBR_016 | RaP | 0.0353 | IMPNRGZ | elc_won_GBR_016 | RaP | 0.020711 | IMPNRGZ | elc_wof_GBR_016 | RaP | 0.019441 | IMPNRGZ
elc_spv_GBR_016 | SaD | 0.32693 | IMPNRGZ | elc_won_GBR_016 | SaD | 0.088338 | IMPNRGZ | elc_wof_GBR_016 | SaD | 0.10266 | IMPNRGZ
elc_spv_GBR_016 | SaN | 0.028311 | IMPNRGZ | elc_won_GBR_016 | SaN | 0.063418 | IMPNRGZ | elc_wof_GBR_016 | SaN | 0.10469 | IMPNRGZ
elc_spv_GBR_016 | SaP | 0.044017 | IMPNRGZ | elc_won_GBR_016 | SaP | 0.014002 | IMPNRGZ | elc_wof_GBR_016 | SaP | 0.019061 | IMPNRGZ
elc_spv_GBR_016 | WaD | 0.065482 | IMPNRGZ | elc_won_GBR_016 | WaD | 0.14114 | IMPNRGZ | elc_wof_GBR_016 | WaD | 0.13121 | IMPNRGZ
elc_spv_GBR_016 | WaN | 0 | IMPNRGZ | elc_won_GBR_016 | WaN | 0.15055 | IMPNRGZ | elc_wof_GBR_016 | WaN | 0.13323 | IMPNRGZ
elc_spv_GBR_016 | WaP | 0.00076877 | IMPNRGZ | elc_won_GBR_016 | WaP | 0.026444 | IMPNRGZ | elc_wof_GBR_016 | WaP | 0.025083 | IMPNRGZ
elc_spv_GBR_017 | FaD | 0.13292 | IMPNRGZ | elc_won_GBR_017 | FaD | 0.13122 | IMPNRGZ | elc_wof_GBR_017 | FaD | 0.10817 | IMPNRGZ
elc_spv_GBR_017 | FaN | 0 | IMPNRGZ | elc_won_GBR_017 | FaN | 0.11199 | IMPNRGZ | elc_wof_GBR_017 | FaN | 0.10754 | IMPNRGZ
elc_spv_GBR_017 | FaP | 0.0055872 | IMPNRGZ | elc_won_GBR_017 | FaP | 0.02198 | IMPNRGZ | elc_wof_GBR_017 | FaP | 0.019547 | IMPNRGZ
elc_spv_GBR_017 | RaD | 0.35364 | IMPNRGZ | elc_won_GBR_017 | RaD | 0.12986 | IMPNRGZ | elc_wof_GBR_017 | RaD | 0.11796 | IMPNRGZ
elc_spv_GBR_017 | RaN | 0.014125 | IMPNRGZ | elc_won_GBR_017 | RaN | 0.1097 | IMPNRGZ | elc_wof_GBR_017 | RaN | 0.11481 | IMPNRGZ
elc_spv_GBR_017 | RaP | 0.037235 | IMPNRGZ | elc_won_GBR_017 | RaP | 0.022845 | IMPNRGZ | elc_wof_GBR_017 | RaP | 0.020741 | IMPNRGZ
elc_spv_GBR_017 | SaD | 0.31713 | IMPNRGZ | elc_won_GBR_017 | SaD | 0.078515 | IMPNRGZ | elc_wof_GBR_017 | SaD | 0.10046 | IMPNRGZ
elc_spv_GBR_017 | SaN | 0.026428 | IMPNRGZ | elc_won_GBR_017 | SaN | 0.052326 | IMPNRGZ | elc_wof_GBR_017 | SaN | 0.098842 | IMPNRGZ
elc_spv_GBR_017 | SaP | 0.040954 | IMPNRGZ | elc_won_GBR_017 | SaP | 0.012955 | IMPNRGZ | elc_wof_GBR_017 | SaP | 0.018858 | IMPNRGZ
elc_spv_GBR_017 | WaD | 0.071243 | IMPNRGZ | elc_won_GBR_017 | WaD | 0.14766 | IMPNRGZ | elc_wof_GBR_017 | WaD | 0.13652 | IMPNRGZ
elc_spv_GBR_017 | WaN | 0 | IMPNRGZ | elc_won_GBR_017 | WaN | 0.15354 | IMPNRGZ | elc_wof_GBR_017 | WaN | 0.13134 | IMPNRGZ
elc_spv_GBR_017 | WaP | 0.00074009 | IMPNRGZ | elc_won_GBR_017 | WaP | 0.027419 | IMPNRGZ | elc_wof_GBR_017 | WaP | 0.025221 | IMPNRGZ
elc_spv_GBR_018 | FaD | 0.16165 | IMPNRGZ | elc_won_GBR_018 | FaD | 0.129 | IMPNRGZ | elc_wof_GBR_018 | FaD | 0.11608 | IMPNRGZ
elc_spv_GBR_018 | FaN | 0 | IMPNRGZ | elc_won_GBR_018 | FaN | 0.13704 | IMPNRGZ | elc_wof_GBR_018 | FaN | 0.11333 | IMPNRGZ
elc_spv_GBR_018 | FaP | 0.005673 | IMPNRGZ | elc_won_GBR_018 | FaP | 0.024206 | IMPNRGZ | elc_wof_GBR_018 | FaP | 0.021124 | IMPNRGZ
elc_spv_GBR_018 | RaD | 0.30213 | IMPNRGZ | elc_won_GBR_018 | RaD | 0.11055 | IMPNRGZ | elc_wof_GBR_018 | RaD | 0.11328 | IMPNRGZ
elc_spv_GBR_018 | RaN | 0.0096773 | IMPNRGZ | elc_won_GBR_018 | RaN | 0.11084 | IMPNRGZ | elc_wof_GBR_018 | RaN | 0.1108 | IMPNRGZ
elc_spv_GBR_018 | RaP | 0.032418 | IMPNRGZ | elc_won_GBR_018 | RaP | 0.020118 | IMPNRGZ | elc_wof_GBR_018 | RaP | 0.020361 | IMPNRGZ
elc_spv_GBR_018 | SaD | 0.33087 | IMPNRGZ | elc_won_GBR_018 | SaD | 0.063373 | IMPNRGZ | elc_wof_GBR_018 | SaD | 0.092047 | IMPNRGZ
elc_spv_GBR_018 | SaN | 0.025904 | IMPNRGZ | elc_won_GBR_018 | SaN | 0.060699 | IMPNRGZ | elc_wof_GBR_018 | SaN | 0.093156 | IMPNRGZ
elc_spv_GBR_018 | SaP | 0.039231 | IMPNRGZ | elc_won_GBR_018 | SaP | 0.012555 | IMPNRGZ | elc_wof_GBR_018 | SaP | 0.016979 | IMPNRGZ
elc_spv_GBR_018 | WaD | 0.091205 | IMPNRGZ | elc_won_GBR_018 | WaD | 0.15024 | IMPNRGZ | elc_wof_GBR_018 | WaD | 0.13777 | IMPNRGZ
elc_spv_GBR_018 | WaN | 0 | IMPNRGZ | elc_won_GBR_018 | WaN | 0.15494 | IMPNRGZ | elc_wof_GBR_018 | WaN | 0.13925 | IMPNRGZ
elc_spv_GBR_018 | WaP | 0.00124 | IMPNRGZ | elc_won_GBR_018 | WaP | 0.026447 | IMPNRGZ | elc_wof_GBR_018 | WaP | 0.025822 | IMPNRGZ
elc_spv_GBR_019 | FaD | 0.1606 | IMPNRGZ | elc_won_GBR_019 | FaD | 0.13297 | IMPNRGZ | elc_wof_GBR_019 | FaD | 0.11645 | IMPNRGZ
elc_spv_GBR_019 | FaN | 0 | IMPNRGZ | elc_won_GBR_019 | FaN | 0.12451 | IMPNRGZ | elc_wof_GBR_019 | FaN | 0.11536 | IMPNRGZ
elc_spv_GBR_019 | FaP | 0.0057209 | IMPNRGZ | elc_won_GBR_019 | FaP | 0.023631 | IMPNRGZ | elc_wof_GBR_019 | FaP | 0.021416 | IMPNRGZ
elc_spv_GBR_019 | RaD | 0.30592 | IMPNRGZ | elc_won_GBR_019 | RaD | 0.12567 | IMPNRGZ | elc_wof_GBR_019 | RaD | 0.10905 | IMPNRGZ
elc_spv_GBR_019 | RaN | 0.0088015 | IMPNRGZ | elc_won_GBR_019 | RaN | 0.11171 | IMPNRGZ | elc_wof_GBR_019 | RaN | 0.10737 | IMPNRGZ
elc_spv_GBR_019 | RaP | 0.033262 | IMPNRGZ | elc_won_GBR_019 | RaP | 0.0224 | IMPNRGZ | elc_wof_GBR_019 | RaP | 0.020027 | IMPNRGZ
elc_spv_GBR_019 | SaD | 0.32754 | IMPNRGZ | elc_won_GBR_019 | SaD | 0.067275 | IMPNRGZ | elc_wof_GBR_019 | SaD | 0.0917 | IMPNRGZ
elc_spv_GBR_019 | SaN | 0.025584 | IMPNRGZ | elc_won_GBR_019 | SaN | 0.049178 | IMPNRGZ | elc_wof_GBR_019 | SaN | 0.093003 | IMPNRGZ
elc_spv_GBR_019 | SaP | 0.038486 | IMPNRGZ | elc_won_GBR_019 | SaP | 0.013057 | IMPNRGZ | elc_wof_GBR_019 | SaP | 0.016709 | IMPNRGZ
elc_spv_GBR_019 | WaD | 0.092438 | IMPNRGZ | elc_won_GBR_019 | WaD | 0.14946 | IMPNRGZ | elc_wof_GBR_019 | WaD | 0.13816 | IMPNRGZ
elc_spv_GBR_019 | WaN | 0 | IMPNRGZ | elc_won_GBR_019 | WaN | 0.15369 | IMPNRGZ | elc_wof_GBR_019 | WaN | 0.14459 | IMPNRGZ
elc_spv_GBR_019 | WaP | 0.0016426 | IMPNRGZ | elc_won_GBR_019 | WaP | 0.026448 | IMPNRGZ | elc_wof_GBR_019 | WaP | 0.026166 | IMPNRGZ
elc_spv_GBR_020 | FaD | 0.15694 | IMPNRGZ | elc_won_GBR_020 | FaD | 0.12706 | IMPNRGZ | elc_wof_GBR_020 | FaD | 0.11188 | IMPNRGZ
elc_spv_GBR_020 | FaN | 0 | IMPNRGZ | elc_won_GBR_020 | FaN | 0.12486 | IMPNRGZ | elc_wof_GBR_020 | FaN | 0.11403 | IMPNRGZ
elc_spv_GBR_020 | FaP | 0.0054369 | IMPNRGZ | elc_won_GBR_020 | FaP | 0.023089 | IMPNRGZ | elc_wof_GBR_020 | FaP | 0.020392 | IMPNRGZ
elc_spv_GBR_020 | RaD | 0.3131 | IMPNRGZ | elc_won_GBR_020 | RaD | 0.12939 | IMPNRGZ | elc_wof_GBR_020 | RaD | 0.10936 | IMPNRGZ
elc_spv_GBR_020 | RaN | 0.010622 | IMPNRGZ | elc_won_GBR_020 | RaN | 0.11597 | IMPNRGZ | elc_wof_GBR_020 | RaN | 0.1065 | IMPNRGZ
elc_spv_GBR_020 | RaP | 0.032832 | IMPNRGZ | elc_won_GBR_020 | RaP | 0.022509 | IMPNRGZ | elc_wof_GBR_020 | RaP | 0.019969 | IMPNRGZ
elc_spv_GBR_020 | SaD | 0.33247 | IMPNRGZ | elc_won_GBR_020 | SaD | 0.069847 | IMPNRGZ | elc_wof_GBR_020 | SaD | 0.097816 | IMPNRGZ
elc_spv_GBR_020 | SaN | 0.025836 | IMPNRGZ | elc_won_GBR_020 | SaN | 0.059373 | IMPNRGZ | elc_wof_GBR_020 | SaN | 0.096734 | IMPNRGZ
elc_spv_GBR_020 | SaP | 0.042171 | IMPNRGZ | elc_won_GBR_020 | SaP | 0.013047 | IMPNRGZ | elc_wof_GBR_020 | SaP | 0.017507 | IMPNRGZ
elc_spv_GBR_020 | WaD | 0.079609 | IMPNRGZ | elc_won_GBR_020 | WaD | 0.14244 | IMPNRGZ | elc_wof_GBR_020 | WaD | 0.13815 | IMPNRGZ
elc_spv_GBR_020 | WaN | 0 | IMPNRGZ | elc_won_GBR_020 | WaN | 0.14589 | IMPNRGZ | elc_wof_GBR_020 | WaN | 0.14257 | IMPNRGZ
elc_spv_GBR_020 | WaP | 0.00098784 | IMPNRGZ | elc_won_GBR_020 | WaP | 0.026529 | IMPNRGZ | elc_wof_GBR_020 | WaP | 0.02509 | IMPNRGZ
elc_spv_GBR_021 | FaD | 0.15291 | IMPNRGZ | elc_won_GBR_021 | FaD | 0.1291 | IMPNRGZ | elc_wof_GBR_021 | FaD | 0.11646 | IMPNRGZ
elc_spv_GBR_021 | FaN | 0 | IMPNRGZ | elc_won_GBR_021 | FaN | 0.13451 | IMPNRGZ | elc_wof_GBR_021 | FaN | 0.12153 | IMPNRGZ
elc_spv_GBR_021 | FaP | 0.0053102 | IMPNRGZ | elc_won_GBR_021 | FaP | 0.024212 | IMPNRGZ | elc_wof_GBR_021 | FaP | 0.021549 | IMPNRGZ
elc_spv_GBR_021 | RaD | 0.30899 | IMPNRGZ | elc_won_GBR_021 | RaD | 0.1247 | IMPNRGZ | elc_wof_GBR_021 | RaD | 0.10422 | IMPNRGZ
elc_spv_GBR_021 | RaN | 0.011733 | IMPNRGZ | elc_won_GBR_021 | RaN | 0.11765 | IMPNRGZ | elc_wof_GBR_021 | RaN | 0.10654 | IMPNRGZ
elc_spv_GBR_021 | RaP | 0.033214 | IMPNRGZ | elc_won_GBR_021 | RaP | 0.021471 | IMPNRGZ | elc_wof_GBR_021 | RaP | 0.020653 | IMPNRGZ
elc_spv_GBR_021 | SaD | 0.32774 | IMPNRGZ | elc_won_GBR_021 | SaD | 0.064451 | IMPNRGZ | elc_wof_GBR_021 | SaD | 0.096019 | IMPNRGZ
elc_spv_GBR_021 | SaN | 0.026558 | IMPNRGZ | elc_won_GBR_021 | SaN | 0.066793 | IMPNRGZ | elc_wof_GBR_021 | SaN | 0.097077 | IMPNRGZ
elc_spv_GBR_021 | SaP | 0.042576 | IMPNRGZ | elc_won_GBR_021 | SaP | 0.012596 | IMPNRGZ | elc_wof_GBR_021 | SaP | 0.017477 | IMPNRGZ
elc_spv_GBR_021 | WaD | 0.090112 | IMPNRGZ | elc_won_GBR_021 | WaD | 0.1372 | IMPNRGZ | elc_wof_GBR_021 | WaD | 0.13577 | IMPNRGZ
elc_spv_GBR_021 | WaN | 0 | IMPNRGZ | elc_won_GBR_021 | WaN | 0.1416 | IMPNRGZ | elc_wof_GBR_021 | WaN | 0.13777 | IMPNRGZ
elc_spv_GBR_021 | WaP | 0.00085207 | IMPNRGZ | elc_won_GBR_021 | WaP | 0.025724 | IMPNRGZ | elc_wof_GBR_021 | WaP | 0.024952 | IMPNRGZ
[8 empty] | elc_wof_GBR_022 | FaD | 0.11775 | IMPNRGZ
[8 empty] | elc_wof_GBR_022 | FaN | 0.122 | IMPNRGZ
[8 empty] | elc_wof_GBR_022 | FaP | 0.021604 | IMPNRGZ
[8 empty] | elc_wof_GBR_022 | RaD | 0.10291 | IMPNRGZ
[8 empty] | elc_wof_GBR_022 | RaN | 0.10934 | IMPNRGZ
[8 empty] | elc_wof_GBR_022 | RaP | 0.020501 | IMPNRGZ
[8 empty] | elc_wof_GBR_022 | SaD | 0.094196 | IMPNRGZ
[8 empty] | elc_wof_GBR_022 | SaN | 0.095871 | IMPNRGZ
[8 empty] | elc_wof_GBR_022 | SaP | 0.017522 | IMPNRGZ
[8 empty] | elc_wof_GBR_022 | WaD | 0.13738 | IMPNRGZ
[8 empty] | elc_wof_GBR_022 | WaN | 0.13646 | IMPNRGZ
[8 empty] | elc_wof_GBR_022 | WaP | 0.024469 | IMPNRGZ
[8 empty] | elc_wof_GBR_023 | FaD | 0.11481 | IMPNRGZ
[8 empty] | elc_wof_GBR_023 | FaN | 0.11491 | IMPNRGZ
[8 empty] | elc_wof_GBR_023 | FaP | 0.020439 | IMPNRGZ
[8 empty] | elc_wof_GBR_023 | RaD | 0.11033 | IMPNRGZ
[8 empty] | elc_wof_GBR_023 | RaN | 0.11287 | IMPNRGZ
[8 empty] | elc_wof_GBR_023 | RaP | 0.020268 | IMPNRGZ
[8 empty] | elc_wof_GBR_023 | SaD | 0.095743 | IMPNRGZ
[8 empty] | elc_wof_GBR_023 | SaN | 0.093867 | IMPNRGZ
[8 empty] | elc_wof_GBR_023 | SaP | 0.017692 | IMPNRGZ
[8 empty] | elc_wof_GBR_023 | WaD | 0.13557 | IMPNRGZ
[8 empty] | elc_wof_GBR_023 | WaN | 0.13862 | IMPNRGZ
[8 empty] | elc_wof_GBR_023 | WaP | 0.024879 | IMPNRGZ
[8 empty] | elc_wof_GBR_024 | FaD | 0.12105 | IMPNRGZ
[8 empty] | elc_wof_GBR_024 | FaN | 0.12075 | IMPNRGZ
[8 empty] | elc_wof_GBR_024 | FaP | 0.021331 | IMPNRGZ
[8 empty] | elc_wof_GBR_024 | RaD | 0.10585 | IMPNRGZ
[8 empty] | elc_wof_GBR_024 | RaN | 0.11125 | IMPNRGZ
[8 empty] | elc_wof_GBR_024 | RaP | 0.020287 | IMPNRGZ
[8 empty] | elc_wof_GBR_024 | SaD | 0.093172 | IMPNRGZ
[8 empty] | elc_wof_GBR_024 | SaN | 0.092148 | IMPNRGZ
[8 empty] | elc_wof_GBR_024 | SaP | 0.01716 | IMPNRGZ
[8 empty] | elc_wof_GBR_024 | WaD | 0.1355 | IMPNRGZ
[8 empty] | elc_wof_GBR_024 | WaN | 0.13753 | IMPNRGZ
[8 empty] | elc_wof_GBR_024 | WaP | 0.023977 | IMPNRGZ
[8 empty] | elc_wof_GBR_025 | FaD | 0.12344 | IMPNRGZ
[8 empty] | elc_wof_GBR_025 | FaN | 0.12244 | IMPNRGZ
[8 empty] | elc_wof_GBR_025 | FaP | 0.022211 | IMPNRGZ
[8 empty] | elc_wof_GBR_025 | RaD | 0.10047 | IMPNRGZ
[8 empty] | elc_wof_GBR_025 | RaN | 0.11167 | IMPNRGZ
[8 empty] | elc_wof_GBR_025 | RaP | 0.018856 | IMPNRGZ
[8 empty] | elc_wof_GBR_025 | SaD | 0.098399 | IMPNRGZ
[8 empty] | elc_wof_GBR_025 | SaN | 0.09358 | IMPNRGZ
[8 empty] | elc_wof_GBR_025 | SaP | 0.018206 | IMPNRGZ
[8 empty] | elc_wof_GBR_025 | WaD | 0.13399 | IMPNRGZ
[8 empty] | elc_wof_GBR_025 | WaN | 0.13295 | IMPNRGZ
[8 empty] | elc_wof_GBR_025 | WaP | 0.023783 | IMPNRGZ
[8 empty] | elc_wof_GBR_026 | FaD | 0.12862 | IMPNRGZ
[8 empty] | elc_wof_GBR_026 | FaN | 0.13126 | IMPNRGZ
[8 empty] | elc_wof_GBR_026 | FaP | 0.023742 | IMPNRGZ
[8 empty] | elc_wof_GBR_026 | RaD | 0.099471 | IMPNRGZ
[8 empty] | elc_wof_GBR_026 | RaN | 0.10802 | IMPNRGZ
[8 empty] | elc_wof_GBR_026 | RaP | 0.018187 | IMPNRGZ
[8 empty] | elc_wof_GBR_026 | SaD | 0.099063 | IMPNRGZ
[8 empty] | elc_wof_GBR_026 | SaN | 0.089983 | IMPNRGZ
[8 empty] | elc_wof_GBR_026 | SaP | 0.017531 | IMPNRGZ
[8 empty] | elc_wof_GBR_026 | WaD | 0.12896 | IMPNRGZ
[8 empty] | elc_wof_GBR_026 | WaN | 0.13172 | IMPNRGZ
[8 empty] | elc_wof_GBR_026 | WaP | 0.023438 | IMPNRGZ
[8 empty] | elc_wof_GBR_027 | FaD | 0.12435 | IMPNRGZ
[8 empty] | elc_wof_GBR_027 | FaN | 0.12751 | IMPNRGZ
[8 empty] | elc_wof_GBR_027 | FaP | 0.022623 | IMPNRGZ
[8 empty] | elc_wof_GBR_027 | RaD | 0.10481 | IMPNRGZ
[8 empty] | elc_wof_GBR_027 | RaN | 0.11044 | IMPNRGZ
[8 empty] | elc_wof_GBR_027 | RaP | 0.019273 | IMPNRGZ
[8 empty] | elc_wof_GBR_027 | SaD | 0.097009 | IMPNRGZ
[8 empty] | elc_wof_GBR_027 | SaN | 0.088169 | IMPNRGZ
[8 empty] | elc_wof_GBR_027 | SaP | 0.016584 | IMPNRGZ
[8 empty] | elc_wof_GBR_027 | WaD | 0.13071 | IMPNRGZ
[8 empty] | elc_wof_GBR_027 | WaN | 0.13549 | IMPNRGZ
[8 empty] | elc_wof_GBR_027 | WaP | 0.023025 | IMPNRGZ
[8 empty] | elc_wof_GBR_028 | FaD | 0.13089 | IMPNRGZ
[8 empty] | elc_wof_GBR_028 | FaN | 0.13296 | IMPNRGZ
[8 empty] | elc_wof_GBR_028 | FaP | 0.023613 | IMPNRGZ
[8 empty] | elc_wof_GBR_028 | RaD | 0.12198 | IMPNRGZ
[8 empty] | elc_wof_GBR_028 | RaN | 0.1216 | IMPNRGZ
[8 empty] | elc_wof_GBR_028 | RaP | 0.022356 | IMPNRGZ
[8 empty] | elc_wof_GBR_028 | SaD | 0.065355 | IMPNRGZ
[8 empty] | elc_wof_GBR_028 | SaN | 0.074785 | IMPNRGZ
[8 empty] | elc_wof_GBR_028 | SaP | 0.011921 | IMPNRGZ
[8 empty] | elc_wof_GBR_028 | WaD | 0.13169 | IMPNRGZ
[8 empty] | elc_wof_GBR_028 | WaN | 0.13826 | IMPNRGZ
[8 empty] | elc_wof_GBR_028 | WaP | 0.024608 | IMPNRGZ
[8 empty] | elc_wof_GBR_029 | FaD | 0.13013 | IMPNRGZ
[8 empty] | elc_wof_GBR_029 | FaN | 0.13935 | IMPNRGZ
[8 empty] | elc_wof_GBR_029 | FaP | 0.024825 | IMPNRGZ
[8 empty] | elc_wof_GBR_029 | RaD | 0.12124 | IMPNRGZ
[8 empty] | elc_wof_GBR_029 | RaN | 0.11944 | IMPNRGZ
[8 empty] | elc_wof_GBR_029 | RaP | 0.021165 | IMPNRGZ
[8 empty] | elc_wof_GBR_029 | SaD | 0.057066 | IMPNRGZ
[8 empty] | elc_wof_GBR_029 | SaN | 0.067341 | IMPNRGZ
[8 empty] | elc_wof_GBR_029 | SaP | 0.011792 | IMPNRGZ
[8 empty] | elc_wof_GBR_029 | WaD | 0.13891 | IMPNRGZ
[8 empty] | elc_wof_GBR_029 | WaN | 0.143 | IMPNRGZ
[8 empty] | elc_wof_GBR_029 | WaP | 0.025742 | IMPNRGZ
[8 empty] | elc_wof_GBR_030 | FaD | 0.12941 | IMPNRGZ
[8 empty] | elc_wof_GBR_030 | FaN | 0.13755 | IMPNRGZ
[8 empty] | elc_wof_GBR_030 | FaP | 0.024227 | IMPNRGZ
[8 empty] | elc_wof_GBR_030 | RaD | 0.12188 | IMPNRGZ
[8 empty] | elc_wof_GBR_030 | RaN | 0.11949 | IMPNRGZ
[8 empty] | elc_wof_GBR_030 | RaP | 0.021286 | IMPNRGZ
[8 empty] | elc_wof_GBR_030 | SaD | 0.065691 | IMPNRGZ
[8 empty] | elc_wof_GBR_030 | SaN | 0.073946 | IMPNRGZ
[8 empty] | elc_wof_GBR_030 | SaP | 0.012404 | IMPNRGZ
[8 empty] | elc_wof_GBR_030 | WaD | 0.13381 | IMPNRGZ
[8 empty] | elc_wof_GBR_030 | WaN | 0.13588 | IMPNRGZ
[8 empty] | elc_wof_GBR_030 | WaP | 0.024423 | IMPNRGZ
[8 empty] | elc_wof_GBR_031 | FaD | 0.12757 | IMPNRGZ
[8 empty] | elc_wof_GBR_031 | FaN | 0.13291 | IMPNRGZ
[8 empty] | elc_wof_GBR_031 | FaP | 0.023553 | IMPNRGZ
[8 empty] | elc_wof_GBR_031 | RaD | 0.10335 | IMPNRGZ
[8 empty] | elc_wof_GBR_031 | RaN | 0.11342 | IMPNRGZ
[8 empty] | elc_wof_GBR_031 | RaP | 0.02042 | IMPNRGZ
[8 empty] | elc_wof_GBR_031 | SaD | 0.082089 | IMPNRGZ
[8 empty] | elc_wof_GBR_031 | SaN | 0.081372 | IMPNRGZ
[8 empty] | elc_wof_GBR_031 | SaP | 0.014634 | IMPNRGZ
[8 empty] | elc_wof_GBR_031 | WaD | 0.13728 | IMPNRGZ
[8 empty] | elc_wof_GBR_031 | WaN | 0.13902 | IMPNRGZ
[8 empty] | elc_wof_GBR_031 | WaP | 0.02439 | IMPNRGZ
[8 empty] | elc_wof_GBR_032 | FaD | 0.12901 | IMPNRGZ
[8 empty] | elc_wof_GBR_032 | FaN | 0.1355 | IMPNRGZ
[8 empty] | elc_wof_GBR_032 | FaP | 0.024319 | IMPNRGZ
[8 empty] | elc_wof_GBR_032 | RaD | 0.11545 | IMPNRGZ
[8 empty] | elc_wof_GBR_032 | RaN | 0.11826 | IMPNRGZ
[8 empty] | elc_wof_GBR_032 | RaP | 0.02055 | IMPNRGZ
[8 empty] | elc_wof_GBR_032 | SaD | 0.067785 | IMPNRGZ
[8 empty] | elc_wof_GBR_032 | SaN | 0.072866 | IMPNRGZ
[8 empty] | elc_wof_GBR_032 | SaP | 0.013457 | IMPNRGZ
[8 empty] | elc_wof_GBR_032 | WaD | 0.13995 | IMPNRGZ
[8 empty] | elc_wof_GBR_032 | WaN | 0.13801 | IMPNRGZ
[8 empty] | elc_wof_GBR_032 | WaP | 0.024838 | IMPNRGZ
[8 empty] | elc_wof_GBR_033 | FaD | 0.12741 | IMPNRGZ
[8 empty] | elc_wof_GBR_033 | FaN | 0.13409 | IMPNRGZ
[8 empty] | elc_wof_GBR_033 | FaP | 0.023959 | IMPNRGZ
[8 empty] | elc_wof_GBR_033 | RaD | 0.12072 | IMPNRGZ
[8 empty] | elc_wof_GBR_033 | RaN | 0.12093 | IMPNRGZ
[8 empty] | elc_wof_GBR_033 | RaP | 0.020855 | IMPNRGZ
[8 empty] | elc_wof_GBR_033 | SaD | 0.076541 | IMPNRGZ
[8 empty] | elc_wof_GBR_033 | SaN | 0.072597 | IMPNRGZ
[8 empty] | elc_wof_GBR_033 | SaP | 0.013326 | IMPNRGZ
[8 empty] | elc_wof_GBR_033 | WaD | 0.13627 | IMPNRGZ
[8 empty] | elc_wof_GBR_033 | WaN | 0.12976 | IMPNRGZ
[8 empty] | elc_wof_GBR_033 | WaP | 0.023542 | IMPNRGZ
[8 empty] | elc_wof_GBR_034 | FaD | 0.12837 | IMPNRGZ
[8 empty] | elc_wof_GBR_034 | FaN | 0.13399 | IMPNRGZ
[8 empty] | elc_wof_GBR_034 | FaP | 0.024115 | IMPNRGZ
[8 empty] | elc_wof_GBR_034 | RaD | 0.11044 | IMPNRGZ
[8 empty] | elc_wof_GBR_034 | RaN | 0.11582 | IMPNRGZ
[8 empty] | elc_wof_GBR_034 | RaP | 0.020143 | IMPNRGZ
[8 empty] | elc_wof_GBR_034 | SaD | 0.083761 | IMPNRGZ
[8 empty] | elc_wof_GBR_034 | SaN | 0.077121 | IMPNRGZ
[8 empty] | elc_wof_GBR_034 | SaP | 0.01337 | IMPNRGZ
[8 empty] | elc_wof_GBR_034 | WaD | 0.13401 | IMPNRGZ
[8 empty] | elc_wof_GBR_034 | WaN | 0.13542 | IMPNRGZ
[8 empty] | elc_wof_GBR_034 | WaP | 0.02345 | IMPNRGZ

## firmness
~TFM_DINS-TSL: attribute=FLO_EMIS; other_indexes=ACT | [13 empty] | ~TFM_INS-TSL: attribute=FLO_SHAR; limtype=FX | [13 empty] | ~TFM_INS-TSL: attribute=FLO_SHAR; limtype=FX | [13 empty] | ~TFM_DINS-TSL: attribute=NCAP_PKCNT | [12 empty] | ~TFM_DINS-AT
process | commodity | WaN | WaD | WaP | RaN | RaD | RaP | SaN | SaD | SaP | FaN | FaD | FaP | process | commodity | WaN | WaD | WaP | RaN | RaD | RaP | SaN | SaD | SaP | FaN | FaD | FaP | process | commodity | WaN | WaD | WaP | RaN | RaD | RaP | SaN | SaD | SaP | FaN | FaD | FaP | process | WaN | WaD | WaP | RaN | RaD | RaP | SaN | SaD | SaP | FaN | FaD | FaP | process | commodity | other_indexes | ncap_com
distr_solelc_spv_GBR_001 | DEF_E | 0 | 0.46422 | 0.85662 | 0.91527 | 0.25867 | 0.29968 | 0.80835 | 0.19676 | 0.20979 | 0.997 | 0.36984 | 0.61106 | distr_sol* | ELC4H | 0 | 0.17474 | 0.010287 | 0.32125 | 0.057986 | 0.0053952 | 0.30367 | 0.042451 | 0.00049822 | 0 | 0.096764 | 0.027428 | distr_sol* | ELC8H | 0 | 0.10386 | 0.63851 | 0.046386 | 0.045573 | 0.04294 | 0.011288 | 0.042324 | 0.035517 | 0 | 0.073757 | 0.1676 | distr_solelc_spv_GBR_001 | 0 | 0.12812 | 0.021278 | 0.012018 | 0.35615 | 0.25107 | 0.032162 | 0.43813 | 0.36838 | 0.00027971 | 0.21268 | 0.079133 | distr_solelc_spv_GBR_001 | DEF_C | OUT | 0.43762
distr_solelc_spv_GBR_002 | DEF_E | 0 | 0.45483 | 0.8466 | 0.91193 | 0.2601 | 0.30147 | 0.80587 | 0.2055 | 0.20961 | 0.995 | 0.3761 | 0.61512 | distr_won* | ELC4H | 0.0022681 | 0.00059707 | 0.0041616 | 0.0016323 | 0.0033068 | 0 | 0.0038112 | 0.0022957 | 0.00035704 | 0.0044802 | 0.0076312 | 0.00019171 | distr_won* | ELC8H | 0.0072674 | 0.0060084 | 0.0032134 | 0.006195 | 0.013133 | 0.008545 | 0.017567 | 0.011806 | 0.0032959 | 0.010245 | 0.026091 | 0.022229 | distr_solelc_spv_GBR_002 | 0 | 0.12645 | 0.022065 | 0.012598 | 0.34049 | 0.23406 | 0.031787 | 0.42176 | 0.34693 | 0.00051947 | 0.20035 | 0.079507 | distr_solelc_spv_GBR_002 | DEF_C | OUT | 0.42169
distr_solelc_spv_GBR_003 | DEF_E | 0 | 0.47335 | 0.84831 | 0.89897 | 0.26214 | 0.28981 | 0.79968 | 0.19181 | 0.18926 | 0.99301 | 0.37044 | 0.60433 | distr_wof* | ELC4H | 0.0024519 | 0.0016313 | 0 | 0.001553 | 0.0006807 | 0.0014459 | 0.0014165 | 0.00017323 | 0 | 0.0027086 | 0.0012428 | 0.0014485 | distr_wof* | ELC8H | 0.0027298 | 0.0073508 | 0.0064387 | 0.0074293 | 0.0050935 | 0.0082856 | 0.00554 | 0.0077445 | 0 | 0.0066851 | 0.005531 | 0.006038 | distr_solelc_spv_GBR_003 | 0 | 0.11909 | 0.023791 | 0.014287 | 0.33649 | 0.24534 | 0.032898 | 0.39404 | 0.32254 | 0.00056111 | 0.19106 | 0.074836 | distr_solelc_spv_GBR_003 | DEF_C | OUT | 0.39402
distr_solelc_spv_GBR_004 | DEF_E | 0 | 0.4679 | 0.84233 | 0.91105 | 0.26335 | 0.32007 | 0.81112 | 0.22015 | 0.21912 | 0.99301 | 0.38562 | 0.62922 | [28 empty] | distr_solelc_spv_GBR_004 | 0 | 0.12587 | 0.026235 | 0.013892 | 0.34345 | 0.24255 | 0.03116 | 0.38839 | 0.31628 | 0.00069603 | 0.19164 | 0.073863 | distr_solelc_spv_GBR_004 | DEF_C | OUT | 0.38839
distr_solelc_spv_GBR_005 | DEF_E | 0 | 0.46938 | 0.95555 | 0.91101 | 0.22199 | 0.31797 | 0.80077 | 0.17235 | 0.23041 | 0 | 0.32582 | 0.77549 | [28 empty] | distr_solelc_spv_GBR_005 | 0 | 0.12731 | 0.0051202 | 0.011761 | 0.40407 | 0.22603 | 0.030104 | 0.45337 | 0.29821 | 0 | 0.20065 | 0.035035 | distr_solelc_spv_GBR_005 | DEF_C | OUT | 0.44853
distr_solelc_spv_GBR_006 | DEF_E | 0 | 0.43646 | 0.93844 | 0.91537 | 0.21692 | 0.34422 | 0.81355 | 0.16135 | 0.21536 | 0 | 0.31923 | 0.76947 | [28 empty] | distr_solelc_spv_GBR_006 | 0 | 0.14014 | 0.0038672 | 0.012585 | 0.41016 | 0.22134 | 0.028222 | 0.48379 | 0.31349 | 0 | 0.22438 | 0.03927 | distr_solelc_spv_GBR_006 | DEF_C | OUT | 0.46458
distr_solelc_spv_GBR_007 | DEF_E | 0 | 0.45431 | 0.79281 | 0.90277 | 0.25042 | 0.30185 | 0.81285 | 0.19659 | 0.18607 | 0.99075 | 0.36853 | 0.58358 | [28 empty] | distr_solelc_spv_GBR_007 | 0 | 0.13025 | 0.027972 | 0.015376 | 0.34884 | 0.26073 | 0.035675 | 0.43334 | 0.37229 | 0.0013203 | 0.20247 | 0.096983 | distr_solelc_spv_GBR_007 | DEF_C | OUT | 0.43334
distr_solelc_spv_GBR_008 | DEF_E | 0 | 0.47546 | 0.81965 | 0.90043 | 0.25563 | 0.28092 | 0.80266 | 0.19896 | 0.18784 | 0.99016 | 0.36638 | 0.60141 | [28 empty] | distr_solelc_spv_GBR_008 | 0 | 0.11651 | 0.031469 | 0.016542 | 0.34269 | 0.27387 | 0.03375 | 0.38806 | 0.33238 | 0.00090416 | 0.18071 | 0.083072 | distr_solelc_spv_GBR_008 | DEF_C | OUT | 0.38774
distr_solelc_spv_GBR_009 | DEF_E | 0 | 0.47441 | 0.80725 | 0.89745 | 0.25434 | 0.27033 | 0.8086 | 0.20319 | 0.19295 | 0.99001 | 0.37291 | 0.58821 | [28 empty] | distr_solelc_spv_GBR_009 | 0 | 0.12015 | 0.030575 | 0.017271 | 0.34428 | 0.28467 | 0.034698 | 0.3962 | 0.34745 | 0.0013112 | 0.18309 | 0.085783 | distr_solelc_spv_GBR_009 | DEF_C | OUT | 0.39617
distr_solelc_spv_GBR_010 | DEF_E | 0 | 0.51545 | 0.82863 | 0.88758 | 0.26864 | 0.24734 | 0.76795 | 0.20476 | 0.19744 | 0.99001 | 0.36754 | 0.62203 | [28 empty] | distr_solelc_spv_GBR_010 | 0 | 0.10645 | 0.031109 | 0.01825 | 0.33079 | 0.29118 | 0.036543 | 0.36356 | 0.31824 | 0.0010211 | 0.16822 | 0.075722 | distr_solelc_spv_GBR_010 | DEF_C | OUT | 0.36349
distr_solelc_spv_GBR_011 | DEF_E | 0 | 0.5084 | 0.83698 | 0.88201 | 0.25915 | 0.2458 | 0.75602 | 0.19537 | 0.1937 | 0.98989 | 0.36804 | 0.63032 | [28 empty] | distr_solelc_spv_GBR_011 | 0 | 0.10871 | 0.024896 | 0.017751 | 0.33527 | 0.27681 | 0.037472 | 0.37218 | 0.31511 | 0.0011038 | 0.17693 | 0.07544 | distr_solelc_spv_GBR_011 | DEF_C | OUT | 0.37199
distr_solelc_spv_GBR_012 | DEF_E | 0 | 0.51205 | 0.86443 | 0.87337 | 0.24138 | 0.26201 | 0.73957 | 0.18623 | 0.1991 | 0.98901 | 0.3724 | 0.62615 | [28 empty] | distr_solelc_spv_GBR_012 | 0 | 0.10238 | 0.024632 | 0.018928 | 0.35554 | 0.28808 | 0.041655 | 0.3898 | 0.3368 | 0.001172 | 0.17432 | 0.077142 | distr_solelc_spv_GBR_012 | DEF_C | OUT | 0.38849
distr_solelc_spv_GBR_013 | DEF_E | 0 | 0.53217 | 0.87661 | 0.87 | 0.24352 | 0.26684 | 0.72655 | 0.20237 | 0.20581 | 0.98927 | 0.41482 | 0.66594 | [28 empty] | distr_solelc_spv_GBR_013 | 0 | 0.091019 | 0.022119 | 0.022105 | 0.37107 | 0.30774 | 0.03917 | 0.36267 | 0.32408 | 0.0011963 | 0.15272 | 0.072654 | distr_solelc_spv_GBR_013 | DEF_C | OUT | 0.37107
distr_solelc_spv_GBR_014 | DEF_E | 0 | 0.52257 | 0.98181 | 0.88771 | 0.22117 | 0.32537 | 0.74465 | 0.1913 | 0.25913 | 0 | 0.38382 | 0.81037 | [28 empty] | distr_solelc_spv_GBR_014 | 0 | 0.088983 | 0.0013223 | 0.013707 | 0.35832 | 0.19405 | 0.029945 | 0.35744 | 0.24 | 0 | 0.15484 | 0.029768 | distr_solelc_spv_GBR_014 | DEF_C | OUT | 0.35832
distr_solelc_spv_GBR_015 | DEF_E | 0 | 0.57841 | 0.96667 | 0.89266 | 0.24482 | 0.35914 | 0.77613 | 0.22373 | 0.27997 | 0 | 0.39447 | 0.7871 | [28 empty] | distr_solelc_spv_GBR_015 | 0 | 0.084315 | 0.0050188 | 0.013424 | 0.36252 | 0.19427 | 0.02991 | 0.33656 | 0.2433 | 0 | 0.15742 | 0.027941 | distr_solelc_spv_GBR_015 | DEF_C | OUT | 0.36252
distr_solelc_spv_GBR_016 | DEF_E | 0 | 0.56473 | 0.95449 | 0.88921 | 0.23482 | 0.36385 | 0.77321 | 0.21636 | 0.28428 | 0 | 0.39158 | 0.78581 | [28 empty] | distr_solelc_spv_GBR_016 | 0 | 0.078563 | 0.0050729 | 0.015025 | 0.39772 | 0.22787 | 0.033228 | 0.38372 | 0.28414 | 0 | 0.168 | 0.038772 | distr_solelc_spv_GBR_016 | DEF_C | OUT | 0.39772
distr_solelc_spv_GBR_017 | DEF_E | 0 | 0.56342 | 0.96111 | 0.88679 | 0.22302 | 0.33535 | 0.76609 | 0.21155 | 0.27523 | 0 | 0.40184 | 0.80008 | [28 empty] | distr_solelc_spv_GBR_017 | 0 | 0.083907 | 0.004794 | 0.016274 | 0.40744 | 0.23595 | 0.030449 | 0.36537 | 0.25951 | 0 | 0.15482 | 0.035794 | distr_solelc_spv_GBR_017 | DEF_C | OUT | 0.40744
distr_solelc_spv_GBR_018 | DEF_E | 0 | 0.51679 | 0.94444 | 0.90993 | 0.25244 | 0.33028 | 0.77745 | 0.19624 | 0.26217 | 0 | 0.35113 | 0.76403 | [28 empty] | distr_solelc_spv_GBR_018 | 0 | 0.10963 | 0.0081978 | 0.011379 | 0.35527 | 0.20966 | 0.03046 | 0.38907 | 0.25372 | 0 | 0.19217 | 0.037093 | distr_solelc_spv_GBR_018 | DEF_C | OUT | 0.38462
distr_solelc_spv_GBR_019 | DEF_E | 0 | 0.51393 | 0.93204 | 0.90963 | 0.25102 | 0.33095 | 0.78133 | 0.21159 | 0.27252 | 0 | 0.35235 | 0.74314 | [28 empty] | distr_solelc_spv_GBR_019 | 0 | 0.10418 | 0.010181 | 0.0097037 | 0.33728 | 0.20169 | 0.028207 | 0.36112 | 0.23337 | 0 | 0.17901 | 0.035071 | distr_solelc_spv_GBR_019 | DEF_C | OUT | 0.35898
distr_solelc_spv_GBR_020 | DEF_E | 0 | 0.51512 | 0.95703 | 0.89966 | 0.2344 | 0.32815 | 0.76941 | 0.18588 | 0.23936 | 0 | 0.34271 | 0.75093 | [28 empty] | distr_solelc_spv_GBR_020 | 0 | 0.098666 | 0.0067338 | 0.012879 | 0.37962 | 0.21894 | 0.031324 | 0.4031 | 0.28121 | 0 | 0.19237 | 0.036654 | distr_solelc_spv_GBR_020 | DEF_C | OUT | 0.39646
distr_solelc_spv_GBR_021 | DEF_E | 0 | 0.51405 | 0.96658 | 0.90326 | 0.23657 | 0.32923 | 0.75972 | 0.18654 | 0.20488 | 0 | 0.33989 | 0.79851 | [28 empty] | distr_solelc_spv_GBR_021 | 0 | 0.10612 | 0.0055191 | 0.013517 | 0.35599 | 0.21046 | 0.030597 | 0.37759 | 0.26978 | 0 | 0.1781 | 0.034018 | distr_solelc_spv_GBR_021 | DEF_C | OUT | 0.37167
distr_wofelc_wof_GBR_001 | DEF_E | 0.26778 | 0.27769 | 0.27022 | 0.2811 | 0.29474 | 0.26897 | 0.33832 | 0.35839 | 0.34408 | 0.29554 | 0.32139 | 0.30219 | [28 empty] | distr_wofelc_wof_GBR_001 | 0.58885 | 0.56528 | 0.58361 | 0.51555 | 0.50953 | 0.52829 | 0.38831 | 0.35055 | 0.38746 | 0.54008 | 0.52357 | 0.54985 | distr_wonelc_won_GBR_001 | DEF_C | OUT | 0.55653
distr_wofelc_wof_GBR_002 | DEF_E | 0.27357 | 0.27986 | 0.28511 | 0.28279 | 0.32565 | 0.29769 | 0.3502 | 0.39603 | 0.37144 | 0.32134 | 0.33057 | 0.29186 | [28 empty] | distr_wofelc_wof_GBR_002 | 0.61871 | 0.60435 | 0.60942 | 0.56603 | 0.50628 | 0.54342 | 0.48976 | 0.42554 | 0.50336 | 0.56626 | 0.55776 | 0.60411 | distr_wonelc_won_GBR_002 | DEF_C | OUT | 0.58401
distr_wofelc_wof_GBR_003 | DEF_E | 0.27201 | 0.25122 | 0.26597 | 0.26708 | 0.30001 | 0.28147 | 0.32686 | 0.36783 | 0.32494 | 0.30056 | 0.30321 | 0.27711 | [28 empty] | distr_wofelc_wof_GBR_003 | 0.61485 | 0.61451 | 0.61398 | 0.58552 | 0.54557 | 0.5829 | 0.4432 | 0.4066 | 0.4479 | 0.56305 | 0.55333 | 0.59741 | distr_wonelc_won_GBR_003 | DEF_C | OUT | 0.50889
distr_wofelc_wof_GBR_004 | DEF_E | 0.2351 | 0.24589 | 0.23215 | 0.28189 | 0.28734 | 0.28772 | 0.34933 | 0.38046 | 0.32024 | 0.2784 | 0.28919 | 0.27301 | [28 empty] | distr_wofelc_wof_GBR_004 | 0.67305 | 0.65298 | 0.67579 | 0.5855 | 0.57504 | 0.54933 | 0.37857 | 0.36037 | 0.4546 | 0.54761 | 0.55768 | 0.55957 | distr_wonelc_won_GBR_004 | DEF_C | OUT | 0.56587
distr_wofelc_wof_GBR_005 | DEF_E | 0.20295 | 0.22202 | 0.21799 | 0.26725 | 0.27409 | 0.27608 | 0.36914 | 0.41534 | 0.35692 | 0.24995 | 0.27095 | 0.24811 | [28 empty] | distr_wofelc_wof_GBR_005 | 0.69882 | 0.67047 | 0.68749 | 0.59283 | 0.57881 | 0.5626 | 0.32291 | 0.31102 | 0.34221 | 0.57626 | 0.56881 | 0.57218 | distr_wonelc_won_GBR_005 | DEF_C | OUT | 0.59669
distr_wofelc_wof_GBR_006 | DEF_E | 0.23342 | 0.25093 | 0.25334 | 0.2756 | 0.2674 | 0.26242 | 0.34732 | 0.35164 | 0.31536 | 0.29992 | 0.30956 | 0.29093 | [28 empty] | distr_wofelc_wof_GBR_006 | 0.63587 | 0.62762 | 0.63552 | 0.57979 | 0.58791 | 0.58257 | 0.40302 | 0.37451 | 0.43392 | 0.52503 | 0.53858 | 0.56185 | distr_wonelc_won_GBR_006 | DEF_C | OUT | 0.52192
distr_wofelc_wof_GBR_007 | DEF_E | 0.21797 | 0.21779 | 0.22129 | 0.21922 | 0.24394 | 0.2384 | 0.32584 | 0.35341 | 0.31721 | 0.29464 | 0.29677 | 0.2856 | [28 empty] | distr_wofelc_wof_GBR_007 | 0.6831 | 0.69662 | 0.7036 | 0.66463 | 0.63639 | 0.63042 | 0.43994 | 0.41172 | 0.46649 | 0.54163 | 0.56262 | 0.57249 | distr_wonelc_won_GBR_007 | DEF_C | OUT | 0.61169
distr_wofelc_wof_GBR_008 | DEF_E | 0.22436 | 0.20838 | 0.21725 | 0.21334 | 0.23109 | 0.19879 | 0.32288 | 0.35021 | 0.31317 | 0.31005 | 0.30923 | 0.30455 | [28 empty] | distr_wofelc_wof_GBR_008 | 0.7021 | 0.71246 | 0.71194 | 0.68517 | 0.66393 | 0.68779 | 0.44846 | 0.42989 | 0.45914 | 0.54125 | 0.54813 | 0.5515 | distr_wonelc_won_GBR_008 | DEF_C | OUT | 0.6122
distr_wofelc_wof_GBR_009 | DEF_E | 0.23517 | 0.22208 | 0.23817 | 0.22466 | 0.25338 | 0.21476 | 0.33795 | 0.354 | 0.2954 | 0.30159 | 0.32345 | 0.28303 | [28 empty] | distr_wofelc_wof_GBR_009 | 0.66787 | 0.67216 | 0.67126 | 0.64359 | 0.62537 | 0.66704 | 0.45317 | 0.43761 | 0.48411 | 0.55239 | 0.53976 | 0.57523 | distr_wonelc_won_GBR_009 | DEF_C | OUT | 0.55705
distr_wofelc_wof_GBR_010 | DEF_E | 0.15984 | 0.17336 | 0.15759 | 0.2728 | 0.25939 | 0.26281 | 0.34365 | 0.35652 | 0.34172 | 0.27191 | 0.26407 | 0.25414 | [28 empty] | distr_wofelc_wof_GBR_010 | 0.78386 | 0.77079 | 0.79618 | 0.61299 | 0.63569 | 0.6392 | 0.4635 | 0.44455 | 0.45002 | 0.63315 | 0.65598 | 0.65008 | distr_wonelc_won_GBR_010 | DEF_C | OUT | 0.68049
distr_wofelc_wof_GBR_011 | DEF_E | 0.17637 | 0.2001 | 0.18749 | 0.26747 | 0.27323 | 0.25846 | 0.39952 | 0.38496 | 0.37748 | 0.26739 | 0.26416 | 0.25414 | [28 empty] | distr_wofelc_wof_GBR_011 | 0.74194 | 0.71965 | 0.73978 | 0.58604 | 0.57976 | 0.60244 | 0.35349 | 0.35674 | 0.35449 | 0.59843 | 0.61206 | 0.61323 | distr_wonelc_won_GBR_011 | DEF_C | OUT | 0.74281
distr_wofelc_wof_GBR_012 | DEF_E | 0.22851 | 0.24874 | 0.24202 | 0.35243 | 0.36118 | 0.3341 | 0.36856 | 0.38895 | 0.36512 | 0.29905 | 0.30034 | 0.29622 | [28 empty] | distr_wofelc_wof_GBR_012 | 0.65749 | 0.62666 | 0.65118 | 0.47448 | 0.46946 | 0.50991 | 0.37966 | 0.39162 | 0.39106 | 0.54159 | 0.55348 | 0.55023 | distr_wonelc_won_GBR_012 | DEF_C | OUT | 0.7289
distr_wofelc_wof_GBR_013 | DEF_E | 0.28336 | 0.27765 | 0.2786 | 0.33768 | 0.34057 | 0.34613 | 0.38886 | 0.44866 | 0.37131 | 0.2647 | 0.29755 | 0.27356 | [28 empty] | distr_wofelc_wof_GBR_013 | 0.61042 | 0.60306 | 0.60126 | 0.47091 | 0.47643 | 0.47547 | 0.26213 | 0.23668 | 0.30824 | 0.55071 | 0.52801 | 0.55652 | distr_wonelc_won_GBR_013 | DEF_C | OUT | 0.74501
distr_wofelc_wof_GBR_014 | DEF_E | 0.37741 | 0.36705 | 0.37033 | 0.4261 | 0.40756 | 0.39724 | 0.51497 | 0.47118 | 0.48399 | 0.41511 | 0.39484 | 0.37775 | [28 empty] | distr_wofelc_wof_GBR_014 | 0.36388 | 0.34766 | 0.36121 | 0.23933 | 0.28589 | 0.28436 | 0.099296 | 0.15341 | 0.13962 | 0.22731 | 0.27544 | 0.2409 | distr_wonelc_won_GBR_014 | DEF_C | OUT | 0.60587
distr_wofelc_wof_GBR_015 | DEF_E | 0.29848 | 0.3033 | 0.31191 | 0.37611 | 0.40499 | 0.34893 | 0.40698 | 0.43402 | 0.41336 | 0.31205 | 0.33094 | 0.31278 | [28 empty] | distr_wofelc_wof_GBR_015 | 0.54205 | 0.50873 | 0.50012 | 0.35956 | 0.35983 | 0.37922 | 0.19974 | 0.22911 | 0.24325 | 0.44651 | 0.44021 | 0.4514 | distr_wonelc_won_GBR_015 | DEF_C | OUT | 0.7408
distr_wofelc_wof_GBR_016 | DEF_E | 0.1883 | 0.19646 | 0.16435 | 0.27116 | 0.27583 | 0.30144 | 0.27451 | 0.29113 | 0.28257 | 0.27877 | 0.28925 | 0.27139 | [28 empty] | distr_wofelc_wof_GBR_016 | 0.77054 | 0.75886 | 0.79788 | 0.64008 | 0.63918 | 0.60495 | 0.59229 | 0.5808 | 0.59312 | 0.61856 | 0.62839 | 0.6456 | distr_wonelc_won_GBR_016 | DEF_C | OUT | 0.52569
distr_wofelc_wof_GBR_017 | DEF_E | 0.17656 | 0.15134 | 0.13662 | 0.24776 | 0.23519 | 0.24483 | 0.28965 | 0.28435 | 0.27309 | 0.27119 | 0.2738 | 0.28181 | [28 empty] | distr_wofelc_wof_GBR_017 | 0.76894 | 0.79924 | 0.81212 | 0.65752 | 0.67559 | 0.65333 | 0.56609 | 0.57533 | 0.59401 | 0.62267 | 0.62629 | 0.62249 | distr_wonelc_won_GBR_017 | DEF_C | OUT | 0.4656
distr_wofelc_wof_GBR_018 | DEF_E | 0.1627 | 0.17029 | 0.1492 | 0.28076 | 0.28128 | 0.28957 | 0.30897 | 0.30937 | 0.30482 | 0.2666 | 0.26227 | 0.26177 | [28 empty] | distr_wofelc_wof_GBR_018 | 0.7869 | 0.77852 | 0.80256 | 0.61254 | 0.62621 | 0.61905 | 0.51497 | 0.50884 | 0.51624 | 0.63339 | 0.64875 | 0.64932 | distr_wonelc_won_GBR_018 | DEF_C | OUT | 0.64965
distr_wofelc_wof_GBR_019 | DEF_E | 0.15748 | 0.18713 | 0.16149 | 0.31857 | 0.30999 | 0.32303 | 0.33052 | 0.34057 | 0.31859 | 0.27216 | 0.27344 | 0.26474 | [28 empty] | distr_wofelc_wof_GBR_019 | 0.77866 | 0.74402 | 0.77503 | 0.56568 | 0.57451 | 0.5803 | 0.48997 | 0.48311 | 0.48417 | 0.61445 | 0.62025 | 0.62738 | distr_wonelc_won_GBR_019 | DEF_C | OUT | 0.5194
distr_wofelc_wof_GBR_020 | DEF_E | 0.16532 | 0.17401 | 0.18769 | 0.30802 | 0.29127 | 0.30156 | 0.32114 | 0.32207 | 0.31754 | 0.2655 | 0.27451 | 0.285 | [28 empty] | distr_wofelc_wof_GBR_020 | 0.7784 | 0.75428 | 0.75344 | 0.56884 | 0.58409 | 0.58662 | 0.51666 | 0.52245 | 0.51428 | 0.61572 | 0.60415 | 0.60563 | distr_wonelc_won_GBR_020 | DEF_C | OUT | 0.59399
distr_wofelc_wof_GBR_021 | DEF_E | 0.18831 | 0.1841 | 0.18857 | 0.30985 | 0.3149 | 0.28732 | 0.31579 | 0.32357 | 0.33828 | 0.24561 | 0.24937 | 0.26038 | [28 empty] | distr_wofelc_wof_GBR_021 | 0.74302 | 0.73221 | 0.74013 | 0.56208 | 0.54984 | 0.5993 | 0.51217 | 0.50659 | 0.50714 | 0.64821 | 0.62116 | 0.63217 | distr_wonelc_won_GBR_021 | DEF_C | OUT | 0.65551
distr_wofelc_wof_GBR_022 | DEF_E | 0.209 | 0.19935 | 0.21166 | 0.31971 | 0.3304 | 0.30152 | 0.33991 | 0.33028 | 0.338 | 0.26639 | 0.26945 | 0.26534 | [28 empty] | distr_wofelc_wof_GBR_022 | 0.72263 | 0.72749 | 0.71265 | 0.56641 | 0.5331 | 0.5841 | 0.49665 | 0.48797 | 0.49924 | 0.63897 | 0.61668 | 0.62229 | distr_wofelc_wof_GBR_001 | DEF_C | OUT | 0.58825
distr_wofelc_wof_GBR_023 | DEF_E | 0.22155 | 0.22702 | 0.23125 | 0.32443 | 0.32485 | 0.3096 | 0.35585 | 0.36966 | 0.38177 | 0.30734 | 0.30438 | 0.30757 | [28 empty] | distr_wofelc_wof_GBR_023 | 0.70555 | 0.69005 | 0.69645 | 0.56199 | 0.54934 | 0.55506 | 0.46738 | 0.47672 | 0.4845 | 0.57847 | 0.57795 | 0.56588 | distr_wofelc_wof_GBR_002 | DEF_C | OUT | 0.61871
distr_wofelc_wof_GBR_024 | DEF_E | 0.2227 | 0.22388 | 0.25042 | 0.31621 | 0.3281 | 0.31326 | 0.36388 | 0.36278 | 0.35621 | 0.28913 | 0.27596 | 0.28906 | [28 empty] | distr_wofelc_wof_GBR_024 | 0.70358 | 0.69324 | 0.67467 | 0.55676 | 0.52974 | 0.55843 | 0.46118 | 0.4663 | 0.47235 | 0.61095 | 0.6125 | 0.59362 | distr_wofelc_wof_GBR_003 | DEF_C | OUT | 0.61485
distr_wofelc_wof_GBR_025 | DEF_E | 0.26024 | 0.25169 | 0.26962 | 0.33955 | 0.36165 | 0.34407 | 0.36685 | 0.36608 | 0.35744 | 0.28288 | 0.27604 | 0.27977 | [28 empty] | distr_wofelc_wof_GBR_025 | 0.64903 | 0.65408 | 0.63853 | 0.53327 | 0.47977 | 0.49524 | 0.44689 | 0.4699 | 0.47817 | 0.59115 | 0.59598 | 0.58979 | distr_wofelc_wof_GBR_004 | DEF_C | OUT | 0.67274
distr_wofelc_wof_GBR_026 | DEF_E | 0.27983 | 0.28628 | 0.27568 | 0.34065 | 0.35162 | 0.3508 | 0.35523 | 0.34301 | 0.33873 | 0.27365 | 0.26185 | 0.27578 | [28 empty] | distr_wofelc_wof_GBR_026 | 0.63183 | 0.61859 | 0.61834 | 0.50689 | 0.46676 | 0.46938 | 0.42224 | 0.46485 | 0.45244 | 0.62272 | 0.61017 | 0.61947 | distr_wofelc_wof_GBR_005 | DEF_C | OUT | 0.69613
distr_wofelc_wof_GBR_027 | DEF_E | 0.24399 | 0.25857 | 0.27638 | 0.31754 | 0.34013 | 0.32266 | 0.35703 | 0.35057 | 0.34105 | 0.26859 | 0.26887 | 0.26427 | [28 empty] | distr_wofelc_wof_GBR_027 | 0.67085 | 0.64715 | 0.62699 | 0.53493 | 0.50766 | 0.51341 | 0.42705 | 0.46986 | 0.4418 | 0.62438 | 0.60891 | 0.60928 | distr_wofelc_wof_GBR_006 | DEF_C | OUT | 0.63247
distr_wofelc_wof_GBR_028 | DEF_E | 0.23269 | 0.26021 | 0.23289 | 0.27099 | 0.27205 | 0.26671 | 0.39507 | 0.41255 | 0.42192 | 0.24115 | 0.24137 | 0.24936 | [28 empty] | distr_wofelc_wof_GBR_028 | 0.68636 | 0.65373 | 0.67189 | 0.59052 | 0.59237 | 0.59713 | 0.36318 | 0.31739 | 0.3184 | 0.6528 | 0.64263 | 0.63763 | distr_wofelc_wof_GBR_007 | DEF_C | OUT | 0.6947
distr_wofelc_wof_GBR_029 | DEF_E | 0.23484 | 0.24289 | 0.23004 | 0.27783 | 0.28138 | 0.30057 | 0.38322 | 0.43851 | 0.40617 | 0.20957 | 0.24631 | 0.22661 | [28 empty] | distr_wofelc_wof_GBR_029 | 0.67498 | 0.65568 | 0.6683 | 0.55155 | 0.55985 | 0.53753 | 0.31096 | 0.26351 | 0.29949 | 0.65052 | 0.60749 | 0.63741 | distr_wofelc_wof_GBR_008 | DEF_C | OUT | 0.71245
distr_wofelc_wof_GBR_030 | DEF_E | 0.22077 | 0.23452 | 0.22462 | 0.26844 | 0.26696 | 0.28664 | 0.36693 | 0.40242 | 0.42292 | 0.20564 | 0.23198 | 0.21753 | [28 empty] | distr_wofelc_wof_GBR_030 | 0.69734 | 0.68675 | 0.68939 | 0.59991 | 0.61191 | 0.58776 | 0.37125 | 0.3298 | 0.34253 | 0.69819 | 0.65684 | 0.67632 | distr_wofelc_wof_GBR_009 | DEF_C | OUT | 0.67185
distr_wofelc_wof_GBR_031 | DEF_E | 0.22282 | 0.22085 | 0.22034 | 0.31084 | 0.34352 | 0.30127 | 0.34587 | 0.33557 | 0.33384 | 0.23169 | 0.24477 | 0.24272 | [28 empty] | distr_wofelc_wof_GBR_031 | 0.69854 | 0.68981 | 0.67405 | 0.55752 | 0.50801 | 0.55207 | 0.4 | 0.40352 | 0.39564 | 0.66051 | 0.634 | 0.64378 | distr_wofelc_wof_GBR_010 | DEF_C | OUT | 0.79618
distr_wofelc_wof_GBR_032 | DEF_E | 0.22862 | 0.21798 | 0.21975 | 0.29562 | 0.30361 | 0.31407 | 0.34555 | 0.38318 | 0.36162 | 0.21114 | 0.2321 | 0.21617 | [28 empty] | distr_wofelc_wof_GBR_032 | 0.68352 | 0.69313 | 0.67658 | 0.57299 | 0.55934 | 0.5476 | 0.35304 | 0.32842 | 0.35859 | 0.66374 | 0.63192 | 0.65516 | distr_wofelc_wof_GBR_011 | DEF_C | OUT | 0.74121
distr_wofelc_wof_GBR_033 | DEF_E | 0.2774 | 0.25151 | 0.26979 | 0.28901 | 0.2919 | 0.3051 | 0.35967 | 0.35762 | 0.38514 | 0.23853 | 0.26437 | 0.23702 | [28 empty] | distr_wofelc_wof_GBR_033 | 0.64381 | 0.67609 | 0.6424 | 0.58692 | 0.58592 | 0.55672 | 0.35236 | 0.3715 | 0.35574 | 0.65799 | 0.62519 | 0.6466 | distr_wofelc_wof_GBR_012 | DEF_C | OUT | 0.65594
distr_wofelc_wof_GBR_034 | DEF_E | 0.2433 | 0.24863 | 0.26213 | 0.29846 | 0.32119 | 0.31703 | 0.35457 | 0.33619 | 0.35543 | 0.23857 | 0.25391 | 0.25033 | [28 empty] | distr_wofelc_wof_GBR_034 | 0.68326 | 0.67614 | 0.65075 | 0.57169 | 0.5451 | 0.54684 | 0.38066 | 0.41343 | 0.36297 | 0.66862 | 0.64058 | 0.66186 | distr_wofelc_wof_GBR_013 | DEF_C | OUT | 0.61042
distr_wonelc_won_GBR_001 | DEF_E | 0.30079 | 0.30747 | 0.29259 | 0.33027 | 0.33536 | 0.33189 | 0.41523 | 0.44559 | 0.41761 | 0.29709 | 0.31426 | 0.2996 | [28 empty] | distr_wonelc_won_GBR_001 | 0.55747 | 0.54313 | 0.5507 | 0.42082 | 0.50057 | 0.46965 | 0.21636 | 0.26935 | 0.27608 | 0.49172 | 0.49266 | 0.50071 | distr_wofelc_wof_GBR_014 | DEF_C | OUT | 0.36388
distr_wonelc_won_GBR_002 | DEF_E | 0.26612 | 0.2834 | 0.28402 | 0.30209 | 0.31695 | 0.30855 | 0.36988 | 0.41946 | 0.39372 | 0.28636 | 0.30475 | 0.31999 | [28 empty] | distr_wonelc_won_GBR_002 | 0.58438 | 0.55303 | 0.56125 | 0.48259 | 0.51719 | 0.51317 | 0.2941 | 0.29895 | 0.30362 | 0.51474 | 0.49849 | 0.51106 | distr_wofelc_wof_GBR_015 | DEF_C | OUT | 0.54205
distr_wonelc_won_GBR_003 | DEF_E | 0.30329 | 0.31775 | 0.32875 | 0.3482 | 0.35459 | 0.34043 | 0.39172 | 0.4196 | 0.37934 | 0.34962 | 0.35726 | 0.35381 | [28 empty] | distr_wonelc_won_GBR_003 | 0.50915 | 0.49133 | 0.49159 | 0.40292 | 0.45974 | 0.44006 | 0.24018 | 0.25679 | 0.29231 | 0.38735 | 0.41162 | 0.42171 | distr_wofelc_wof_GBR_016 | DEF_C | OUT | 0.79788
distr_wonelc_won_GBR_004 | DEF_E | 0.28085 | 0.29826 | 0.28941 | 0.29661 | 0.32869 | 0.30909 | 0.36719 | 0.41473 | 0.36461 | 0.28554 | 0.30693 | 0.31752 | [28 empty] | distr_wonelc_won_GBR_004 | 0.56678 | 0.53194 | 0.54676 | 0.45099 | 0.49162 | 0.48449 | 0.29109 | 0.29411 | 0.31196 | 0.50407 | 0.47832 | 0.49689 | distr_wofelc_wof_GBR_017 | DEF_C | OUT | 0.79924
distr_wonelc_won_GBR_005 | DEF_E | 0.24478 | 0.26574 | 0.26004 | 0.27249 | 0.30699 | 0.27862 | 0.31331 | 0.35392 | 0.3098 | 0.29526 | 0.31504 | 0.26333 | [28 empty] | distr_wonelc_won_GBR_005 | 0.59805 | 0.56996 | 0.58064 | 0.53769 | 0.50639 | 0.51916 | 0.42922 | 0.39018 | 0.43146 | 0.53767 | 0.51745 | 0.56057 | distr_wofelc_wof_GBR_018 | DEF_C | OUT | 0.80256
distr_wonelc_won_GBR_006 | DEF_E | 0.27143 | 0.30325 | 0.29877 | 0.31236 | 0.34921 | 0.32744 | 0.32798 | 0.39071 | 0.35518 | 0.31933 | 0.36162 | 0.32518 | [28 empty] | distr_wonelc_won_GBR_006 | 0.52817 | 0.49329 | 0.51454 | 0.45187 | 0.44441 | 0.44456 | 0.32784 | 0.29507 | 0.3206 | 0.46839 | 0.43584 | 0.45593 | distr_wofelc_wof_GBR_019 | DEF_C | OUT | 0.77866
distr_wonelc_won_GBR_007 | DEF_E | 0.22738 | 0.25446 | 0.24827 | 0.30256 | 0.29407 | 0.28669 | 0.3687 | 0.38511 | 0.34517 | 0.29007 | 0.30286 | 0.29148 | [28 empty] | distr_wonelc_won_GBR_007 | 0.62031 | 0.59609 | 0.61099 | 0.51301 | 0.54765 | 0.5124 | 0.33371 | 0.3279 | 0.36422 | 0.49756 | 0.51902 | 0.51373 | distr_wofelc_wof_GBR_020 | DEF_C | OUT | 0.7784
distr_wonelc_won_GBR_008 | DEF_E | 0.24321 | 0.26796 | 0.27433 | 0.29581 | 0.28653 | 0.27007 | 0.37232 | 0.37527 | 0.33449 | 0.3197 | 0.32381 | 0.32034 | [28 empty] | distr_wonelc_won_GBR_008 | 0.61229 | 0.59251 | 0.60281 | 0.54373 | 0.57576 | 0.58123 | 0.36847 | 0.36726 | 0.39668 | 0.50068 | 0.52099 | 0.54068 | distr_wofelc_wof_GBR_021 | DEF_C | OUT | 0.74099
distr_wonelc_won_GBR_009 | DEF_E | 0.26476 | 0.27624 | 0.28558 | 0.30008 | 0.31422 | 0.27745 | 0.32663 | 0.3783 | 0.32745 | 0.33038 | 0.33376 | 0.32523 | [28 empty] | distr_wonelc_won_GBR_009 | 0.56449 | 0.54064 | 0.54995 | 0.49116 | 0.50402 | 0.52469 | 0.34369 | 0.32178 | 0.37506 | 0.45431 | 0.46247 | 0.49105 | distr_wofelc_wof_GBR_022 | DEF_C | OUT | 0.72749
distr_wonelc_won_GBR_010 | DEF_E | 0.23091 | 0.23173 | 0.23272 | 0.33028 | 0.35239 | 0.28855 | 0.33552 | 0.34802 | 0.34285 | 0.25193 | 0.25441 | 0.24025 | [28 empty] | distr_wonelc_won_GBR_010 | 0.68058 | 0.66252 | 0.66888 | 0.50827 | 0.50365 | 0.5578 | 0.38888 | 0.42773 | 0.40131 | 0.62977 | 0.61707 | 0.6254 | distr_wofelc_wof_GBR_023 | DEF_C | OUT | 0.70555
distr_wonelc_won_GBR_011 | DEF_E | 0.1983 | 0.20222 | 0.19257 | 0.29288 | 0.32297 | 0.27969 | 0.31144 | 0.30832 | 0.31675 | 0.2145 | 0.22186 | 0.21559 | [28 empty] | distr_wonelc_won_GBR_011 | 0.74281 | 0.73616 | 0.73977 | 0.61335 | 0.56208 | 0.62519 | 0.49968 | 0.51673 | 0.49816 | 0.71751 | 0.69434 | 0.69797 | distr_wofelc_wof_GBR_024 | DEF_C | OUT | 0.70358
distr_wonelc_won_GBR_012 | DEF_E | 0.19149 | 0.21396 | 0.19393 | 0.32438 | 0.32901 | 0.31593 | 0.3544 | 0.3612 | 0.34153 | 0.27647 | 0.27919 | 0.27302 | [28 empty] | distr_wonelc_won_GBR_012 | 0.7289 | 0.69666 | 0.72818 | 0.54598 | 0.55059 | 0.57739 | 0.45495 | 0.47011 | 0.47072 | 0.6056 | 0.61741 | 0.62176 | distr_wofelc_wof_GBR_025 | DEF_C | OUT | 0.65408
distr_wonelc_won_GBR_013 | DEF_E | 0.17456 | 0.20292 | 0.18051 | 0.30024 | 0.29651 | 0.3073 | 0.36183 | 0.37071 | 0.36263 | 0.28526 | 0.2623 | 0.27409 | [28 empty] | distr_wonelc_won_GBR_013 | 0.74501 | 0.71073 | 0.74209 | 0.54771 | 0.55795 | 0.57723 | 0.42722 | 0.44415 | 0.43266 | 0.59603 | 0.63674 | 0.62906 | distr_wofelc_wof_GBR_026 | DEF_C | OUT | 0.63183
distr_wonelc_won_GBR_014 | DEF_E | 0.25449 | 0.26168 | 0.24847 | 0.31329 | 0.29764 | 0.31623 | 0.42357 | 0.43847 | 0.42518 | 0.31169 | 0.31483 | 0.30126 | [28 empty] | distr_wonelc_won_GBR_014 | 0.60148 | 0.5872 | 0.60637 | 0.48048 | 0.52638 | 0.48811 | 0.23391 | 0.27482 | 0.2439 | 0.42562 | 0.4621 | 0.41987 | distr_wofelc_wof_GBR_027 | DEF_C | OUT | 0.67085
distr_wonelc_won_GBR_015 | DEF_E | 0.16372 | 0.18704 | 0.1738 | 0.24512 | 0.24319 | 0.23852 | 0.37041 | 0.38256 | 0.35102 | 0.23734 | 0.24088 | 0.22697 | [28 empty] | distr_wonelc_won_GBR_015 | 0.74521 | 0.72426 | 0.7409 | 0.61798 | 0.62163 | 0.61723 | 0.34954 | 0.3568 | 0.35899 | 0.60694 | 0.61224 | 0.60896 | distr_wofelc_wof_GBR_028 | DEF_C | OUT | 0.68458
distr_wonelc_won_GBR_016 | DEF_E | 0.33601 | 0.34155 | 0.33907 | 0.40736 | 0.39493 | 0.36528 | 0.46179 | 0.44967 | 0.44811 | 0.3483 | 0.34828 | 0.32754 | [28 empty] | distr_wonelc_won_GBR_016 | 0.52569 | 0.49284 | 0.50786 | 0.34552 | 0.39664 | 0.3891 | 0.21663 | 0.30176 | 0.26306 | 0.42526 | 0.45366 | 0.44878 | distr_wofelc_wof_GBR_029 | DEF_C | OUT | 0.67154
distr_wonelc_won_GBR_017 | DEF_E | 0.34911 | 0.33944 | 0.34689 | 0.40339 | 0.36391 | 0.35688 | 0.47388 | 0.44972 | 0.43375 | 0.38771 | 0.35977 | 0.35531 | [28 empty] | distr_wonelc_won_GBR_017 | 0.46601 | 0.44816 | 0.45772 | 0.32573 | 0.38557 | 0.37306 | 0.15537 | 0.23312 | 0.21156 | 0.33617 | 0.3939 | 0.36289 | distr_wofelc_wof_GBR_030 | DEF_C | OUT | 0.69819
distr_wonelc_won_GBR_018 | DEF_E | 0.24929 | 0.25343 | 0.26774 | 0.36255 | 0.34763 | 0.33975 | 0.38017 | 0.42228 | 0.38346 | 0.26563 | 0.29504 | 0.28456 | [28 empty] | distr_wonelc_won_GBR_018 | 0.64965 | 0.62993 | 0.60988 | 0.45463 | 0.45344 | 0.45384 | 0.24897 | 0.25994 | 0.28323 | 0.56826 | 0.53493 | 0.55208 | distr_wofelc_wof_GBR_031 | DEF_C | OUT | 0.69084
distr_wonelc_won_GBR_019 | DEF_E | 0.33418 | 0.32732 | 0.33127 | 0.39361 | 0.35448 | 0.35994 | 0.44516 | 0.46004 | 0.41737 | 0.34213 | 0.34309 | 0.33968 | [28 empty] | distr_wonelc_won_GBR_019 | 0.51949 | 0.50521 | 0.49169 | 0.36937 | 0.41556 | 0.40738 | 0.16261 | 0.22246 | 0.23746 | 0.41625 | 0.44451 | 0.4345 | distr_wofelc_wof_GBR_032 | DEF_C | OUT | 0.68919
distr_wonelc_won_GBR_020 | DEF_E | 0.27321 | 0.28104 | 0.27246 | 0.31136 | 0.3165 | 0.30155 | 0.39917 | 0.4376 | 0.40232 | 0.27495 | 0.28174 | 0.25401 | [28 empty] | distr_wonelc_won_GBR_020 | 0.59395 | 0.5799 | 0.59402 | 0.46185 | 0.5153 | 0.49306 | 0.23646 | 0.27818 | 0.28578 | 0.50273 | 0.51161 | 0.5113 | distr_wofelc_wof_GBR_033 | DEF_C | OUT | 0.67609
distr_wonelc_won_GBR_021 | DEF_E | 0.23775 | 0.24279 | 0.23231 | 0.26707 | 0.27232 | 0.28134 | 0.37601 | 0.42426 | 0.36756 | 0.21242 | 0.24138 | 0.22418 | [28 empty] | distr_wonelc_won_GBR_021 | 0.65594 | 0.63555 | 0.6554 | 0.53315 | 0.56509 | 0.53516 | 0.30268 | 0.29207 | 0.31394 | 0.61624 | 0.59147 | 0.61008 | distr_wofelc_wof_GBR_034 | DEF_C | OUT | 0.68326

## load_shapes
~TFM_DINS-AT
g_yrfr | com_fr | timeslice | commodity
0.11427 | 0.16087 | FaD | elc_roadtransport
0.11427 | 0.052548 | FaN | elc_roadtransport
0.020776 | 0.035897 | FaP | elc_roadtransport
0.11553 | 0.16264 | RaD | elc_roadtransport
0.11553 | 0.053125 | RaN | elc_roadtransport
0.021005 | 0.036291 | RaP | elc_roadtransport
0.11553 | 0.16264 | SaD | elc_roadtransport
0.11553 | 0.053125 | SaN | elc_roadtransport
0.021005 | 0.036291 | SaP | elc_roadtransport
0.11301 | 0.1591 | WaD | elc_roadtransport
0.11301 | 0.05197 | WaN | elc_roadtransport
0.020548 | 0.035502 | WaP | elc_roadtransport

## demand
~TFM_DINS-AT
commodity | timeslice | com_fr
elc_buildings | FaD | 0.11941
elc_buildings | FaN | 0.10105
elc_buildings | FaP | 0.022701
elc_buildings | RaD | 0.12919
elc_buildings | RaN | 0.10662
elc_buildings | RaP | 0.024163
elc_buildings | SaD | 0.11482
elc_buildings | SaN | 0.096978
elc_buildings | SaP | 0.021518
elc_buildings | WaD | 0.13019
elc_buildings | WaN | 0.10867
elc_buildings | WaP | 0.024704
elc_industry | FaD | 0.11497
elc_industry | FaN | 0.11329
elc_industry | FaP | 0.020995
elc_industry | RaD | 0.11648
elc_industry | RaN | 0.11441
elc_industry | RaP | 0.021239
elc_industry | SaD | 0.11617
elc_industry | SaN | 0.11454
elc_industry | SaP | 0.02118
elc_industry | WaD | 0.11394
elc_industry | WaN | 0.11197
elc_industry | WaP | 0.020811

## peak_factors
~TFM_DINS-AT
commodity | timeslice | com_pkflx
ELC | FaD | 0.21549
ELC | FaN | 0.41824
ELC | FaP | 0.17347
ELC | RaD | 0.15023
ELC | RaN | 0.37013
ELC | RaP | 0.12173
ELC | SaD | 0.12487
ELC | SaN | 0.27967
ELC | SaP | 0.075317
ELC | WaD | 0.11818
ELC | WaN | 0.32081
ELC | WaP | 0.07706

## hydro_af
~TFM_INS-AT
Year | timeslice | ncap_afs | pset_ci
2020 | F | 0.23417 | hydro
2020 | R | 0.2023 | hydro
2020 | S | 0.14047 | hydro
2020 | W | 0.3183 | hydro
2021 | F | 0.20033 | hydro
2021 | R | 0.18423 | hydro
2021 | S | 0.072433 | hydro
2021 | W | 0.21483 | hydro
2022 | F | 0.19613 | hydro
2022 | R | 0.16093 | hydro
2022 | S | 0.10767 | hydro
2022 | W | 0.2349 | hydro
2025 | F | 0.3142 | hydro
2025 | R | 0.3496 | hydro
2025 | S | 0.22737 | hydro
2025 | W | 0.44617 | hydro
2026 | F | 0.32077 | hydro
2026 | R | 0.3389 | hydro
2026 | S | 0.18807 | hydro
2026 | W | 0.46543 | hydro
2027 | F | 0.37133 | hydro
2027 | R | 0.2591 | hydro
2027 | S | 0.25047 | hydro
2027 | W | 0.46617 | hydro
2028 | F | 0.35717 | hydro
2028 | R | 0.2956 | hydro
2028 | S | 0.1882 | hydro
2028 | W | 0.48457 | hydro
2029 | F | 0.36343 | hydro
2029 | R | 0.3098 | hydro
2029 | S | 0.16797 | hydro
2029 | W | 0.49567 | hydro
2030 | F | 0.3966 | hydro
2030 | R | 0.35727 | hydro
2030 | S | 0.20367 | hydro
2030 | W | 0.4849 | hydro
2031 | F | 0.32347 | hydro
2031 | R | 0.28077 | hydro
2031 | S | 0.1877 | hydro
2031 | W | 0.4136 | hydro
2032 | F | 0.3157 | hydro
2032 | R | 0.22277 | hydro
2032 | S | 0.18837 | hydro
2032 | W | 0.406 | hydro
2033 | F | 0.29837 | hydro
2033 | R | 0.19993 | hydro
2033 | S | 0.1364 | hydro
2033 | W | 0.33187 | hydro
2034 | F | 0.27073 | hydro
2034 | R | 0.2558 | hydro
2034 | S | 0.13743 | hydro
2034 | W | 0.3984 | hydro
2035 | F | 0.27663 | hydro
2035 | R | 0.2044 | hydro
2035 | S | 0.17937 | hydro
2035 | W | 0.40687 | hydro
2036 | F | 0.34017 | hydro
2036 | R | 0.20973 | hydro
2036 | S | 0.21097 | hydro
2036 | W | 0.35573 | hydro
2037 | F | 0.22197 | hydro
2037 | R | 0.2109 | hydro
2037 | S | 0.16183 | hydro
2037 | W | 0.3456 | hydro
2038 | F | 0.25323 | hydro
2038 | R | 0.2739 | hydro
2038 | S | 0.15847 | hydro
2038 | W | 0.42173 | hydro
2039 | F | 0.27657 | hydro
2039 | R | 0.17447 | hydro
2039 | S | 0.16873 | hydro
2039 | W | 0.36817 | hydro
2040 | F | 0.28623 | hydro
2040 | R | 0.19737 | hydro
2040 | S | 0.16567 | hydro
2040 | W | 0.34093 | hydro
2041 | F | 0.32973 | hydro
2041 | R | 0.25427 | hydro
2041 | S | 0.2105 | hydro
2041 | W | 0.42363 | hydro
2042 | F | 0.33363 | hydro
2042 | R | 0.27553 | hydro
2042 | S | 0.17827 | hydro
2042 | W | 0.44633 | hydro
2043 | F | 0.3219 | hydro
2043 | R | 0.2688 | hydro
2043 | S | 0.20633 | hydro
2043 | W | 0.44593 | hydro
2044 | F | 0.35767 | hydro
2044 | R | 0.33363 | hydro
2044 | S | 0.16407 | hydro
2044 | W | 0.46713 | hydro
2045 | F | 0.36703 | hydro
2045 | R | 0.355 | hydro
2045 | S | 0.17577 | hydro
2045 | W | 0.47877 | hydro
2046 | F | 0.263 | hydro
2046 | R | 0.173 | hydro
2046 | S | 0.12867 | hydro
2046 | W | 0.4017 | hydro
2047 | F | 0.32307 | hydro
2047 | R | 0.26593 | hydro
2047 | S | 0.1806 | hydro
2047 | W | 0.4599 | hydro
2048 | F | 0.29697 | hydro
2048 | R | 0.2941 | hydro
2048 | S | 0.19243 | hydro
2048 | W | 0.40523 | hydro
2049 | F | 0.2692 | hydro
2049 | R | 0.30657 | hydro
2049 | S | 0.11843 | hydro
2049 | W | 0.42747 | hydro
2050 | F | 0.25993 | hydro
2050 | R | 0.27373 | hydro
2050 | S | 0.1849 | hydro
2050 | W | 0.4084 | hydro